## Thermal
ENTSO-E Market Modelling Database: Thermal generation
Country:
Market Node: | SK00
Year:
Climate year
Scenario
Fuel & Plant type |  | Net generating capacity (MW) | Number of units | Number of biofuel units | Biofuel usage [%] | MUST RUN OBLIGATIONS | [13 empty] | Daily limitation in MWh (optional) | [11 empty] | Unavailability |  |  | Min stable power (% of max power) | Ramp up rate(MW/h) | Ramp down rate (MW/h) | fixed generation reduction (% of max power output) | Median Start-up fuel name | Custom biofuel price (EUR/Net GJ) | Maximum number of units on maintenance
[32 empty] | Forced outage (annual rate) | Planned outage | Planned outage
[33 empty] | annual rate | winter
[7 empty] | Jan | Feb | Mar | April | May | June | July | Aug | Sept | Oct | Nov | Dec | causes (e.g technical, subsidies, environmental, grid constraints... | Jan | Feb | Mar | April | May | June | July | Aug | Sept | Oct | Nov | Dec | % | number of days | minimum % of annual number of days
Nuclear |  | 3095.668 | 5 | 0 | 0 | number of must run units | 5 | 5 | 5 | 5 | 5 | 5 | 5 | 5 | 5 | 5 | 5 | 5 | [13 empty] | 1.5525 | 18 | 3.2301 | 84.4 | 1487.3527 | 1487.3527 | 0 | 0 | 0 | 5
[6 empty] | % of installed capacity | 85 | 85 | 85 | 85 | 85 | 85 | 85 | 85 | 85 | 85 | 85 | 85
Hard coal | old 1 | 27.085 | 1 | 1 | 0.7975 | number of must run units | 0 | 0 | 0 | 0 | 0 | 0 | 0 | 0 | 0 | 0 | 0 | 0 | [13 empty] | 1.3699 | 27 | 0 | 1.83 | 32.502 | 81.255 | 0 | 0 | 0 | 1
[6 empty] | % of installed capacity | 0 | 0 | 0 | 0 | 0 | 0 | 0 | 0 | 0 | 0 | 0 | 0
| old 2 | 0 | 0 | 0 | 0 | number of must run units | 0 | 0 | 0 | 0 | 0 | 0 | 0 | 0 | 0 | 0 | 0 | 0 | [13 empty] | 10 | 27 | 15 |  |  |  | 0 | 0 |  | 0
[6 empty] | % of installed capacity | 0 | 0 | 0 | 0 | 0 | 0 | 0 | 0 | 0 | 0 | 0 | 0
| new | 263.441 | 3 | 0 | 0 | number of must run units | 0 | 0 | 0 | 0 | 0 | 0 | 0 | 0 | 0 | 0 | 0 | 0 | [13 empty] | 9.2569 | 27 | 0.16763 | 19.3179 | 277.9718 | 347.4647 | 0 | 0 | 0 | 3
[6 empty] | % of installed capacity | 0 | 0 | 0 | 0 | 0 | 0 | 0 | 0 | 0 | 0 | 0 | 0
| CCS | 0 | 0 | 0 | 0 | number of must run units | 0 | 0 | 0 | 0 | 0 | 0 | 0 | 0 | 0 | 0 | 0 | 0 | [13 empty] | 7.5 | 27 | 15 |  |  |  | 0 | 0 |  | 0
[6 empty] | % of installed capacity | 0 | 0 | 0 | 0 | 0 | 0 | 0 | 0 | 0 | 0 | 0 | 0
Lignite | old 1 | 18.514 | 1 | 1 | 1 | number of must run units | 0 | 0 | 0 | 0 | 0 | 0 | 0 | 0 | 0 | 0 | 0 | 0 | [13 empty] | 2.7 | 27 | 0 | 32.55 | 22.2168 | 55.542 | 0 | 0 | 0 | 1
[6 empty] | % of installed capacity | 0 | 0 | 0 | 0 | 0 | 0 | 0 | 0 | 0 | 0 | 0 | 0
| old 2 | 0 | 0 | 0 | 0 | number of must run units | 0 | 0 | 0 | 0 | 0 | 0 | 0 | 0 | 0 | 0 | 0 | 0 | [13 empty] | 10 | 27 | 15 |  |  |  | 0 | 0 |  | 0
[6 empty] | % of installed capacity | 0 | 0 | 0 | 0 | 0 | 0 | 0 | 0 | 0 | 0 | 0 | 0
| new | 66.375 | 2 | 1 | 0.15689 | number of must run units | 0 | 0 | 0 | 0 | 0 | 0 | 0 | 0 | 0 | 0 | 0 | 0 | [13 empty] | 8.4188 | 27 | 0 | 10.4337 | 47.8713 | 119.6784 | 0 | 0 | 0 | 2
[6 empty] | % of installed capacity | 0 | 0 | 0 | 0 | 0 | 0 | 0 | 0 | 0 | 0 | 0 | 0
| CCS | 0 | 0 | 0 | 0 | number of must run units | 0 | 0 | 0 | 0 | 0 | 0 | 0 | 0 | 0 | 0 | 0 | 0 | [13 empty] | 7.5 | 27 | 15 |  |  |  | 0 | 0 |  | 0
[6 empty] | % of installed capacity | 0 | 0 | 0 | 0 | 0 | 0 | 0 | 0 | 0 | 0 | 0 | 0
Gas | Conventional old 1 | 8.436 | 1 | 0 | 0 | number of must run units | 0 | 0 | 0 | 0 | 0 | 0 | 0 | 0 | 0 | 0 | 0 | 0 | [13 empty] | 8 | 27 | 0 | 20 | 75.924 | 75.924 | 0 | 0 | 0 | 1
[6 empty] | % of installed capacity | 0 | 0 | 0 | 0 | 0 | 0 | 0 | 0 | 0 | 0 | 0 | 0
| Conventional old 2 | 71.343 | 6 | 0 | 0 | number of must run units | 0 | 0 | 0 | 0 | 0 | 0 | 0 | 0 | 0 | 0 | 0 | 0 | [13 empty] | 5.6148 | 27 | 0 | 19.2054 | 148.6422 | 148.6422 | 0 | 0 | 0 | 6
[6 empty] | % of installed capacity | 0 | 0 | 0 | 0 | 0 | 0 | 0 | 0 | 0 | 0 | 0 | 0
| CCGT old 1 | 184.662 | 2 | 1 | 0.5367 | number of must run units | 0 | 0 | 0 | 0 | 0 | 0 | 0 | 0 | 0 | 0 | 0 | 0 | [13 empty] | 6.005 | 27 | 0 | 24.0582 | 127.458 | 318.6451 | 0 | 0 | 0 | 2
[6 empty] | % of installed capacity | 0 | 0 | 0 | 0 | 0 | 0 | 0 | 0 | 0 | 0 | 0 | 0
| CCGT old 2 | 0 | 0 | 0 | 0 | number of must run units | 0 | 0 | 0 | 0 | 0 | 0 | 0 | 0 | 0 | 0 | 0 | 0 | [13 empty] | 8 | 27 | 15 |  |  |  | 0 | 0 |  | 0
[6 empty] | % of installed capacity | 0 | 0 | 0 | 0 | 0 | 0 | 0 | 0 | 0 | 0 | 0 | 0
| CCGT new | 27.456 | 1 | 0 | 0 | number of must run units | 0 | 0 | 0 | 0 | 0 | 0 | 0 | 0 | 0 | 0 | 0 | 0 | [13 empty] | 0.685 | 27 | 0 | 16.67 | 65.8944 | 82.368 | 0 | 0 | 0 | 1
[6 empty] | % of installed capacity | 0 | 0 | 0 | 0 | 0 | 0 | 0 | 0 | 0 | 0 | 0 | 0
| CCGT CCS | 0 | 0 | 0 | 0 | number of must run units | 0 | 0 | 0 | 0 | 0 | 0 | 0 | 0 | 0 | 0 | 0 | 0 | [13 empty] | 5 | 27 | 15 |  |  |  | 0 | 0 |  | 0
[6 empty] | % of installed capacity | 0 | 0 | 0 | 0 | 0 | 0 | 0 | 0 | 0 | 0 | 0 | 0
| OCGT old | 0 | 0 | 0 | 0 | number of must run units | 0 | 0 | 0 | 0 | 0 | 0 | 0 | 0 | 0 | 0 | 0 | 0 | [13 empty] | 8 | 13 | 15 |  |  |  | 0 | 0 |  | 0
[6 empty] | % of installed capacity | 0 | 0 | 0 | 0 | 0 | 0 | 0 | 0 | 0 | 0 | 0 | 0
| OCGT new | 0 | 0 | 0 | 0 | number of must run units | 0 | 0 | 0 | 0 | 0 | 0 | 0 | 0 | 0 | 0 | 0 | 0 | [13 empty] | 5 | 13 | 15 |  |  |  | 0 | 0 |  | 0
[6 empty] | % of installed capacity | 0 | 0 | 0 | 0 | 0 | 0 | 0 | 0 | 0 | 0 | 0 | 0
Light oil |  | 0 | 0 | 0 | 0 | number of must run units | 0 | 0 | 0 | 0 | 0 | 0 | 0 | 0 | 0 | 0 | 0 | 0 | [13 empty] | 8 | 13 | 15 |  |  |  | 0 | 0 |  | 0
[6 empty] | % of installed capacity | 0 | 0 | 0 | 0 | 0 | 0 | 0 | 0 | 0 | 0 | 0 | 0
Heavy oil | old 1 | 133.278 | 1 | 0 | 0 | number of must run units | 0 | 0 | 0 | 0 | 0 | 0 | 0 | 0 | 0 | 0 | 0 | 0 | [13 empty] | 10 | 27 | 0 | 2 | 639.7344 | 639.7344 | 0 | 0 | 0 | 1
[6 empty] | % of installed capacity | 0 | 0 | 0 | 0 | 0 | 0 | 0 | 0 | 0 | 0 | 0 | 0
| old 2 | 0 | 0 | 0 | 0 | number of must run units | 0 | 0 | 0 | 0 | 0 | 0 | 0 | 0 | 0 | 0 | 0 | 0 | [13 empty] | 10 | 27 | 15 |  |  |  | 0 | 0 |  | 0
[6 empty] | % of installed capacity | 0 | 0 | 0 | 0 | 0 | 0 | 0 | 0 | 0 | 0 | 0 | 0
Oil shale | old | 0 | 0 | 0 | 0 | number of must run units | 0 | 0 | 0 | 0 | 0 | 0 | 0 | 0 | 0 | 0 | 0 | 0 | [13 empty] | 10 | 27 | 15 |  |  |  | 0 | 0 |  | 0
[6 empty] | % of installed capacity | 0 | 0 | 0 | 0 | 0 | 0 | 0 | 0 | 0 | 0 | 0 | 0
| new | 0 | 0 | 0 | 0 | number of must run units | 0 | 0 | 0 | 0 | 0 | 0 | 0 | 0 | 0 | 0 | 0 | 0 | [13 empty] | 7.5 | 27 | 15 |  |  |  | 0 | 0 |  | 0
[6 empty] | % of installed capacity | 0 | 0 | 0 | 0 | 0 | 0 | 0 | 0 | 0 | 0 | 0 | 0
Gas | CCGT present 1 | 545.564 | 3 | 0 | 0 | number of must run units | 0 | 0 | 0 | 0 | 0 | 0 | 0 | 0 | 0 | 0 | 0 | 0 | [13 empty] | 4.4605 | 19.4602 | 0 | 47.3789 | 784.1343 | 980.1679 | 0 | 0 | 0 | 3
[6 empty] | % of installed capacity | 0 | 0 | 0 | 0 | 0 | 0 | 0 | 0 | 0 | 0 | 0 | 0
| CCGT present 2 | 0 | 0 | 0 | 0 | number of must run units | 0 | 0 | 0 | 0 | 0 | 0 | 0 | 0 | 0 | 0 | 0 | 0 | [13 empty] | 5 | 27 | 15 |  |  |  | 0 | 0 |  | 0
[6 empty] | % of installed capacity | 0 | 0 | 0 | 0 | 0 | 0 | 0 | 0 | 0 | 0 | 0 | 0
Hydrogen | Fuel Cell | 0 | 0 | 0 | 0 | number of must run units | 0 | 0 | 0 | 0 | 0 | 0 | 0 | 0 | 0 | 0 | 0 | 0 | [13 empty] | 2.5 | 7 | 0 |  |  |  | 0 | 0 |  | 0
[6 empty] | % of installed capacity | 0 | 0 | 0 | 0 | 0 | 0 | 0 | 0 | 0 | 0 | 0 | 0
Hydrogen | CCGT | 0 | 0 | 0 | 0 | number of must run units | 0 | 0 | 0 | 0 | 0 | 0 | 0 | 0 | 0 | 0 | 0 | 0 | [13 empty] | 5 | 27 | 15 |  |  |  | 0 | 0 |  | 0
[6 empty] | % of installed capacity | 0 | 0 | 0 | 0 | 0 | 0 | 0 | 0 | 0 | 0 | 0 | 0
Hydrogen | OCGT | 0 | 0 | 0 | 0 | number of must run units | 0 | 0 | 0 | 0 | 0 | 0 | 0 | 0 | 0 | 0 | 0 | 0 | [13 empty] | 5 | 13 | 15 |  |  |  | 0 | 0 |  | 0
[6 empty] | % of installed capacity | 0 | 0 | 0 | 0 | 0 | 0 | 0 | 0 | 0 | 0 | 0 | 0

## Other Non-RES
ENTSO-E Market Modelling Database: Other non-RES
Country:
Market Node: | SK00
Year:
Climate year |  |  | N.B. use convention first January always Monday (2007 calendar year) --> see guidelines for further details
Scenario
|  | Price Band 1 | Price Band 2
Installed capacity (MW)
Number of units
PEMMDB type(s)
Purpose
Avg. Market Offer Price (€/MWh)
Avg. Efficiency Ratio
Avg. CO2 em. factor (ton/MWh)
Start climate year
End climate year
Date | Hour | Available capacity (MW) | Available capacity (MW) | Available capacity (MW) | Available capacity (MW) | Available capacity (MW) | Available capacity (MW) | Available capacity (MW) | Available capacity (MW) | Available capacity (MW) | Available capacity (MW) | Available capacity (MW) | Available capacity (MW) | Available capacity (MW) | Available capacity (MW) | Available capacity (MW) | Available capacity (MW) | Available capacity (MW) | Available capacity (MW) | Available capacity (MW) | Available capacity (MW) | Available capacity (MW) | Available capacity (MW) | Available capacity (MW) | Available capacity (MW) | Available capacity (MW) | Available capacity (MW) | Available capacity (MW)
01.01. | 1
01.01. | 2
01.01. | 3
01.01. | 4
01.01. | 5
01.01. | 6
01.01. | 7
01.01. | 8
01.01. | 9
01.01. | 10
01.01. | 11
01.01. | 12
01.01. | 13
01.01. | 14
01.01. | 15
01.01. | 16
01.01. | 17
01.01. | 18
01.01. | 19
01.01. | 20
01.01. | 21
01.01. | 22
01.01. | 23
01.01. | 24
02.01. | 1
02.01. | 2
02.01. | 3
02.01. | 4
02.01. | 5
02.01. | 6
02.01. | 7
02.01. | 8
02.01. | 9
02.01. | 10
02.01. | 11
02.01. | 12
02.01. | 13
02.01. | 14
02.01. | 15
02.01. | 16
02.01. | 17
02.01. | 18
02.01. | 19
02.01. | 20
02.01. | 21
02.01. | 22
02.01. | 23
02.01. | 24
03.01. | 1
03.01. | 2
03.01. | 3
03.01. | 4
03.01. | 5
03.01. | 6
03.01. | 7
03.01. | 8
03.01. | 9
03.01. | 10
03.01. | 11
03.01. | 12
03.01. | 13
03.01. | 14
03.01. | 15
03.01. | 16
03.01. | 17
03.01. | 18
03.01. | 19
03.01. | 20
03.01. | 21
03.01. | 22
03.01. | 23
03.01. | 24
04.01. | 1
04.01. | 2
04.01. | 3
04.01. | 4
04.01. | 5
04.01. | 6
04.01. | 7
04.01. | 8
04.01. | 9
04.01. | 10
04.01. | 11
04.01. | 12
04.01. | 13
04.01. | 14
04.01. | 15
04.01. | 16
04.01. | 17
04.01. | 18
04.01. | 19
04.01. | 20
04.01. | 21
04.01. | 22
04.01. | 23
04.01. | 24
05.01. | 1
05.01. | 2
05.01. | 3
05.01. | 4
05.01. | 5
05.01. | 6
05.01. | 7
05.01. | 8
05.01. | 9
05.01. | 10
05.01. | 11
05.01. | 12
05.01. | 13
05.01. | 14
05.01. | 15
05.01. | 16
05.01. | 17
05.01. | 18
05.01. | 19
05.01. | 20
05.01. | 21
05.01. | 22
05.01. | 23
05.01. | 24
06.01. | 1
06.01. | 2
06.01. | 3
06.01. | 4
06.01. | 5
06.01. | 6
06.01. | 7
06.01. | 8
06.01. | 9
06.01. | 10
06.01. | 11
06.01. | 12
06.01. | 13
06.01. | 14
06.01. | 15
06.01. | 16
06.01. | 17
06.01. | 18
06.01. | 19
06.01. | 20
06.01. | 21
06.01. | 22
06.01. | 23
06.01. | 24
07.01. | 1
07.01. | 2
07.01. | 3
07.01. | 4
07.01. | 5
07.01. | 6
07.01. | 7
07.01. | 8
07.01. | 9
07.01. | 10
07.01. | 11
07.01. | 12
07.01. | 13
07.01. | 14
07.01. | 15
07.01. | 16
07.01. | 17
07.01. | 18
07.01. | 19
07.01. | 20
07.01. | 21
07.01. | 22
07.01. | 23
07.01. | 24
08.01. | 1
08.01. | 2
08.01. | 3
08.01. | 4
08.01. | 5
08.01. | 6
08.01. | 7
08.01. | 8
08.01. | 9
08.01. | 10
08.01. | 11
08.01. | 12
08.01. | 13
08.01. | 14
08.01. | 15
08.01. | 16
08.01. | 17
08.01. | 18
08.01. | 19
08.01. | 20
08.01. | 21
08.01. | 22
08.01. | 23
08.01. | 24
09.01. | 1
09.01. | 2
09.01. | 3
09.01. | 4
09.01. | 5
09.01. | 6
09.01. | 7
09.01. | 8
09.01. | 9
09.01. | 10
09.01. | 11
09.01. | 12
09.01. | 13
09.01. | 14
09.01. | 15
09.01. | 16
09.01. | 17
09.01. | 18
09.01. | 19
09.01. | 20
09.01. | 21
09.01. | 22
09.01. | 23
09.01. | 24
10.01. | 1
10.01. | 2
10.01. | 3
10.01. | 4
10.01. | 5
10.01. | 6
10.01. | 7
10.01. | 8
10.01. | 9
10.01. | 10
10.01. | 11
10.01. | 12
10.01. | 13
10.01. | 14
10.01. | 15
10.01. | 16
10.01. | 17
10.01. | 18
10.01. | 19
10.01. | 20
10.01. | 21
10.01. | 22
10.01. | 23
10.01. | 24
11.01. | 1
11.01. | 2
11.01. | 3
11.01. | 4
11.01. | 5
11.01. | 6
11.01. | 7
11.01. | 8
11.01. | 9
11.01. | 10
11.01. | 11
11.01. | 12
11.01. | 13
11.01. | 14
11.01. | 15
11.01. | 16
11.01. | 17
11.01. | 18
11.01. | 19
11.01. | 20
11.01. | 21
11.01. | 22
11.01. | 23
11.01. | 24
12.01. | 1
12.01. | 2
12.01. | 3
12.01. | 4
12.01. | 5
12.01. | 6
12.01. | 7
12.01. | 8
12.01. | 9
12.01. | 10
12.01. | 11
12.01. | 12
12.01. | 13
12.01. | 14
12.01. | 15
12.01. | 16
12.01. | 17
12.01. | 18
12.01. | 19
12.01. | 20
12.01. | 21
12.01. | 22
12.01. | 23
12.01. | 24
13.01. | 1
13.01. | 2
13.01. | 3
13.01. | 4
13.01. | 5
13.01. | 6
13.01. | 7
13.01. | 8
13.01. | 9
13.01. | 10
13.01. | 11
13.01. | 12
13.01. | 13
13.01. | 14
13.01. | 15
13.01. | 16
13.01. | 17
13.01. | 18
13.01. | 19
13.01. | 20
13.01. | 21
13.01. | 22
13.01. | 23
13.01. | 24
14.01. | 1
14.01. | 2
14.01. | 3
14.01. | 4
14.01. | 5
14.01. | 6
14.01. | 7
14.01. | 8
14.01. | 9
14.01. | 10
14.01. | 11
14.01. | 12
14.01. | 13
14.01. | 14
14.01. | 15
14.01. | 16
14.01. | 17
14.01. | 18
14.01. | 19
14.01. | 20
14.01. | 21
14.01. | 22
14.01. | 23
14.01. | 24
15.01. | 1
15.01. | 2
15.01. | 3
15.01. | 4
15.01. | 5
15.01. | 6
15.01. | 7
15.01. | 8
15.01. | 9
15.01. | 10
15.01. | 11
15.01. | 12
15.01. | 13
15.01. | 14
15.01. | 15
15.01. | 16
15.01. | 17
15.01. | 18
15.01. | 19
15.01. | 20
15.01. | 21
15.01. | 22
15.01. | 23
15.01. | 24
16.01. | 1
16.01. | 2
16.01. | 3
16.01. | 4
16.01. | 5
16.01. | 6
16.01. | 7
16.01. | 8
16.01. | 9
16.01. | 10
16.01. | 11
16.01. | 12
16.01. | 13
16.01. | 14
16.01. | 15
16.01. | 16
16.01. | 17
16.01. | 18
16.01. | 19
16.01. | 20
16.01. | 21
16.01. | 22
16.01. | 23
16.01. | 24
17.01. | 1
17.01. | 2
17.01. | 3
17.01. | 4
17.01. | 5
17.01. | 6
17.01. | 7
17.01. | 8
17.01. | 9
17.01. | 10
17.01. | 11
17.01. | 12
17.01. | 13
17.01. | 14
17.01. | 15
17.01. | 16
17.01. | 17
17.01. | 18
17.01. | 19
17.01. | 20
17.01. | 21
17.01. | 22
17.01. | 23
17.01. | 24
18.01. | 1
18.01. | 2
18.01. | 3
18.01. | 4
18.01. | 5
18.01. | 6
18.01. | 7
18.01. | 8
18.01. | 9
18.01. | 10
18.01. | 11
18.01. | 12
18.01. | 13
18.01. | 14
18.01. | 15
18.01. | 16
18.01. | 17
18.01. | 18
18.01. | 19
18.01. | 20
18.01. | 21
18.01. | 22
18.01. | 23
18.01. | 24
19.01. | 1
19.01. | 2
19.01. | 3
19.01. | 4
19.01. | 5
19.01. | 6
19.01. | 7
19.01. | 8
19.01. | 9
19.01. | 10
19.01. | 11
19.01. | 12
19.01. | 13
19.01. | 14
19.01. | 15
19.01. | 16
19.01. | 17
19.01. | 18
19.01. | 19
19.01. | 20
19.01. | 21
19.01. | 22
19.01. | 23
19.01. | 24
20.01. | 1
20.01. | 2
20.01. | 3
20.01. | 4
20.01. | 5
20.01. | 6
20.01. | 7
20.01. | 8
20.01. | 9
20.01. | 10
20.01. | 11
20.01. | 12
20.01. | 13
20.01. | 14
20.01. | 15
20.01. | 16
20.01. | 17
20.01. | 18
20.01. | 19
20.01. | 20
20.01. | 21
20.01. | 22
20.01. | 23
20.01. | 24
21.01. | 1
21.01. | 2
21.01. | 3
21.01. | 4
21.01. | 5
21.01. | 6
21.01. | 7
21.01. | 8
21.01. | 9
21.01. | 10
21.01. | 11
21.01. | 12
21.01. | 13
21.01. | 14
21.01. | 15
21.01. | 16
21.01. | 17
21.01. | 18
21.01. | 19
21.01. | 20
21.01. | 21
21.01. | 22
21.01. | 23
21.01. | 24
22.01. | 1
22.01. | 2
22.01. | 3
22.01. | 4
22.01. | 5
22.01. | 6
22.01. | 7
22.01. | 8
22.01. | 9
22.01. | 10
22.01. | 11
22.01. | 12
22.01. | 13
22.01. | 14
22.01. | 15
22.01. | 16
22.01. | 17
22.01. | 18
22.01. | 19
22.01. | 20
22.01. | 21
22.01. | 22
22.01. | 23
22.01. | 24
23.01. | 1
23.01. | 2
23.01. | 3
23.01. | 4
23.01. | 5
23.01. | 6
23.01. | 7
23.01. | 8
23.01. | 9
23.01. | 10
23.01. | 11
23.01. | 12
23.01. | 13
23.01. | 14
23.01. | 15
23.01. | 16
23.01. | 17
23.01. | 18
23.01. | 19
23.01. | 20
23.01. | 21
23.01. | 22
23.01. | 23
23.01. | 24
24.01. | 1
24.01. | 2
24.01. | 3
24.01. | 4
24.01. | 5
24.01. | 6
24.01. | 7
24.01. | 8
24.01. | 9
24.01. | 10
24.01. | 11
24.01. | 12
24.01. | 13
24.01. | 14
24.01. | 15
24.01. | 16
24.01. | 17
24.01. | 18
24.01. | 19
24.01. | 20
24.01. | 21
24.01. | 22
24.01. | 23
24.01. | 24
25.01. | 1
25.01. | 2
25.01. | 3
25.01. | 4
25.01. | 5
25.01. | 6
25.01. | 7
25.01. | 8
25.01. | 9
25.01. | 10
25.01. | 11
25.01. | 12
25.01. | 13
25.01. | 14
25.01. | 15
25.01. | 16
25.01. | 17
25.01. | 18
25.01. | 19
25.01. | 20
25.01. | 21
25.01. | 22
25.01. | 23
25.01. | 24
26.01. | 1
26.01. | 2
26.01. | 3
26.01. | 4
26.01. | 5
26.01. | 6
26.01. | 7
26.01. | 8
26.01. | 9
26.01. | 10
26.01. | 11
26.01. | 12
26.01. | 13
26.01. | 14
26.01. | 15
26.01. | 16
26.01. | 17
26.01. | 18
26.01. | 19
26.01. | 20
26.01. | 21
26.01. | 22
26.01. | 23
26.01. | 24
27.01. | 1
27.01. | 2
27.01. | 3
27.01. | 4
27.01. | 5
27.01. | 6
27.01. | 7
27.01. | 8
27.01. | 9
27.01. | 10
27.01. | 11
27.01. | 12
27.01. | 13
27.01. | 14
27.01. | 15
27.01. | 16
27.01. | 17
27.01. | 18
27.01. | 19
27.01. | 20
27.01. | 21
27.01. | 22
27.01. | 23
27.01. | 24
28.01. | 1
28.01. | 2
28.01. | 3
28.01. | 4
28.01. | 5
28.01. | 6
28.01. | 7
28.01. | 8
28.01. | 9
28.01. | 10
28.01. | 11
28.01. | 12
28.01. | 13
28.01. | 14
28.01. | 15
28.01. | 16
28.01. | 17
28.01. | 18
28.01. | 19
28.01. | 20
28.01. | 21
28.01. | 22
28.01. | 23
28.01. | 24
29.01. | 1
29.01. | 2
29.01. | 3
29.01. | 4
29.01. | 5
29.01. | 6
29.01. | 7
29.01. | 8
29.01. | 9
29.01. | 10
29.01. | 11
29.01. | 12
29.01. | 13
29.01. | 14
29.01. | 15
29.01. | 16
29.01. | 17
29.01. | 18
29.01. | 19
29.01. | 20
29.01. | 21
29.01. | 22
29.01. | 23
29.01. | 24
30.01. | 1
30.01. | 2
30.01. | 3
30.01. | 4
30.01. | 5
30.01. | 6
30.01. | 7
30.01. | 8
30.01. | 9
30.01. | 10
30.01. | 11
30.01. | 12
30.01. | 13
30.01. | 14
30.01. | 15
30.01. | 16
30.01. | 17
30.01. | 18
30.01. | 19
30.01. | 20
30.01. | 21
30.01. | 22
30.01. | 23
30.01. | 24
31.01. | 1
31.01. | 2
31.01. | 3
31.01. | 4
31.01. | 5
31.01. | 6
31.01. | 7
31.01. | 8
31.01. | 9
31.01. | 10
31.01. | 11
31.01. | 12
31.01. | 13
31.01. | 14
31.01. | 15
31.01. | 16
31.01. | 17
31.01. | 18
31.01. | 19
31.01. | 20
31.01. | 21
31.01. | 22
31.01. | 23
31.01. | 24
01.02. | 1
01.02. | 2
01.02. | 3
01.02. | 4
01.02. | 5
01.02. | 6
01.02. | 7
01.02. | 8
01.02. | 9
01.02. | 10
01.02. | 11
01.02. | 12
01.02. | 13
01.02. | 14
01.02. | 15
01.02. | 16
01.02. | 17
01.02. | 18
01.02. | 19
01.02. | 20
01.02. | 21
01.02. | 22
01.02. | 23
01.02. | 24
02.02. | 1
02.02. | 2
02.02. | 3
02.02. | 4
02.02. | 5
02.02. | 6
02.02. | 7
02.02. | 8
02.02. | 9
02.02. | 10
02.02. | 11
02.02. | 12
02.02. | 13
02.02. | 14
02.02. | 15
02.02. | 16
02.02. | 17
02.02. | 18
02.02. | 19
02.02. | 20
02.02. | 21
02.02. | 22
02.02. | 23
02.02. | 24
03.02. | 1
03.02. | 2
03.02. | 3
03.02. | 4
03.02. | 5
03.02. | 6
03.02. | 7
03.02. | 8
03.02. | 9
03.02. | 10
03.02. | 11
03.02. | 12
03.02. | 13
03.02. | 14
03.02. | 15
03.02. | 16
03.02. | 17
03.02. | 18
03.02. | 19
03.02. | 20
03.02. | 21
03.02. | 22
03.02. | 23
03.02. | 24
04.02. | 1
04.02. | 2
04.02. | 3
04.02. | 4
04.02. | 5
04.02. | 6
04.02. | 7
04.02. | 8
04.02. | 9
04.02. | 10
04.02. | 11
04.02. | 12
04.02. | 13
04.02. | 14
04.02. | 15
04.02. | 16
04.02. | 17
04.02. | 18
04.02. | 19
04.02. | 20
04.02. | 21
04.02. | 22
04.02. | 23
04.02. | 24
05.02. | 1
05.02. | 2
05.02. | 3
05.02. | 4
05.02. | 5
05.02. | 6
05.02. | 7
05.02. | 8
05.02. | 9
05.02. | 10
05.02. | 11
05.02. | 12
05.02. | 13
05.02. | 14
05.02. | 15
05.02. | 16
05.02. | 17
05.02. | 18
05.02. | 19
05.02. | 20
05.02. | 21
05.02. | 22
05.02. | 23
05.02. | 24
06.02. | 1
06.02. | 2
06.02. | 3
06.02. | 4
06.02. | 5
06.02. | 6
06.02. | 7
06.02. | 8
06.02. | 9
06.02. | 10
06.02. | 11
06.02. | 12
06.02. | 13
06.02. | 14
06.02. | 15
06.02. | 16
06.02. | 17
06.02. | 18
06.02. | 19
06.02. | 20
06.02. | 21
06.02. | 22
06.02. | 23
06.02. | 24
07.02. | 1
07.02. | 2
07.02. | 3
07.02. | 4
07.02. | 5
07.02. | 6
07.02. | 7
07.02. | 8
07.02. | 9
07.02. | 10
07.02. | 11
07.02. | 12
07.02. | 13
07.02. | 14
07.02. | 15
07.02. | 16
07.02. | 17
07.02. | 18
07.02. | 19
07.02. | 20
07.02. | 21
07.02. | 22
07.02. | 23
07.02. | 24
08.02. | 1
08.02. | 2
08.02. | 3
08.02. | 4
08.02. | 5
08.02. | 6
08.02. | 7
08.02. | 8
08.02. | 9
08.02. | 10
08.02. | 11
08.02. | 12
08.02. | 13
08.02. | 14
08.02. | 15
08.02. | 16
08.02. | 17
08.02. | 18
08.02. | 19
08.02. | 20
08.02. | 21
08.02. | 22
08.02. | 23
08.02. | 24
09.02. | 1
09.02. | 2
09.02. | 3
09.02. | 4
09.02. | 5
09.02. | 6
09.02. | 7
09.02. | 8
09.02. | 9
09.02. | 10
09.02. | 11
09.02. | 12
09.02. | 13
09.02. | 14
09.02. | 15
09.02. | 16
09.02. | 17
09.02. | 18
09.02. | 19
09.02. | 20
09.02. | 21
09.02. | 22
09.02. | 23
09.02. | 24
10.02. | 1
10.02. | 2
10.02. | 3
10.02. | 4
10.02. | 5
10.02. | 6
10.02. | 7
10.02. | 8
10.02. | 9
10.02. | 10
10.02. | 11
10.02. | 12
10.02. | 13
10.02. | 14
10.02. | 15
10.02. | 16
10.02. | 17
10.02. | 18
10.02. | 19
10.02. | 20
10.02. | 21
10.02. | 22
10.02. | 23
10.02. | 24
11.02. | 1
11.02. | 2
11.02. | 3
11.02. | 4
11.02. | 5
11.02. | 6
11.02. | 7
11.02. | 8
11.02. | 9
11.02. | 10
11.02. | 11
11.02. | 12
11.02. | 13
11.02. | 14
11.02. | 15
11.02. | 16
11.02. | 17
11.02. | 18
11.02. | 19
11.02. | 20
11.02. | 21
11.02. | 22
11.02. | 23
11.02. | 24
12.02. | 1
12.02. | 2
12.02. | 3
12.02. | 4
12.02. | 5
12.02. | 6
12.02. | 7
12.02. | 8
12.02. | 9
12.02. | 10
12.02. | 11
12.02. | 12
12.02. | 13
12.02. | 14
12.02. | 15
12.02. | 16
12.02. | 17
12.02. | 18
12.02. | 19
12.02. | 20
12.02. | 21
12.02. | 22
12.02. | 23
12.02. | 24
13.02. | 1
13.02. | 2
13.02. | 3
13.02. | 4
13.02. | 5
13.02. | 6
13.02. | 7
13.02. | 8
13.02. | 9
13.02. | 10
13.02. | 11
13.02. | 12
13.02. | 13
13.02. | 14
13.02. | 15
13.02. | 16
13.02. | 17
13.02. | 18
13.02. | 19
13.02. | 20
13.02. | 21
13.02. | 22
13.02. | 23
13.02. | 24
14.02. | 1
14.02. | 2
14.02. | 3
14.02. | 4
14.02. | 5
14.02. | 6
14.02. | 7
14.02. | 8
14.02. | 9
14.02. | 10
14.02. | 11
14.02. | 12
14.02. | 13
14.02. | 14
14.02. | 15
14.02. | 16
14.02. | 17
14.02. | 18
14.02. | 19
14.02. | 20
14.02. | 21
14.02. | 22
14.02. | 23
14.02. | 24
15.02. | 1
15.02. | 2
15.02. | 3
15.02. | 4
15.02. | 5
15.02. | 6
15.02. | 7
15.02. | 8
15.02. | 9
15.02. | 10
15.02. | 11
15.02. | 12
15.02. | 13
15.02. | 14
15.02. | 15
15.02. | 16
15.02. | 17
15.02. | 18
15.02. | 19
15.02. | 20
15.02. | 21
15.02. | 22
15.02. | 23
15.02. | 24
16.02. | 1
16.02. | 2
16.02. | 3
16.02. | 4
16.02. | 5
16.02. | 6
16.02. | 7
16.02. | 8
16.02. | 9
16.02. | 10
16.02. | 11
16.02. | 12
16.02. | 13
16.02. | 14
16.02. | 15
16.02. | 16
16.02. | 17
16.02. | 18
16.02. | 19
16.02. | 20
16.02. | 21
16.02. | 22
16.02. | 23
16.02. | 24
17.02. | 1
17.02. | 2
17.02. | 3
17.02. | 4
17.02. | 5
17.02. | 6
17.02. | 7
17.02. | 8
17.02. | 9
17.02. | 10
17.02. | 11
17.02. | 12
17.02. | 13
17.02. | 14
17.02. | 15
17.02. | 16
17.02. | 17
17.02. | 18
17.02. | 19
17.02. | 20
17.02. | 21
17.02. | 22
17.02. | 23
17.02. | 24
18.02. | 1
18.02. | 2
18.02. | 3
18.02. | 4
18.02. | 5
18.02. | 6
18.02. | 7
18.02. | 8
18.02. | 9
18.02. | 10
18.02. | 11
18.02. | 12
18.02. | 13
18.02. | 14
18.02. | 15
18.02. | 16
18.02. | 17
18.02. | 18
18.02. | 19
18.02. | 20
18.02. | 21
18.02. | 22
18.02. | 23
18.02. | 24
19.02. | 1
19.02. | 2
19.02. | 3
19.02. | 4
19.02. | 5
19.02. | 6
19.02. | 7
19.02. | 8
19.02. | 9
19.02. | 10
19.02. | 11
19.02. | 12
19.02. | 13
19.02. | 14
19.02. | 15
19.02. | 16
19.02. | 17
19.02. | 18
19.02. | 19
19.02. | 20
19.02. | 21
19.02. | 22
19.02. | 23
19.02. | 24
20.02. | 1
20.02. | 2
20.02. | 3
20.02. | 4
20.02. | 5
20.02. | 6
20.02. | 7
20.02. | 8
20.02. | 9
20.02. | 10
20.02. | 11
20.02. | 12
20.02. | 13
20.02. | 14
20.02. | 15
20.02. | 16
20.02. | 17
20.02. | 18
20.02. | 19
20.02. | 20
20.02. | 21
20.02. | 22
20.02. | 23
20.02. | 24
21.02. | 1
21.02. | 2
21.02. | 3
21.02. | 4
21.02. | 5
21.02. | 6
21.02. | 7
21.02. | 8
21.02. | 9
21.02. | 10
21.02. | 11
21.02. | 12
21.02. | 13
21.02. | 14
21.02. | 15
21.02. | 16
21.02. | 17
21.02. | 18
21.02. | 19
21.02. | 20
21.02. | 21
21.02. | 22
21.02. | 23
21.02. | 24
22.02. | 1
22.02. | 2
22.02. | 3
22.02. | 4
22.02. | 5
22.02. | 6
22.02. | 7
22.02. | 8
22.02. | 9
22.02. | 10
22.02. | 11
22.02. | 12
22.02. | 13
22.02. | 14
22.02. | 15
22.02. | 16
22.02. | 17
22.02. | 18
22.02. | 19
22.02. | 20
22.02. | 21
22.02. | 22
22.02. | 23
22.02. | 24
23.02. | 1
23.02. | 2
23.02. | 3
23.02. | 4
23.02. | 5
23.02. | 6
23.02. | 7
23.02. | 8
23.02. | 9
23.02. | 10
23.02. | 11
23.02. | 12
23.02. | 13
23.02. | 14
23.02. | 15
23.02. | 16
23.02. | 17
23.02. | 18
23.02. | 19
23.02. | 20
23.02. | 21
23.02. | 22
23.02. | 23
23.02. | 24
24.02. | 1
24.02. | 2
24.02. | 3
24.02. | 4
24.02. | 5
24.02. | 6
24.02. | 7
24.02. | 8
24.02. | 9
24.02. | 10
24.02. | 11
24.02. | 12
24.02. | 13
24.02. | 14
24.02. | 15
24.02. | 16
24.02. | 17
24.02. | 18
24.02. | 19
24.02. | 20
24.02. | 21
24.02. | 22
24.02. | 23
24.02. | 24
25.02. | 1
25.02. | 2
25.02. | 3
25.02. | 4
25.02. | 5
25.02. | 6
25.02. | 7
25.02. | 8
25.02. | 9
25.02. | 10
25.02. | 11
25.02. | 12
25.02. | 13
25.02. | 14
25.02. | 15
25.02. | 16
25.02. | 17
25.02. | 18
25.02. | 19
25.02. | 20
25.02. | 21
25.02. | 22
25.02. | 23
25.02. | 24
26.02. | 1
26.02. | 2
26.02. | 3
26.02. | 4
26.02. | 5
26.02. | 6
26.02. | 7
26.02. | 8
26.02. | 9
26.02. | 10
26.02. | 11
26.02. | 12
26.02. | 13
26.02. | 14
26.02. | 15
26.02. | 16
26.02. | 17
26.02. | 18
26.02. | 19
26.02. | 20
26.02. | 21
26.02. | 22
26.02. | 23
26.02. | 24
27.02. | 1
27.02. | 2
27.02. | 3
27.02. | 4
27.02. | 5
27.02. | 6
27.02. | 7
27.02. | 8
27.02. | 9
27.02. | 10
27.02. | 11
27.02. | 12
27.02. | 13
27.02. | 14
27.02. | 15
27.02. | 16
27.02. | 17
27.02. | 18
27.02. | 19
27.02. | 20
27.02. | 21
27.02. | 22
27.02. | 23
27.02. | 24
28.02. | 1
28.02. | 2
28.02. | 3
28.02. | 4
28.02. | 5
28.02. | 6
28.02. | 7
28.02. | 8
28.02. | 9
28.02. | 10
28.02. | 11
28.02. | 12
28.02. | 13
28.02. | 14
28.02. | 15
28.02. | 16
28.02. | 17
28.02. | 18
28.02. | 19
28.02. | 20
28.02. | 21
28.02. | 22
28.02. | 23
28.02. | 24
01.03. | 1
01.03. | 2
01.03. | 3
01.03. | 4
01.03. | 5
01.03. | 6
01.03. | 7
01.03. | 8
01.03. | 9
01.03. | 10
01.03. | 11
01.03. | 12
01.03. | 13
01.03. | 14
01.03. | 15
01.03. | 16
01.03. | 17
01.03. | 18
01.03. | 19
01.03. | 20
01.03. | 21
01.03. | 22
01.03. | 23
01.03. | 24
02.03. | 1
02.03. | 2
02.03. | 3
02.03. | 4
02.03. | 5
02.03. | 6
02.03. | 7
02.03. | 8
02.03. | 9
02.03. | 10
02.03. | 11
02.03. | 12
02.03. | 13
02.03. | 14
02.03. | 15
02.03. | 16
02.03. | 17
02.03. | 18
02.03. | 19
02.03. | 20
02.03. | 21
02.03. | 22
02.03. | 23
02.03. | 24
03.03. | 1
03.03. | 2
03.03. | 3
03.03. | 4
03.03. | 5
03.03. | 6
03.03. | 7
03.03. | 8
03.03. | 9
03.03. | 10
03.03. | 11
03.03. | 12
03.03. | 13
03.03. | 14
03.03. | 15
03.03. | 16
03.03. | 17
03.03. | 18
03.03. | 19
03.03. | 20
03.03. | 21
03.03. | 22
03.03. | 23
03.03. | 24
04.03. | 1
04.03. | 2
04.03. | 3
04.03. | 4
04.03. | 5
04.03. | 6
04.03. | 7
04.03. | 8
04.03. | 9
04.03. | 10
04.03. | 11
04.03. | 12
04.03. | 13
04.03. | 14
04.03. | 15
04.03. | 16
04.03. | 17
04.03. | 18
04.03. | 19
04.03. | 20
04.03. | 21
04.03. | 22
04.03. | 23
04.03. | 24
05.03. | 1
05.03. | 2
05.03. | 3
05.03. | 4
05.03. | 5
05.03. | 6
05.03. | 7
05.03. | 8
05.03. | 9
05.03. | 10
05.03. | 11
05.03. | 12
05.03. | 13
05.03. | 14
05.03. | 15
05.03. | 16
05.03. | 17
05.03. | 18
05.03. | 19
05.03. | 20
05.03. | 21
05.03. | 22
05.03. | 23
05.03. | 24
06.03. | 1
06.03. | 2
06.03. | 3
06.03. | 4
06.03. | 5
06.03. | 6
06.03. | 7
06.03. | 8
06.03. | 9
06.03. | 10
06.03. | 11
06.03. | 12
06.03. | 13
06.03. | 14
06.03. | 15
06.03. | 16
06.03. | 17
06.03. | 18
06.03. | 19
06.03. | 20
06.03. | 21
06.03. | 22
06.03. | 23
06.03. | 24
07.03. | 1
07.03. | 2
07.03. | 3
07.03. | 4
07.03. | 5
07.03. | 6
07.03. | 7
07.03. | 8
07.03. | 9
07.03. | 10
07.03. | 11
07.03. | 12
07.03. | 13
07.03. | 14
07.03. | 15
07.03. | 16
07.03. | 17
07.03. | 18
07.03. | 19
07.03. | 20
07.03. | 21
07.03. | 22
07.03. | 23
07.03. | 24
08.03. | 1
08.03. | 2
08.03. | 3
08.03. | 4
08.03. | 5
08.03. | 6
08.03. | 7
08.03. | 8
08.03. | 9
08.03. | 10
08.03. | 11
08.03. | 12
08.03. | 13
08.03. | 14
08.03. | 15
08.03. | 16
08.03. | 17
08.03. | 18
08.03. | 19
08.03. | 20
08.03. | 21
08.03. | 22
08.03. | 23
08.03. | 24
09.03. | 1
09.03. | 2
09.03. | 3
09.03. | 4
09.03. | 5
09.03. | 6
09.03. | 7
09.03. | 8
09.03. | 9
09.03. | 10
09.03. | 11
09.03. | 12
09.03. | 13
09.03. | 14
09.03. | 15
09.03. | 16
09.03. | 17
09.03. | 18
09.03. | 19
09.03. | 20
09.03. | 21
09.03. | 22
09.03. | 23
09.03. | 24
10.03. | 1
10.03. | 2
10.03. | 3
10.03. | 4
10.03. | 5
10.03. | 6
10.03. | 7
10.03. | 8
10.03. | 9
10.03. | 10
10.03. | 11
10.03. | 12
10.03. | 13
10.03. | 14
10.03. | 15
10.03. | 16
10.03. | 17
10.03. | 18
10.03. | 19
10.03. | 20
10.03. | 21
10.03. | 22
10.03. | 23
10.03. | 24
11.03. | 1
11.03. | 2
11.03. | 3
11.03. | 4
11.03. | 5
11.03. | 6
11.03. | 7
11.03. | 8
11.03. | 9
11.03. | 10
11.03. | 11
11.03. | 12
11.03. | 13
11.03. | 14
11.03. | 15
11.03. | 16
11.03. | 17
11.03. | 18
11.03. | 19
11.03. | 20
11.03. | 21
11.03. | 22
11.03. | 23
11.03. | 24
12.03. | 1
12.03. | 2
12.03. | 3
12.03. | 4
12.03. | 5
12.03. | 6
12.03. | 7
12.03. | 8
12.03. | 9
12.03. | 10
12.03. | 11
12.03. | 12
12.03. | 13
12.03. | 14
12.03. | 15
12.03. | 16
12.03. | 17
12.03. | 18
12.03. | 19
12.03. | 20
12.03. | 21
12.03. | 22
12.03. | 23
12.03. | 24
13.03. | 1
13.03. | 2
13.03. | 3
13.03. | 4
13.03. | 5
13.03. | 6
13.03. | 7
13.03. | 8
13.03. | 9
13.03. | 10
13.03. | 11
13.03. | 12
13.03. | 13
13.03. | 14
13.03. | 15
13.03. | 16
13.03. | 17
13.03. | 18
13.03. | 19
13.03. | 20
13.03. | 21
13.03. | 22
13.03. | 23
13.03. | 24
14.03. | 1
14.03. | 2
14.03. | 3
14.03. | 4
14.03. | 5
14.03. | 6
14.03. | 7
14.03. | 8
14.03. | 9
14.03. | 10
14.03. | 11
14.03. | 12
14.03. | 13
14.03. | 14
14.03. | 15
14.03. | 16
14.03. | 17
14.03. | 18
14.03. | 19
14.03. | 20
14.03. | 21
14.03. | 22
14.03. | 23
14.03. | 24
15.03. | 1
15.03. | 2
15.03. | 3
15.03. | 4
15.03. | 5
15.03. | 6
15.03. | 7
15.03. | 8
15.03. | 9
15.03. | 10
15.03. | 11
15.03. | 12
15.03. | 13
15.03. | 14
15.03. | 15
15.03. | 16
15.03. | 17
15.03. | 18
15.03. | 19
15.03. | 20
15.03. | 21
15.03. | 22
15.03. | 23
15.03. | 24
16.03. | 1
16.03. | 2
16.03. | 3
16.03. | 4
16.03. | 5
16.03. | 6
16.03. | 7
16.03. | 8
16.03. | 9
16.03. | 10
16.03. | 11
16.03. | 12
16.03. | 13
16.03. | 14
16.03. | 15
16.03. | 16
16.03. | 17
16.03. | 18
16.03. | 19
16.03. | 20
16.03. | 21
16.03. | 22
16.03. | 23
16.03. | 24
17.03. | 1
17.03. | 2
17.03. | 3
17.03. | 4
17.03. | 5
17.03. | 6
17.03. | 7
17.03. | 8
17.03. | 9
17.03. | 10
17.03. | 11
17.03. | 12
17.03. | 13
17.03. | 14
17.03. | 15
17.03. | 16
17.03. | 17
17.03. | 18
17.03. | 19
17.03. | 20
17.03. | 21
17.03. | 22
17.03. | 23
17.03. | 24
18.03. | 1
18.03. | 2
18.03. | 3
18.03. | 4
18.03. | 5
18.03. | 6
18.03. | 7
18.03. | 8
18.03. | 9
18.03. | 10
18.03. | 11
18.03. | 12
18.03. | 13
18.03. | 14
18.03. | 15
18.03. | 16
18.03. | 17
18.03. | 18
18.03. | 19
18.03. | 20
18.03. | 21
18.03. | 22
18.03. | 23
18.03. | 24
19.03. | 1
19.03. | 2
19.03. | 3
19.03. | 4
19.03. | 5
19.03. | 6
19.03. | 7
19.03. | 8
19.03. | 9
19.03. | 10
19.03. | 11
19.03. | 12
19.03. | 13
19.03. | 14
19.03. | 15
19.03. | 16
19.03. | 17
19.03. | 18
19.03. | 19
19.03. | 20
19.03. | 21
19.03. | 22
19.03. | 23
19.03. | 24
20.03. | 1
20.03. | 2
20.03. | 3
20.03. | 4
20.03. | 5
20.03. | 6
20.03. | 7
20.03. | 8
20.03. | 9
20.03. | 10
20.03. | 11
20.03. | 12
20.03. | 13
20.03. | 14
20.03. | 15
20.03. | 16
20.03. | 17
20.03. | 18
20.03. | 19
20.03. | 20
20.03. | 21
20.03. | 22
20.03. | 23
20.03. | 24
21.03. | 1
21.03. | 2
21.03. | 3
21.03. | 4
21.03. | 5
21.03. | 6
21.03. | 7
21.03. | 8
21.03. | 9
21.03. | 10
21.03. | 11
21.03. | 12
21.03. | 13
21.03. | 14
21.03. | 15
21.03. | 16
21.03. | 17
21.03. | 18
21.03. | 19
21.03. | 20
21.03. | 21
21.03. | 22
21.03. | 23
21.03. | 24
22.03. | 1
22.03. | 2
22.03. | 3
22.03. | 4
22.03. | 5
22.03. | 6
22.03. | 7
22.03. | 8
22.03. | 9
22.03. | 10
22.03. | 11
22.03. | 12
22.03. | 13
22.03. | 14
22.03. | 15
22.03. | 16
22.03. | 17
22.03. | 18
22.03. | 19
22.03. | 20
22.03. | 21
22.03. | 22
22.03. | 23
22.03. | 24
23.03. | 1
23.03. | 2
23.03. | 3
23.03. | 4
23.03. | 5
23.03. | 6
23.03. | 7
23.03. | 8
23.03. | 9
23.03. | 10
23.03. | 11
23.03. | 12
23.03. | 13
23.03. | 14
23.03. | 15
23.03. | 16
23.03. | 17
23.03. | 18
23.03. | 19
23.03. | 20
23.03. | 21
23.03. | 22
23.03. | 23
23.03. | 24
24.03. | 1
24.03. | 2
24.03. | 3
24.03. | 4
24.03. | 5
24.03. | 6
24.03. | 7
24.03. | 8
24.03. | 9
24.03. | 10
24.03. | 11
24.03. | 12
24.03. | 13
24.03. | 14
24.03. | 15
24.03. | 16
24.03. | 17
24.03. | 18
24.03. | 19
24.03. | 20
24.03. | 21
24.03. | 22
24.03. | 23
24.03. | 24
25.03. | 1
25.03. | 2
25.03. | 3
25.03. | 4
25.03. | 5
25.03. | 6
25.03. | 7
25.03. | 8
25.03. | 9
25.03. | 10
25.03. | 11
25.03. | 12
25.03. | 13
25.03. | 14
25.03. | 15
25.03. | 16
25.03. | 17
25.03. | 18
25.03. | 19
25.03. | 20
25.03. | 21
25.03. | 22
25.03. | 23
25.03. | 24
26.03. | 1
26.03. | 2
26.03. | 3
26.03. | 4
26.03. | 5
26.03. | 6
26.03. | 7
26.03. | 8
26.03. | 9
26.03. | 10
26.03. | 11
26.03. | 12
26.03. | 13
26.03. | 14
26.03. | 15
26.03. | 16
26.03. | 17
26.03. | 18
26.03. | 19
26.03. | 20
26.03. | 21
26.03. | 22
26.03. | 23
26.03. | 24
27.03. | 1
27.03. | 2
27.03. | 3
27.03. | 4
27.03. | 5
27.03. | 6
27.03. | 7
27.03. | 8
27.03. | 9
27.03. | 10
27.03. | 11
27.03. | 12
27.03. | 13
27.03. | 14
27.03. | 15
27.03. | 16
27.03. | 17
27.03. | 18
27.03. | 19
27.03. | 20
27.03. | 21
27.03. | 22
27.03. | 23
27.03. | 24
28.03. | 1
28.03. | 2
28.03. | 3
28.03. | 4
28.03. | 5
28.03. | 6
28.03. | 7
28.03. | 8
28.03. | 9
28.03. | 10
28.03. | 11
28.03. | 12
28.03. | 13
28.03. | 14
28.03. | 15
28.03. | 16
28.03. | 17
28.03. | 18
28.03. | 19
28.03. | 20
28.03. | 21
28.03. | 22
28.03. | 23
28.03. | 24
29.03. | 1
29.03. | 2
29.03. | 3
29.03. | 4
29.03. | 5
29.03. | 6
29.03. | 7
29.03. | 8
29.03. | 9
29.03. | 10
29.03. | 11
29.03. | 12
29.03. | 13
29.03. | 14
29.03. | 15
29.03. | 16
29.03. | 17
29.03. | 18
29.03. | 19
29.03. | 20
29.03. | 21
29.03. | 22
29.03. | 23
29.03. | 24
30.03. | 1
30.03. | 2
30.03. | 3
30.03. | 4
30.03. | 5
30.03. | 6
30.03. | 7
30.03. | 8
30.03. | 9
30.03. | 10
30.03. | 11
30.03. | 12
30.03. | 13
30.03. | 14
30.03. | 15
30.03. | 16
30.03. | 17
30.03. | 18
30.03. | 19
30.03. | 20
30.03. | 21
30.03. | 22
30.03. | 23
30.03. | 24
31.03. | 1
31.03. | 2
31.03. | 3
31.03. | 4
31.03. | 5
31.03. | 6
31.03. | 7
31.03. | 8
31.03. | 9
31.03. | 10
31.03. | 11
31.03. | 12
31.03. | 13
31.03. | 14
31.03. | 15
31.03. | 16
31.03. | 17
31.03. | 18
31.03. | 19
31.03. | 20
31.03. | 21
31.03. | 22
31.03. | 23
31.03. | 24
01.04. | 1
01.04. | 2
01.04. | 3
01.04. | 4
01.04. | 5
01.04. | 6
01.04. | 7
01.04. | 8
01.04. | 9
01.04. | 10
01.04. | 11
01.04. | 12
01.04. | 13
01.04. | 14
01.04. | 15
01.04. | 16
01.04. | 17
01.04. | 18
01.04. | 19
01.04. | 20
01.04. | 21
01.04. | 22
01.04. | 23
01.04. | 24
02.04. | 1
02.04. | 2
02.04. | 3
02.04. | 4
02.04. | 5
02.04. | 6
02.04. | 7
02.04. | 8
02.04. | 9
02.04. | 10
02.04. | 11
02.04. | 12
02.04. | 13
02.04. | 14
02.04. | 15
02.04. | 16
02.04. | 17
02.04. | 18
02.04. | 19
02.04. | 20
02.04. | 21
02.04. | 22
02.04. | 23
02.04. | 24
03.04. | 1
03.04. | 2
03.04. | 3
03.04. | 4
03.04. | 5
03.04. | 6
03.04. | 7
03.04. | 8
03.04. | 9
03.04. | 10
03.04. | 11
03.04. | 12
03.04. | 13
03.04. | 14
03.04. | 15
03.04. | 16
03.04. | 17
03.04. | 18
03.04. | 19
03.04. | 20
03.04. | 21
03.04. | 22
03.04. | 23
03.04. | 24
04.04. | 1
04.04. | 2
04.04. | 3
04.04. | 4
04.04. | 5
04.04. | 6
04.04. | 7
04.04. | 8
04.04. | 9
04.04. | 10
04.04. | 11
04.04. | 12
04.04. | 13
04.04. | 14
04.04. | 15
04.04. | 16
04.04. | 17
04.04. | 18
04.04. | 19
04.04. | 20
04.04. | 21
04.04. | 22
04.04. | 23
04.04. | 24
05.04. | 1
05.04. | 2
05.04. | 3
05.04. | 4
05.04. | 5
05.04. | 6
05.04. | 7
05.04. | 8
05.04. | 9
05.04. | 10
05.04. | 11
05.04. | 12
05.04. | 13
05.04. | 14
05.04. | 15
05.04. | 16
05.04. | 17
05.04. | 18
05.04. | 19
05.04. | 20
05.04. | 21
05.04. | 22
05.04. | 23
05.04. | 24
06.04. | 1
06.04. | 2
06.04. | 3
06.04. | 4
06.04. | 5
06.04. | 6
06.04. | 7
06.04. | 8
06.04. | 9
06.04. | 10
06.04. | 11
06.04. | 12
06.04. | 13
06.04. | 14
06.04. | 15
06.04. | 16
06.04. | 17
06.04. | 18
06.04. | 19
06.04. | 20
06.04. | 21
06.04. | 22
06.04. | 23
06.04. | 24
07.04. | 1
07.04. | 2
07.04. | 3
07.04. | 4
07.04. | 5
07.04. | 6
07.04. | 7
07.04. | 8
07.04. | 9
07.04. | 10
07.04. | 11
07.04. | 12
07.04. | 13
07.04. | 14
07.04. | 15
07.04. | 16
07.04. | 17
07.04. | 18
07.04. | 19
07.04. | 20
07.04. | 21
07.04. | 22
07.04. | 23
07.04. | 24
08.04. | 1
08.04. | 2
08.04. | 3
08.04. | 4
08.04. | 5
08.04. | 6
08.04. | 7
08.04. | 8
08.04. | 9
08.04. | 10
08.04. | 11
08.04. | 12
08.04. | 13
08.04. | 14
08.04. | 15
08.04. | 16
08.04. | 17
08.04. | 18
08.04. | 19
08.04. | 20
08.04. | 21
08.04. | 22
08.04. | 23
08.04. | 24
09.04. | 1
09.04. | 2
09.04. | 3
09.04. | 4
09.04. | 5
09.04. | 6
09.04. | 7
09.04. | 8
09.04. | 9
09.04. | 10
09.04. | 11
09.04. | 12
09.04. | 13
09.04. | 14
09.04. | 15
09.04. | 16
09.04. | 17
09.04. | 18
09.04. | 19
09.04. | 20
09.04. | 21
09.04. | 22
09.04. | 23
09.04. | 24
10.04. | 1
10.04. | 2
10.04. | 3
10.04. | 4
10.04. | 5
10.04. | 6
10.04. | 7
10.04. | 8
10.04. | 9
10.04. | 10
10.04. | 11
10.04. | 12
10.04. | 13
10.04. | 14
10.04. | 15
10.04. | 16
10.04. | 17
10.04. | 18
10.04. | 19
10.04. | 20
10.04. | 21
10.04. | 22
10.04. | 23
10.04. | 24
11.04. | 1
11.04. | 2
11.04. | 3
11.04. | 4
11.04. | 5
11.04. | 6
11.04. | 7
11.04. | 8
11.04. | 9
11.04. | 10
11.04. | 11
11.04. | 12
11.04. | 13
11.04. | 14
11.04. | 15
11.04. | 16
11.04. | 17
11.04. | 18
11.04. | 19
11.04. | 20
11.04. | 21
11.04. | 22
11.04. | 23
11.04. | 24
12.04. | 1
12.04. | 2
12.04. | 3
12.04. | 4
12.04. | 5
12.04. | 6
12.04. | 7
12.04. | 8
12.04. | 9
12.04. | 10
12.04. | 11
12.04. | 12
12.04. | 13
12.04. | 14
12.04. | 15
12.04. | 16
12.04. | 17
12.04. | 18
12.04. | 19
12.04. | 20
12.04. | 21
12.04. | 22
12.04. | 23
12.04. | 24
13.04. | 1
13.04. | 2
13.04. | 3
13.04. | 4
13.04. | 5
13.04. | 6
13.04. | 7
13.04. | 8
13.04. | 9
13.04. | 10
13.04. | 11
13.04. | 12
13.04. | 13
13.04. | 14
13.04. | 15
13.04. | 16
13.04. | 17
13.04. | 18
13.04. | 19
13.04. | 20
13.04. | 21
13.04. | 22
13.04. | 23
13.04. | 24
14.04. | 1
14.04. | 2
14.04. | 3
14.04. | 4
14.04. | 5
14.04. | 6
14.04. | 7
14.04. | 8
14.04. | 9
14.04. | 10
14.04. | 11
14.04. | 12
14.04. | 13
14.04. | 14
14.04. | 15
14.04. | 16
14.04. | 17
14.04. | 18
14.04. | 19
14.04. | 20
14.04. | 21
14.04. | 22
14.04. | 23
14.04. | 24
15.04. | 1
15.04. | 2
15.04. | 3
15.04. | 4
15.04. | 5
15.04. | 6
15.04. | 7
15.04. | 8
15.04. | 9
15.04. | 10
15.04. | 11
15.04. | 12
15.04. | 13
15.04. | 14
15.04. | 15
15.04. | 16
15.04. | 17
15.04. | 18
15.04. | 19
15.04. | 20
15.04. | 21
15.04. | 22
15.04. | 23
15.04. | 24
16.04. | 1
16.04. | 2
16.04. | 3
16.04. | 4
16.04. | 5
16.04. | 6
16.04. | 7
16.04. | 8
16.04. | 9
16.04. | 10
16.04. | 11
16.04. | 12
16.04. | 13
16.04. | 14
16.04. | 15
16.04. | 16
16.04. | 17
16.04. | 18
16.04. | 19
16.04. | 20
16.04. | 21
16.04. | 22
16.04. | 23
16.04. | 24
17.04. | 1
17.04. | 2
17.04. | 3
17.04. | 4
17.04. | 5
17.04. | 6
17.04. | 7
17.04. | 8
17.04. | 9
17.04. | 10
17.04. | 11
17.04. | 12
17.04. | 13
17.04. | 14
17.04. | 15
17.04. | 16
17.04. | 17
17.04. | 18
17.04. | 19
17.04. | 20
17.04. | 21
17.04. | 22
17.04. | 23
17.04. | 24
18.04. | 1
18.04. | 2
18.04. | 3
18.04. | 4
18.04. | 5
18.04. | 6
18.04. | 7
18.04. | 8
18.04. | 9
18.04. | 10
18.04. | 11
18.04. | 12
18.04. | 13
18.04. | 14
18.04. | 15
18.04. | 16
18.04. | 17
18.04. | 18
18.04. | 19
18.04. | 20
18.04. | 21
18.04. | 22
18.04. | 23
18.04. | 24
19.04. | 1
19.04. | 2
19.04. | 3
19.04. | 4
19.04. | 5
19.04. | 6
19.04. | 7
19.04. | 8
19.04. | 9
19.04. | 10
19.04. | 11
19.04. | 12
19.04. | 13
19.04. | 14
19.04. | 15
19.04. | 16
19.04. | 17
19.04. | 18
19.04. | 19
19.04. | 20
19.04. | 21
19.04. | 22
19.04. | 23
19.04. | 24
20.04. | 1
20.04. | 2
20.04. | 3
20.04. | 4
20.04. | 5
20.04. | 6
20.04. | 7
20.04. | 8
20.04. | 9
20.04. | 10
20.04. | 11
20.04. | 12
20.04. | 13
20.04. | 14
20.04. | 15
20.04. | 16
20.04. | 17
20.04. | 18
20.04. | 19
20.04. | 20
20.04. | 21
20.04. | 22
20.04. | 23
20.04. | 24
21.04. | 1
21.04. | 2
21.04. | 3
21.04. | 4
21.04. | 5
21.04. | 6
21.04. | 7
21.04. | 8
21.04. | 9
21.04. | 10
21.04. | 11
21.04. | 12
21.04. | 13
21.04. | 14
21.04. | 15
21.04. | 16
21.04. | 17
21.04. | 18
21.04. | 19
21.04. | 20
21.04. | 21
21.04. | 22
21.04. | 23
21.04. | 24
22.04. | 1
22.04. | 2
22.04. | 3
22.04. | 4
22.04. | 5
22.04. | 6
22.04. | 7
22.04. | 8
22.04. | 9
22.04. | 10
22.04. | 11
22.04. | 12
22.04. | 13
22.04. | 14
22.04. | 15
22.04. | 16
22.04. | 17
22.04. | 18
22.04. | 19
22.04. | 20
22.04. | 21
22.04. | 22
22.04. | 23
22.04. | 24
23.04. | 1
23.04. | 2
23.04. | 3
23.04. | 4
23.04. | 5
23.04. | 6
23.04. | 7
23.04. | 8
23.04. | 9
23.04. | 10
23.04. | 11
23.04. | 12
23.04. | 13
23.04. | 14
23.04. | 15
23.04. | 16
23.04. | 17
23.04. | 18
23.04. | 19
23.04. | 20
23.04. | 21
23.04. | 22
23.04. | 23
23.04. | 24
24.04. | 1
24.04. | 2
24.04. | 3
24.04. | 4
24.04. | 5
24.04. | 6
24.04. | 7
24.04. | 8
24.04. | 9
24.04. | 10
24.04. | 11
24.04. | 12
24.04. | 13
24.04. | 14
24.04. | 15
24.04. | 16
24.04. | 17
24.04. | 18
24.04. | 19
24.04. | 20
24.04. | 21
24.04. | 22
24.04. | 23
24.04. | 24
25.04. | 1
25.04. | 2
25.04. | 3
25.04. | 4
25.04. | 5
25.04. | 6
25.04. | 7
25.04. | 8
25.04. | 9
25.04. | 10
25.04. | 11
25.04. | 12
25.04. | 13
25.04. | 14
25.04. | 15
25.04. | 16
25.04. | 17
25.04. | 18
25.04. | 19
25.04. | 20
25.04. | 21
25.04. | 22
25.04. | 23
25.04. | 24
26.04. | 1
26.04. | 2
26.04. | 3
26.04. | 4
26.04. | 5
26.04. | 6
26.04. | 7
26.04. | 8
26.04. | 9
26.04. | 10
26.04. | 11
26.04. | 12
26.04. | 13
26.04. | 14
26.04. | 15
26.04. | 16
26.04. | 17
26.04. | 18
26.04. | 19
26.04. | 20
26.04. | 21
26.04. | 22
26.04. | 23
26.04. | 24
27.04. | 1
27.04. | 2
27.04. | 3
27.04. | 4
27.04. | 5
27.04. | 6
27.04. | 7
27.04. | 8
27.04. | 9
27.04. | 10
27.04. | 11
27.04. | 12
27.04. | 13
27.04. | 14
27.04. | 15
27.04. | 16
27.04. | 17
27.04. | 18
27.04. | 19
27.04. | 20
27.04. | 21
27.04. | 22
27.04. | 23
27.04. | 24
28.04. | 1
28.04. | 2
28.04. | 3
28.04. | 4
28.04. | 5
28.04. | 6
28.04. | 7
28.04. | 8
28.04. | 9
28.04. | 10
28.04. | 11
28.04. | 12
28.04. | 13
28.04. | 14
28.04. | 15
28.04. | 16
28.04. | 17
28.04. | 18
28.04. | 19
28.04. | 20
28.04. | 21
28.04. | 22
28.04. | 23
28.04. | 24
29.04. | 1
29.04. | 2
29.04. | 3
29.04. | 4
29.04. | 5
29.04. | 6
29.04. | 7
29.04. | 8
29.04. | 9
29.04. | 10
29.04. | 11
29.04. | 12
29.04. | 13
29.04. | 14
29.04. | 15
29.04. | 16
29.04. | 17
29.04. | 18
29.04. | 19
29.04. | 20
29.04. | 21
29.04. | 22
29.04. | 23
29.04. | 24
30.04. | 1
30.04. | 2
30.04. | 3
30.04. | 4
30.04. | 5
30.04. | 6
30.04. | 7
30.04. | 8
30.04. | 9
30.04. | 10
30.04. | 11
30.04. | 12
30.04. | 13
30.04. | 14
30.04. | 15
30.04. | 16
30.04. | 17
30.04. | 18
30.04. | 19
30.04. | 20
30.04. | 21
30.04. | 22
30.04. | 23
30.04. | 24
01.05. | 1
01.05. | 2
01.05. | 3
01.05. | 4
01.05. | 5
01.05. | 6
01.05. | 7
01.05. | 8
01.05. | 9
01.05. | 10
01.05. | 11
01.05. | 12
01.05. | 13
01.05. | 14
01.05. | 15
01.05. | 16
01.05. | 17
01.05. | 18
01.05. | 19
01.05. | 20
01.05. | 21
01.05. | 22
01.05. | 23
01.05. | 24
02.05. | 1
02.05. | 2
02.05. | 3
02.05. | 4
02.05. | 5
02.05. | 6
02.05. | 7
02.05. | 8
02.05. | 9
02.05. | 10
02.05. | 11
02.05. | 12
02.05. | 13
02.05. | 14
02.05. | 15
02.05. | 16
02.05. | 17
02.05. | 18
02.05. | 19
02.05. | 20
02.05. | 21
02.05. | 22
02.05. | 23
02.05. | 24
03.05. | 1
03.05. | 2
03.05. | 3
03.05. | 4
03.05. | 5
03.05. | 6
03.05. | 7
03.05. | 8
03.05. | 9
03.05. | 10
03.05. | 11
03.05. | 12
03.05. | 13
03.05. | 14
03.05. | 15
03.05. | 16
03.05. | 17
03.05. | 18
03.05. | 19
03.05. | 20
03.05. | 21
03.05. | 22
03.05. | 23
03.05. | 24
04.05. | 1
04.05. | 2
04.05. | 3
04.05. | 4
04.05. | 5
04.05. | 6
04.05. | 7
04.05. | 8
04.05. | 9
04.05. | 10
04.05. | 11
04.05. | 12
04.05. | 13
04.05. | 14
04.05. | 15
04.05. | 16
04.05. | 17
04.05. | 18
04.05. | 19
04.05. | 20
04.05. | 21
04.05. | 22
04.05. | 23
04.05. | 24
05.05. | 1
05.05. | 2
05.05. | 3
05.05. | 4
05.05. | 5
05.05. | 6
05.05. | 7
05.05. | 8
05.05. | 9
05.05. | 10
05.05. | 11
05.05. | 12
05.05. | 13
05.05. | 14
05.05. | 15
05.05. | 16
05.05. | 17
05.05. | 18
05.05. | 19
05.05. | 20
05.05. | 21
05.05. | 22
05.05. | 23
05.05. | 24
06.05. | 1
06.05. | 2
06.05. | 3
06.05. | 4
06.05. | 5
06.05. | 6
06.05. | 7
06.05. | 8
06.05. | 9
06.05. | 10
06.05. | 11
06.05. | 12
06.05. | 13
06.05. | 14
06.05. | 15
06.05. | 16
06.05. | 17
06.05. | 18
06.05. | 19
06.05. | 20
06.05. | 21
06.05. | 22
06.05. | 23
06.05. | 24
07.05. | 1
07.05. | 2
07.05. | 3
07.05. | 4
07.05. | 5
07.05. | 6
07.05. | 7
07.05. | 8
07.05. | 9
07.05. | 10
07.05. | 11
07.05. | 12
07.05. | 13
07.05. | 14
07.05. | 15
07.05. | 16
07.05. | 17
07.05. | 18
07.05. | 19
07.05. | 20
07.05. | 21
07.05. | 22
07.05. | 23
07.05. | 24
08.05. | 1
08.05. | 2
08.05. | 3
08.05. | 4
08.05. | 5
08.05. | 6
08.05. | 7
08.05. | 8
08.05. | 9
08.05. | 10
08.05. | 11
08.05. | 12
08.05. | 13
08.05. | 14
08.05. | 15
08.05. | 16
08.05. | 17
08.05. | 18
08.05. | 19
08.05. | 20
08.05. | 21
08.05. | 22
08.05. | 23
08.05. | 24
09.05. | 1
09.05. | 2
09.05. | 3
09.05. | 4
09.05. | 5
09.05. | 6
09.05. | 7
09.05. | 8
09.05. | 9
09.05. | 10
09.05. | 11
09.05. | 12
09.05. | 13
09.05. | 14
09.05. | 15
09.05. | 16
09.05. | 17
09.05. | 18
09.05. | 19
09.05. | 20
09.05. | 21
09.05. | 22
09.05. | 23
09.05. | 24
10.05. | 1
10.05. | 2
10.05. | 3
10.05. | 4
10.05. | 5
10.05. | 6
10.05. | 7
10.05. | 8
10.05. | 9
10.05. | 10
10.05. | 11
10.05. | 12
10.05. | 13
10.05. | 14
10.05. | 15
10.05. | 16
10.05. | 17
10.05. | 18
10.05. | 19
10.05. | 20
10.05. | 21
10.05. | 22
10.05. | 23
10.05. | 24
11.05. | 1
11.05. | 2
11.05. | 3
11.05. | 4
11.05. | 5
11.05. | 6
11.05. | 7
11.05. | 8
11.05. | 9
11.05. | 10
11.05. | 11
11.05. | 12
11.05. | 13
11.05. | 14
11.05. | 15
11.05. | 16
11.05. | 17
11.05. | 18
11.05. | 19
11.05. | 20
11.05. | 21
11.05. | 22
11.05. | 23
11.05. | 24
12.05. | 1
12.05. | 2
12.05. | 3
12.05. | 4
12.05. | 5
12.05. | 6
12.05. | 7
12.05. | 8
12.05. | 9
12.05. | 10
12.05. | 11
12.05. | 12
12.05. | 13
12.05. | 14
12.05. | 15
12.05. | 16
12.05. | 17
12.05. | 18
12.05. | 19
12.05. | 20
12.05. | 21
12.05. | 22
12.05. | 23
12.05. | 24
13.05. | 1
13.05. | 2
13.05. | 3
13.05. | 4
13.05. | 5
13.05. | 6
13.05. | 7
13.05. | 8
13.05. | 9
13.05. | 10
13.05. | 11
13.05. | 12
13.05. | 13
13.05. | 14
13.05. | 15
13.05. | 16
13.05. | 17
13.05. | 18
13.05. | 19
13.05. | 20
13.05. | 21
13.05. | 22
13.05. | 23
13.05. | 24
14.05. | 1
14.05. | 2
14.05. | 3
14.05. | 4
14.05. | 5
14.05. | 6
14.05. | 7
14.05. | 8
14.05. | 9
14.05. | 10
14.05. | 11
14.05. | 12
14.05. | 13
14.05. | 14
14.05. | 15
14.05. | 16
14.05. | 17
14.05. | 18
14.05. | 19
14.05. | 20
14.05. | 21
14.05. | 22
14.05. | 23
14.05. | 24
15.05. | 1
15.05. | 2
15.05. | 3
15.05. | 4
15.05. | 5
15.05. | 6
15.05. | 7
15.05. | 8
15.05. | 9
15.05. | 10
15.05. | 11
15.05. | 12
15.05. | 13
15.05. | 14
15.05. | 15
15.05. | 16
15.05. | 17
15.05. | 18
15.05. | 19
15.05. | 20
15.05. | 21
15.05. | 22
15.05. | 23
15.05. | 24
16.05. | 1
16.05. | 2
16.05. | 3
16.05. | 4
16.05. | 5
16.05. | 6
16.05. | 7
16.05. | 8
16.05. | 9
16.05. | 10
16.05. | 11
16.05. | 12
16.05. | 13
16.05. | 14
16.05. | 15
16.05. | 16
16.05. | 17
16.05. | 18
16.05. | 19
16.05. | 20
16.05. | 21
16.05. | 22
16.05. | 23
16.05. | 24
17.05. | 1
17.05. | 2
17.05. | 3
17.05. | 4
17.05. | 5
17.05. | 6
17.05. | 7
17.05. | 8
17.05. | 9
17.05. | 10
17.05. | 11
17.05. | 12
17.05. | 13
17.05. | 14
17.05. | 15
17.05. | 16
17.05. | 17
17.05. | 18
17.05. | 19
17.05. | 20
17.05. | 21
17.05. | 22
17.05. | 23
17.05. | 24
18.05. | 1
18.05. | 2
18.05. | 3
18.05. | 4
18.05. | 5
18.05. | 6
18.05. | 7
18.05. | 8
18.05. | 9
18.05. | 10
18.05. | 11
18.05. | 12
18.05. | 13
18.05. | 14
18.05. | 15
18.05. | 16
18.05. | 17
18.05. | 18
18.05. | 19
18.05. | 20
18.05. | 21
18.05. | 22
18.05. | 23
18.05. | 24
19.05. | 1
19.05. | 2
19.05. | 3
19.05. | 4
19.05. | 5
19.05. | 6
19.05. | 7
19.05. | 8
19.05. | 9
19.05. | 10
19.05. | 11
19.05. | 12
19.05. | 13
19.05. | 14
19.05. | 15
19.05. | 16
19.05. | 17
19.05. | 18
19.05. | 19
19.05. | 20
19.05. | 21
19.05. | 22
19.05. | 23
19.05. | 24
20.05. | 1
20.05. | 2
20.05. | 3
20.05. | 4
20.05. | 5
20.05. | 6
20.05. | 7
20.05. | 8
20.05. | 9
20.05. | 10
20.05. | 11
20.05. | 12
20.05. | 13
20.05. | 14
20.05. | 15
20.05. | 16
20.05. | 17
20.05. | 18
20.05. | 19
20.05. | 20
20.05. | 21
20.05. | 22
20.05. | 23
20.05. | 24
21.05. | 1
21.05. | 2
21.05. | 3
21.05. | 4
21.05. | 5
21.05. | 6
21.05. | 7
21.05. | 8
21.05. | 9
21.05. | 10
21.05. | 11
21.05. | 12
21.05. | 13
21.05. | 14
21.05. | 15
21.05. | 16
21.05. | 17
21.05. | 18
21.05. | 19
21.05. | 20
21.05. | 21
21.05. | 22
21.05. | 23
21.05. | 24
22.05. | 1
22.05. | 2
22.05. | 3
22.05. | 4
22.05. | 5
22.05. | 6
22.05. | 7
22.05. | 8
22.05. | 9
22.05. | 10
22.05. | 11
22.05. | 12
22.05. | 13
22.05. | 14
22.05. | 15
22.05. | 16
22.05. | 17
22.05. | 18
22.05. | 19
22.05. | 20
22.05. | 21
22.05. | 22
22.05. | 23
22.05. | 24
23.05. | 1
23.05. | 2
23.05. | 3
23.05. | 4
23.05. | 5
23.05. | 6
23.05. | 7
23.05. | 8
23.05. | 9
23.05. | 10
23.05. | 11
23.05. | 12
23.05. | 13
23.05. | 14
23.05. | 15
23.05. | 16
23.05. | 17
23.05. | 18
23.05. | 19
23.05. | 20
23.05. | 21
23.05. | 22
23.05. | 23
23.05. | 24
24.05. | 1
24.05. | 2
24.05. | 3
24.05. | 4
24.05. | 5
24.05. | 6
24.05. | 7
24.05. | 8
24.05. | 9
24.05. | 10
24.05. | 11
24.05. | 12
24.05. | 13
24.05. | 14
24.05. | 15
24.05. | 16
24.05. | 17
24.05. | 18
24.05. | 19
24.05. | 20
24.05. | 21
24.05. | 22
24.05. | 23
24.05. | 24
25.05. | 1
25.05. | 2
25.05. | 3
25.05. | 4
25.05. | 5
25.05. | 6
25.05. | 7
25.05. | 8
25.05. | 9
25.05. | 10
25.05. | 11
25.05. | 12
25.05. | 13
25.05. | 14
25.05. | 15
25.05. | 16
25.05. | 17
25.05. | 18
25.05. | 19
25.05. | 20
25.05. | 21
25.05. | 22
25.05. | 23
25.05. | 24
26.05. | 1
26.05. | 2
26.05. | 3
26.05. | 4
26.05. | 5
26.05. | 6
26.05. | 7
26.05. | 8
26.05. | 9
26.05. | 10
26.05. | 11
26.05. | 12
26.05. | 13
26.05. | 14
26.05. | 15
26.05. | 16
26.05. | 17
26.05. | 18
26.05. | 19
26.05. | 20
26.05. | 21
26.05. | 22
26.05. | 23
26.05. | 24
27.05. | 1
27.05. | 2
27.05. | 3
27.05. | 4
27.05. | 5
27.05. | 6
27.05. | 7
27.05. | 8
27.05. | 9
27.05. | 10
27.05. | 11
27.05. | 12
27.05. | 13
27.05. | 14
27.05. | 15
27.05. | 16
27.05. | 17
27.05. | 18
27.05. | 19
27.05. | 20
27.05. | 21
27.05. | 22
27.05. | 23
27.05. | 24
28.05. | 1
28.05. | 2
28.05. | 3
28.05. | 4
28.05. | 5
28.05. | 6
28.05. | 7
28.05. | 8
28.05. | 9
28.05. | 10
28.05. | 11
28.05. | 12
28.05. | 13
28.05. | 14
28.05. | 15
28.05. | 16
28.05. | 17
28.05. | 18
28.05. | 19
28.05. | 20
28.05. | 21
28.05. | 22
28.05. | 23
28.05. | 24
29.05. | 1
29.05. | 2
29.05. | 3
29.05. | 4
29.05. | 5
29.05. | 6
29.05. | 7
29.05. | 8
29.05. | 9
29.05. | 10
29.05. | 11
29.05. | 12
29.05. | 13
29.05. | 14
29.05. | 15
29.05. | 16
29.05. | 17
29.05. | 18
29.05. | 19
29.05. | 20
29.05. | 21
29.05. | 22
29.05. | 23
29.05. | 24
30.05. | 1
30.05. | 2
30.05. | 3
30.05. | 4
30.05. | 5
30.05. | 6
30.05. | 7
30.05. | 8
30.05. | 9
30.05. | 10
30.05. | 11
30.05. | 12
30.05. | 13
30.05. | 14
30.05. | 15
30.05. | 16
30.05. | 17
30.05. | 18
30.05. | 19
30.05. | 20
30.05. | 21
30.05. | 22
30.05. | 23
30.05. | 24
31.05. | 1
31.05. | 2
31.05. | 3
31.05. | 4
31.05. | 5
31.05. | 6
31.05. | 7
31.05. | 8
31.05. | 9
31.05. | 10
31.05. | 11
31.05. | 12
31.05. | 13
31.05. | 14
31.05. | 15
31.05. | 16
31.05. | 17
31.05. | 18
31.05. | 19
31.05. | 20
31.05. | 21
31.05. | 22
31.05. | 23
31.05. | 24
01.06. | 1
01.06. | 2
01.06. | 3
01.06. | 4
01.06. | 5
01.06. | 6
01.06. | 7
01.06. | 8
01.06. | 9
01.06. | 10
01.06. | 11
01.06. | 12
01.06. | 13
01.06. | 14
01.06. | 15
01.06. | 16
01.06. | 17
01.06. | 18
01.06. | 19
01.06. | 20
01.06. | 21
01.06. | 22
01.06. | 23
01.06. | 24
02.06. | 1
02.06. | 2
02.06. | 3
02.06. | 4
02.06. | 5
02.06. | 6
02.06. | 7
02.06. | 8
02.06. | 9
02.06. | 10
02.06. | 11
02.06. | 12
02.06. | 13
02.06. | 14
02.06. | 15
02.06. | 16
02.06. | 17
02.06. | 18
02.06. | 19
02.06. | 20
02.06. | 21
02.06. | 22
02.06. | 23
02.06. | 24
03.06. | 1
03.06. | 2
03.06. | 3
03.06. | 4
03.06. | 5
03.06. | 6
03.06. | 7
03.06. | 8
03.06. | 9
03.06. | 10
03.06. | 11
03.06. | 12
03.06. | 13
03.06. | 14
03.06. | 15
03.06. | 16
03.06. | 17
03.06. | 18
03.06. | 19
03.06. | 20
03.06. | 21
03.06. | 22
03.06. | 23
03.06. | 24
04.06. | 1
04.06. | 2
04.06. | 3
04.06. | 4
04.06. | 5
04.06. | 6
04.06. | 7
04.06. | 8
04.06. | 9
04.06. | 10
04.06. | 11
04.06. | 12
04.06. | 13
04.06. | 14
04.06. | 15
04.06. | 16
04.06. | 17
04.06. | 18
04.06. | 19
04.06. | 20
04.06. | 21
04.06. | 22
04.06. | 23
04.06. | 24
05.06. | 1
05.06. | 2
05.06. | 3
05.06. | 4
05.06. | 5
05.06. | 6
05.06. | 7
05.06. | 8
05.06. | 9
05.06. | 10
05.06. | 11
05.06. | 12
05.06. | 13
05.06. | 14
05.06. | 15
05.06. | 16
05.06. | 17
05.06. | 18
05.06. | 19
05.06. | 20
05.06. | 21
05.06. | 22
05.06. | 23
05.06. | 24
06.06. | 1
06.06. | 2
06.06. | 3
06.06. | 4
06.06. | 5
06.06. | 6
06.06. | 7
06.06. | 8
06.06. | 9
06.06. | 10
06.06. | 11
06.06. | 12
06.06. | 13
06.06. | 14
06.06. | 15
06.06. | 16
06.06. | 17
06.06. | 18
06.06. | 19
06.06. | 20
06.06. | 21
06.06. | 22
06.06. | 23
06.06. | 24
07.06. | 1
07.06. | 2
07.06. | 3
07.06. | 4
07.06. | 5
07.06. | 6
07.06. | 7
07.06. | 8
07.06. | 9
07.06. | 10
07.06. | 11
07.06. | 12
07.06. | 13
07.06. | 14
07.06. | 15
07.06. | 16
07.06. | 17
07.06. | 18
07.06. | 19
07.06. | 20
07.06. | 21
07.06. | 22
07.06. | 23
07.06. | 24
08.06. | 1
08.06. | 2
08.06. | 3
08.06. | 4
08.06. | 5
08.06. | 6
08.06. | 7
08.06. | 8
08.06. | 9
08.06. | 10
08.06. | 11
08.06. | 12
08.06. | 13
08.06. | 14
08.06. | 15
08.06. | 16
08.06. | 17
08.06. | 18
08.06. | 19
08.06. | 20
08.06. | 21
08.06. | 22
08.06. | 23
08.06. | 24
09.06. | 1
09.06. | 2
09.06. | 3
09.06. | 4
09.06. | 5
09.06. | 6
09.06. | 7
09.06. | 8
09.06. | 9
09.06. | 10
09.06. | 11
09.06. | 12
09.06. | 13
09.06. | 14
09.06. | 15
09.06. | 16
09.06. | 17
09.06. | 18
09.06. | 19
09.06. | 20
09.06. | 21
09.06. | 22
09.06. | 23
09.06. | 24
10.06. | 1
10.06. | 2
10.06. | 3
10.06. | 4
10.06. | 5
10.06. | 6
10.06. | 7
10.06. | 8
10.06. | 9
10.06. | 10
10.06. | 11
10.06. | 12
10.06. | 13
10.06. | 14
10.06. | 15
10.06. | 16
10.06. | 17
10.06. | 18
10.06. | 19
10.06. | 20
10.06. | 21
10.06. | 22
10.06. | 23
10.06. | 24
11.06. | 1
11.06. | 2
11.06. | 3
11.06. | 4
11.06. | 5
11.06. | 6
11.06. | 7
11.06. | 8
11.06. | 9
11.06. | 10
11.06. | 11
11.06. | 12
11.06. | 13
11.06. | 14
11.06. | 15
11.06. | 16
11.06. | 17
11.06. | 18
11.06. | 19
11.06. | 20
11.06. | 21
11.06. | 22
11.06. | 23
11.06. | 24
12.06. | 1
12.06. | 2
12.06. | 3
12.06. | 4
12.06. | 5
12.06. | 6
12.06. | 7
12.06. | 8
12.06. | 9
12.06. | 10
12.06. | 11
12.06. | 12
12.06. | 13
12.06. | 14
12.06. | 15
12.06. | 16
12.06. | 17
12.06. | 18
12.06. | 19
12.06. | 20
12.06. | 21
12.06. | 22
12.06. | 23
12.06. | 24
13.06. | 1
13.06. | 2
13.06. | 3
13.06. | 4
13.06. | 5
13.06. | 6
13.06. | 7
13.06. | 8
13.06. | 9
13.06. | 10
13.06. | 11
13.06. | 12
13.06. | 13
13.06. | 14
13.06. | 15
13.06. | 16
13.06. | 17
13.06. | 18
13.06. | 19
13.06. | 20
13.06. | 21
13.06. | 22
13.06. | 23
13.06. | 24
14.06. | 1
14.06. | 2
14.06. | 3
14.06. | 4
14.06. | 5
14.06. | 6
14.06. | 7
14.06. | 8
14.06. | 9
14.06. | 10
14.06. | 11
14.06. | 12
14.06. | 13
14.06. | 14
14.06. | 15
14.06. | 16
14.06. | 17
14.06. | 18
14.06. | 19
14.06. | 20
14.06. | 21
14.06. | 22
14.06. | 23
14.06. | 24
15.06. | 1
15.06. | 2
15.06. | 3
15.06. | 4
15.06. | 5
15.06. | 6
15.06. | 7
15.06. | 8
15.06. | 9
15.06. | 10
15.06. | 11
15.06. | 12
15.06. | 13
15.06. | 14
15.06. | 15
15.06. | 16
15.06. | 17
15.06. | 18
15.06. | 19
15.06. | 20
15.06. | 21
15.06. | 22
15.06. | 23
15.06. | 24
16.06. | 1
16.06. | 2
16.06. | 3
16.06. | 4
16.06. | 5
16.06. | 6
16.06. | 7
16.06. | 8
16.06. | 9
16.06. | 10
16.06. | 11
16.06. | 12
16.06. | 13
16.06. | 14
16.06. | 15
16.06. | 16
16.06. | 17
16.06. | 18
16.06. | 19
16.06. | 20
16.06. | 21
16.06. | 22
16.06. | 23
16.06. | 24
17.06. | 1
17.06. | 2
17.06. | 3
17.06. | 4
17.06. | 5
17.06. | 6
17.06. | 7
17.06. | 8
17.06. | 9
17.06. | 10
17.06. | 11
17.06. | 12
17.06. | 13
17.06. | 14
17.06. | 15
17.06. | 16
17.06. | 17
17.06. | 18
17.06. | 19
17.06. | 20
17.06. | 21
17.06. | 22
17.06. | 23
17.06. | 24
18.06. | 1
18.06. | 2
18.06. | 3
18.06. | 4
18.06. | 5
18.06. | 6
18.06. | 7
18.06. | 8
18.06. | 9
18.06. | 10
18.06. | 11
18.06. | 12
18.06. | 13
18.06. | 14
18.06. | 15
18.06. | 16
18.06. | 17
18.06. | 18
18.06. | 19
18.06. | 20
18.06. | 21
18.06. | 22
18.06. | 23
18.06. | 24
19.06. | 1
19.06. | 2
19.06. | 3
19.06. | 4
19.06. | 5
19.06. | 6
19.06. | 7
19.06. | 8
19.06. | 9
19.06. | 10
19.06. | 11
19.06. | 12
19.06. | 13
19.06. | 14
19.06. | 15
19.06. | 16
19.06. | 17
19.06. | 18
19.06. | 19
19.06. | 20
19.06. | 21
19.06. | 22
19.06. | 23
19.06. | 24
20.06. | 1
20.06. | 2
20.06. | 3
20.06. | 4
20.06. | 5
20.06. | 6
20.06. | 7
20.06. | 8
20.06. | 9
20.06. | 10
20.06. | 11
20.06. | 12
20.06. | 13
20.06. | 14
20.06. | 15
20.06. | 16
20.06. | 17
20.06. | 18
20.06. | 19
20.06. | 20
20.06. | 21
20.06. | 22
20.06. | 23
20.06. | 24
21.06. | 1
21.06. | 2
21.06. | 3
21.06. | 4
21.06. | 5
21.06. | 6
21.06. | 7
21.06. | 8
21.06. | 9
21.06. | 10
21.06. | 11
21.06. | 12
21.06. | 13
21.06. | 14
21.06. | 15
21.06. | 16
21.06. | 17
21.06. | 18
21.06. | 19
21.06. | 20
21.06. | 21
21.06. | 22
21.06. | 23
21.06. | 24
22.06. | 1
22.06. | 2
22.06. | 3
22.06. | 4
22.06. | 5
22.06. | 6
22.06. | 7
22.06. | 8
22.06. | 9
22.06. | 10
22.06. | 11
22.06. | 12
22.06. | 13
22.06. | 14
22.06. | 15
22.06. | 16
22.06. | 17
22.06. | 18
22.06. | 19
22.06. | 20
22.06. | 21
22.06. | 22
22.06. | 23
22.06. | 24
23.06. | 1
23.06. | 2
23.06. | 3
23.06. | 4
23.06. | 5
23.06. | 6
23.06. | 7
23.06. | 8
23.06. | 9
23.06. | 10
23.06. | 11
23.06. | 12
23.06. | 13
23.06. | 14
23.06. | 15
23.06. | 16
23.06. | 17
23.06. | 18
23.06. | 19
23.06. | 20
23.06. | 21
23.06. | 22
23.06. | 23
23.06. | 24
24.06. | 1
24.06. | 2
24.06. | 3
24.06. | 4
24.06. | 5
24.06. | 6
24.06. | 7
24.06. | 8
24.06. | 9
24.06. | 10
24.06. | 11
24.06. | 12
24.06. | 13
24.06. | 14
24.06. | 15
24.06. | 16
24.06. | 17
24.06. | 18
24.06. | 19
24.06. | 20
24.06. | 21
24.06. | 22
24.06. | 23
24.06. | 24
25.06. | 1
25.06. | 2
25.06. | 3
25.06. | 4
25.06. | 5
25.06. | 6
25.06. | 7
25.06. | 8
25.06. | 9
25.06. | 10
25.06. | 11
25.06. | 12
25.06. | 13
25.06. | 14
25.06. | 15
25.06. | 16
25.06. | 17
25.06. | 18
25.06. | 19
25.06. | 20
25.06. | 21
25.06. | 22
25.06. | 23
25.06. | 24
26.06. | 1
26.06. | 2
26.06. | 3
26.06. | 4
26.06. | 5
26.06. | 6
26.06. | 7
26.06. | 8
26.06. | 9
26.06. | 10
26.06. | 11
26.06. | 12
26.06. | 13
26.06. | 14
26.06. | 15
26.06. | 16
26.06. | 17
26.06. | 18
26.06. | 19
26.06. | 20
26.06. | 21
26.06. | 22
26.06. | 23
26.06. | 24
27.06. | 1
27.06. | 2
27.06. | 3
27.06. | 4
27.06. | 5
27.06. | 6
27.06. | 7
27.06. | 8
27.06. | 9
27.06. | 10
27.06. | 11
27.06. | 12
27.06. | 13
27.06. | 14
27.06. | 15
27.06. | 16
27.06. | 17
27.06. | 18
27.06. | 19
27.06. | 20
27.06. | 21
27.06. | 22
27.06. | 23
27.06. | 24
28.06. | 1
28.06. | 2
28.06. | 3
28.06. | 4
28.06. | 5
28.06. | 6
28.06. | 7
28.06. | 8
28.06. | 9
28.06. | 10
28.06. | 11
28.06. | 12
28.06. | 13
28.06. | 14
28.06. | 15
28.06. | 16
28.06. | 17
28.06. | 18
28.06. | 19
28.06. | 20
28.06. | 21
28.06. | 22
28.06. | 23
28.06. | 24
29.06. | 1
29.06. | 2
29.06. | 3
29.06. | 4
29.06. | 5
29.06. | 6
29.06. | 7
29.06. | 8
29.06. | 9
29.06. | 10
29.06. | 11
29.06. | 12
29.06. | 13
29.06. | 14
29.06. | 15
29.06. | 16
29.06. | 17
29.06. | 18
29.06. | 19
29.06. | 20
29.06. | 21
29.06. | 22
29.06. | 23
29.06. | 24
30.06. | 1
30.06. | 2
30.06. | 3
30.06. | 4
30.06. | 5
30.06. | 6
30.06. | 7
30.06. | 8
30.06. | 9
30.06. | 10
30.06. | 11
30.06. | 12
30.06. | 13
30.06. | 14
30.06. | 15
30.06. | 16
30.06. | 17
30.06. | 18
30.06. | 19
30.06. | 20
30.06. | 21
30.06. | 22
30.06. | 23
30.06. | 24
01.07. | 1
01.07. | 2
01.07. | 3
01.07. | 4
01.07. | 5
01.07. | 6
01.07. | 7
01.07. | 8
01.07. | 9
01.07. | 10
01.07. | 11
01.07. | 12
01.07. | 13
01.07. | 14
01.07. | 15
01.07. | 16
01.07. | 17
01.07. | 18
01.07. | 19
01.07. | 20
01.07. | 21
01.07. | 22
01.07. | 23
01.07. | 24
02.07. | 1
02.07. | 2
02.07. | 3
02.07. | 4
02.07. | 5
02.07. | 6
02.07. | 7
02.07. | 8
02.07. | 9
02.07. | 10
02.07. | 11
02.07. | 12
02.07. | 13
02.07. | 14
02.07. | 15
02.07. | 16
02.07. | 17
02.07. | 18
02.07. | 19
02.07. | 20
02.07. | 21
02.07. | 22
02.07. | 23
02.07. | 24
03.07. | 1
03.07. | 2
03.07. | 3
03.07. | 4
03.07. | 5
03.07. | 6
03.07. | 7
03.07. | 8
03.07. | 9
03.07. | 10
03.07. | 11
03.07. | 12
03.07. | 13
03.07. | 14
03.07. | 15
03.07. | 16
03.07. | 17
03.07. | 18
03.07. | 19
03.07. | 20
03.07. | 21
03.07. | 22
03.07. | 23
03.07. | 24
04.07. | 1
04.07. | 2
04.07. | 3
04.07. | 4
04.07. | 5
04.07. | 6
04.07. | 7
04.07. | 8
04.07. | 9
04.07. | 10
04.07. | 11
04.07. | 12
04.07. | 13
04.07. | 14
04.07. | 15
04.07. | 16
04.07. | 17
04.07. | 18
04.07. | 19
04.07. | 20
04.07. | 21
04.07. | 22
04.07. | 23
04.07. | 24
05.07. | 1
05.07. | 2
05.07. | 3
05.07. | 4
05.07. | 5
05.07. | 6
05.07. | 7
05.07. | 8
05.07. | 9
05.07. | 10
05.07. | 11
05.07. | 12
05.07. | 13
05.07. | 14
05.07. | 15
05.07. | 16
05.07. | 17
05.07. | 18
05.07. | 19
05.07. | 20
05.07. | 21
05.07. | 22
05.07. | 23
05.07. | 24
06.07. | 1
06.07. | 2
06.07. | 3
06.07. | 4
06.07. | 5
06.07. | 6
06.07. | 7
06.07. | 8
06.07. | 9
06.07. | 10
06.07. | 11
06.07. | 12
06.07. | 13
06.07. | 14
06.07. | 15
06.07. | 16
06.07. | 17
06.07. | 18
06.07. | 19
06.07. | 20
06.07. | 21
06.07. | 22
06.07. | 23
06.07. | 24
07.07. | 1
07.07. | 2
07.07. | 3
07.07. | 4
07.07. | 5
07.07. | 6
07.07. | 7
07.07. | 8
07.07. | 9
07.07. | 10
07.07. | 11
07.07. | 12
07.07. | 13
07.07. | 14
07.07. | 15
07.07. | 16
07.07. | 17
07.07. | 18
07.07. | 19
07.07. | 20
07.07. | 21
07.07. | 22
07.07. | 23
07.07. | 24
08.07. | 1
08.07. | 2
08.07. | 3
08.07. | 4
08.07. | 5
08.07. | 6
08.07. | 7
08.07. | 8
08.07. | 9
08.07. | 10
08.07. | 11
08.07. | 12
08.07. | 13
08.07. | 14
08.07. | 15
08.07. | 16
08.07. | 17
08.07. | 18
08.07. | 19
08.07. | 20
08.07. | 21
08.07. | 22
08.07. | 23
08.07. | 24
09.07. | 1
09.07. | 2
09.07. | 3
09.07. | 4
09.07. | 5
09.07. | 6
09.07. | 7
09.07. | 8
09.07. | 9
09.07. | 10
09.07. | 11
09.07. | 12
09.07. | 13
09.07. | 14
09.07. | 15
09.07. | 16
09.07. | 17
09.07. | 18
09.07. | 19
09.07. | 20
09.07. | 21
09.07. | 22
09.07. | 23
09.07. | 24
10.07. | 1
10.07. | 2
10.07. | 3
10.07. | 4
10.07. | 5
10.07. | 6
10.07. | 7
10.07. | 8
10.07. | 9
10.07. | 10
10.07. | 11
10.07. | 12
10.07. | 13
10.07. | 14
10.07. | 15
10.07. | 16
10.07. | 17
10.07. | 18
10.07. | 19
10.07. | 20
10.07. | 21
10.07. | 22
10.07. | 23
10.07. | 24
11.07. | 1
11.07. | 2
11.07. | 3
11.07. | 4
11.07. | 5
11.07. | 6
11.07. | 7
11.07. | 8
11.07. | 9
11.07. | 10
11.07. | 11
11.07. | 12
11.07. | 13
11.07. | 14
11.07. | 15
11.07. | 16
11.07. | 17
11.07. | 18
11.07. | 19
11.07. | 20
11.07. | 21
11.07. | 22
11.07. | 23
11.07. | 24
12.07. | 1
12.07. | 2
12.07. | 3
12.07. | 4
12.07. | 5
12.07. | 6
12.07. | 7
12.07. | 8
12.07. | 9
12.07. | 10
12.07. | 11
12.07. | 12
12.07. | 13
12.07. | 14
12.07. | 15
12.07. | 16
12.07. | 17
12.07. | 18
12.07. | 19
12.07. | 20
12.07. | 21
12.07. | 22
12.07. | 23
12.07. | 24
13.07. | 1
13.07. | 2
13.07. | 3
13.07. | 4
13.07. | 5
13.07. | 6
13.07. | 7
13.07. | 8
13.07. | 9
13.07. | 10
13.07. | 11
13.07. | 12
13.07. | 13
13.07. | 14
13.07. | 15
13.07. | 16
13.07. | 17
13.07. | 18
13.07. | 19
13.07. | 20
13.07. | 21
13.07. | 22
13.07. | 23
13.07. | 24
14.07. | 1
14.07. | 2
14.07. | 3
14.07. | 4
14.07. | 5
14.07. | 6
14.07. | 7
14.07. | 8
14.07. | 9
14.07. | 10
14.07. | 11
14.07. | 12
14.07. | 13
14.07. | 14
14.07. | 15
14.07. | 16
14.07. | 17
14.07. | 18
14.07. | 19
14.07. | 20
14.07. | 21
14.07. | 22
14.07. | 23
14.07. | 24
15.07. | 1
15.07. | 2
15.07. | 3
15.07. | 4
15.07. | 5
15.07. | 6
15.07. | 7
15.07. | 8
15.07. | 9
15.07. | 10
15.07. | 11
15.07. | 12
15.07. | 13
15.07. | 14
15.07. | 15
15.07. | 16
15.07. | 17
15.07. | 18
15.07. | 19
15.07. | 20
15.07. | 21
15.07. | 22
15.07. | 23
15.07. | 24
16.07. | 1
16.07. | 2
16.07. | 3
16.07. | 4
16.07. | 5
16.07. | 6
16.07. | 7
16.07. | 8
16.07. | 9
16.07. | 10
16.07. | 11
16.07. | 12
16.07. | 13
16.07. | 14
16.07. | 15
16.07. | 16
16.07. | 17
16.07. | 18
16.07. | 19
16.07. | 20
16.07. | 21
16.07. | 22
16.07. | 23
16.07. | 24
17.07. | 1
17.07. | 2
17.07. | 3
17.07. | 4
17.07. | 5
17.07. | 6
17.07. | 7
17.07. | 8
17.07. | 9
17.07. | 10
17.07. | 11
17.07. | 12
17.07. | 13
17.07. | 14
17.07. | 15
17.07. | 16
17.07. | 17
17.07. | 18
17.07. | 19
17.07. | 20
17.07. | 21
17.07. | 22
17.07. | 23
17.07. | 24
18.07. | 1
18.07. | 2
18.07. | 3
18.07. | 4
18.07. | 5
18.07. | 6
18.07. | 7
18.07. | 8
18.07. | 9
18.07. | 10
18.07. | 11
18.07. | 12
18.07. | 13
18.07. | 14
18.07. | 15
18.07. | 16
18.07. | 17
18.07. | 18
18.07. | 19
18.07. | 20
18.07. | 21
18.07. | 22
18.07. | 23
18.07. | 24
19.07. | 1
19.07. | 2
19.07. | 3
19.07. | 4
19.07. | 5
19.07. | 6
19.07. | 7
19.07. | 8
19.07. | 9
19.07. | 10
19.07. | 11
19.07. | 12
19.07. | 13
19.07. | 14
19.07. | 15
19.07. | 16
19.07. | 17
19.07. | 18
19.07. | 19
19.07. | 20
19.07. | 21
19.07. | 22
19.07. | 23
19.07. | 24
20.07. | 1
20.07. | 2
20.07. | 3
20.07. | 4
20.07. | 5
20.07. | 6
20.07. | 7
20.07. | 8
20.07. | 9
20.07. | 10
20.07. | 11
20.07. | 12
20.07. | 13
20.07. | 14
20.07. | 15
20.07. | 16
20.07. | 17
20.07. | 18
20.07. | 19
20.07. | 20
20.07. | 21
20.07. | 22
20.07. | 23
20.07. | 24
21.07. | 1
21.07. | 2
21.07. | 3
21.07. | 4
21.07. | 5
21.07. | 6
21.07. | 7
21.07. | 8
21.07. | 9
21.07. | 10
21.07. | 11
21.07. | 12
21.07. | 13
21.07. | 14
21.07. | 15
21.07. | 16
21.07. | 17
21.07. | 18
21.07. | 19
21.07. | 20
21.07. | 21
21.07. | 22
21.07. | 23
21.07. | 24
22.07. | 1
22.07. | 2
22.07. | 3
22.07. | 4
22.07. | 5
22.07. | 6
22.07. | 7
22.07. | 8
22.07. | 9
22.07. | 10
22.07. | 11
22.07. | 12
22.07. | 13
22.07. | 14
22.07. | 15
22.07. | 16
22.07. | 17
22.07. | 18
22.07. | 19
22.07. | 20
22.07. | 21
22.07. | 22
22.07. | 23
22.07. | 24
23.07. | 1
23.07. | 2
23.07. | 3
23.07. | 4
23.07. | 5
23.07. | 6
23.07. | 7
23.07. | 8
23.07. | 9
23.07. | 10
23.07. | 11
23.07. | 12
23.07. | 13
23.07. | 14
23.07. | 15
23.07. | 16
23.07. | 17
23.07. | 18
23.07. | 19
23.07. | 20
23.07. | 21
23.07. | 22
23.07. | 23
23.07. | 24
24.07. | 1
24.07. | 2
24.07. | 3
24.07. | 4
24.07. | 5
24.07. | 6
24.07. | 7
24.07. | 8
24.07. | 9
24.07. | 10
24.07. | 11
24.07. | 12
24.07. | 13
24.07. | 14
24.07. | 15
24.07. | 16
24.07. | 17
24.07. | 18
24.07. | 19
24.07. | 20
24.07. | 21
24.07. | 22
24.07. | 23
24.07. | 24
25.07. | 1
25.07. | 2
25.07. | 3
25.07. | 4
25.07. | 5
25.07. | 6
25.07. | 7
25.07. | 8
25.07. | 9
25.07. | 10
25.07. | 11
25.07. | 12
25.07. | 13
25.07. | 14
25.07. | 15
25.07. | 16
25.07. | 17
25.07. | 18
25.07. | 19
25.07. | 20
25.07. | 21
25.07. | 22
25.07. | 23
25.07. | 24
26.07. | 1
26.07. | 2
26.07. | 3
26.07. | 4
26.07. | 5
26.07. | 6
26.07. | 7
26.07. | 8
26.07. | 9
26.07. | 10
26.07. | 11
26.07. | 12
26.07. | 13
26.07. | 14
26.07. | 15
26.07. | 16
26.07. | 17
26.07. | 18
26.07. | 19
26.07. | 20
26.07. | 21
26.07. | 22
26.07. | 23
26.07. | 24
27.07. | 1
27.07. | 2
27.07. | 3
27.07. | 4
27.07. | 5
27.07. | 6
27.07. | 7
27.07. | 8
27.07. | 9
27.07. | 10
27.07. | 11
27.07. | 12
27.07. | 13
27.07. | 14
27.07. | 15
27.07. | 16
27.07. | 17
27.07. | 18
27.07. | 19
27.07. | 20
27.07. | 21
27.07. | 22
27.07. | 23
27.07. | 24
28.07. | 1
28.07. | 2
28.07. | 3
28.07. | 4
28.07. | 5
28.07. | 6
28.07. | 7
28.07. | 8
28.07. | 9
28.07. | 10
28.07. | 11
28.07. | 12
28.07. | 13
28.07. | 14
28.07. | 15
28.07. | 16
28.07. | 17
28.07. | 18
28.07. | 19
28.07. | 20
28.07. | 21
28.07. | 22
28.07. | 23
28.07. | 24
29.07. | 1
29.07. | 2
29.07. | 3
29.07. | 4
29.07. | 5
29.07. | 6
29.07. | 7
29.07. | 8
29.07. | 9
29.07. | 10
29.07. | 11
29.07. | 12
29.07. | 13
29.07. | 14
29.07. | 15
29.07. | 16
29.07. | 17
29.07. | 18
29.07. | 19
29.07. | 20
29.07. | 21
29.07. | 22
29.07. | 23
29.07. | 24
30.07. | 1
30.07. | 2
30.07. | 3
30.07. | 4
30.07. | 5
30.07. | 6
30.07. | 7
30.07. | 8
30.07. | 9
30.07. | 10
30.07. | 11
30.07. | 12
30.07. | 13
30.07. | 14
30.07. | 15
30.07. | 16
30.07. | 17
30.07. | 18
30.07. | 19
30.07. | 20
30.07. | 21
30.07. | 22
30.07. | 23
30.07. | 24
31.07. | 1
31.07. | 2
31.07. | 3
31.07. | 4
31.07. | 5
31.07. | 6
31.07. | 7
31.07. | 8
31.07. | 9
31.07. | 10
31.07. | 11
31.07. | 12
31.07. | 13
31.07. | 14
31.07. | 15
31.07. | 16
31.07. | 17
31.07. | 18
31.07. | 19
31.07. | 20
31.07. | 21
31.07. | 22
31.07. | 23
31.07. | 24
01.08. | 1
01.08. | 2
01.08. | 3
01.08. | 4
01.08. | 5
01.08. | 6
01.08. | 7
01.08. | 8
01.08. | 9
01.08. | 10
01.08. | 11
01.08. | 12
01.08. | 13
01.08. | 14
01.08. | 15
01.08. | 16
01.08. | 17
01.08. | 18
01.08. | 19
01.08. | 20
01.08. | 21
01.08. | 22
01.08. | 23
01.08. | 24
02.08. | 1
02.08. | 2
02.08. | 3
02.08. | 4
02.08. | 5
02.08. | 6
02.08. | 7
02.08. | 8
02.08. | 9
02.08. | 10
02.08. | 11
02.08. | 12
02.08. | 13
02.08. | 14
02.08. | 15
02.08. | 16
02.08. | 17
02.08. | 18
02.08. | 19
02.08. | 20
02.08. | 21
02.08. | 22
02.08. | 23
02.08. | 24
03.08. | 1
03.08. | 2
03.08. | 3
03.08. | 4
03.08. | 5
03.08. | 6
03.08. | 7
03.08. | 8
03.08. | 9
03.08. | 10
03.08. | 11
03.08. | 12
03.08. | 13
03.08. | 14
03.08. | 15
03.08. | 16
03.08. | 17
03.08. | 18
03.08. | 19
03.08. | 20
03.08. | 21
03.08. | 22
03.08. | 23
03.08. | 24
04.08. | 1
04.08. | 2
04.08. | 3
04.08. | 4
04.08. | 5
04.08. | 6
04.08. | 7
04.08. | 8
04.08. | 9
04.08. | 10
04.08. | 11
04.08. | 12
04.08. | 13
04.08. | 14
04.08. | 15
04.08. | 16
04.08. | 17
04.08. | 18
04.08. | 19
04.08. | 20
04.08. | 21
04.08. | 22
04.08. | 23
04.08. | 24
05.08. | 1
05.08. | 2
05.08. | 3
05.08. | 4
05.08. | 5
05.08. | 6
05.08. | 7
05.08. | 8
05.08. | 9
05.08. | 10
05.08. | 11
05.08. | 12
05.08. | 13
05.08. | 14
05.08. | 15
05.08. | 16
05.08. | 17
05.08. | 18
05.08. | 19
05.08. | 20
05.08. | 21
05.08. | 22
05.08. | 23
05.08. | 24
06.08. | 1
06.08. | 2
06.08. | 3
06.08. | 4
06.08. | 5
06.08. | 6
06.08. | 7
06.08. | 8
06.08. | 9
06.08. | 10
06.08. | 11
06.08. | 12
06.08. | 13
06.08. | 14
06.08. | 15
06.08. | 16
06.08. | 17
06.08. | 18
06.08. | 19
06.08. | 20
06.08. | 21
06.08. | 22
06.08. | 23
06.08. | 24
07.08. | 1
07.08. | 2
07.08. | 3
07.08. | 4
07.08. | 5
07.08. | 6
07.08. | 7
07.08. | 8
07.08. | 9
07.08. | 10
07.08. | 11
07.08. | 12
07.08. | 13
07.08. | 14
07.08. | 15
07.08. | 16
07.08. | 17
07.08. | 18
07.08. | 19
07.08. | 20
07.08. | 21
07.08. | 22
07.08. | 23
07.08. | 24
08.08. | 1
08.08. | 2
08.08. | 3
08.08. | 4
08.08. | 5
08.08. | 6
08.08. | 7
08.08. | 8
08.08. | 9
08.08. | 10
08.08. | 11
08.08. | 12
08.08. | 13
08.08. | 14
08.08. | 15
08.08. | 16
08.08. | 17
08.08. | 18
08.08. | 19
08.08. | 20
08.08. | 21
08.08. | 22
08.08. | 23
08.08. | 24
09.08. | 1
09.08. | 2
09.08. | 3
09.08. | 4
09.08. | 5
09.08. | 6
09.08. | 7
09.08. | 8
09.08. | 9
09.08. | 10
09.08. | 11
09.08. | 12
09.08. | 13
09.08. | 14
09.08. | 15
09.08. | 16
09.08. | 17
09.08. | 18
09.08. | 19
09.08. | 20
09.08. | 21
09.08. | 22
09.08. | 23
09.08. | 24
10.08. | 1
10.08. | 2
10.08. | 3
10.08. | 4
10.08. | 5
10.08. | 6
10.08. | 7
10.08. | 8
10.08. | 9
10.08. | 10
10.08. | 11
10.08. | 12
10.08. | 13
10.08. | 14
10.08. | 15
10.08. | 16
10.08. | 17
10.08. | 18
10.08. | 19
10.08. | 20
10.08. | 21
10.08. | 22
10.08. | 23
10.08. | 24
11.08. | 1
11.08. | 2
11.08. | 3
11.08. | 4
11.08. | 5
11.08. | 6
11.08. | 7
11.08. | 8
11.08. | 9
11.08. | 10
11.08. | 11
11.08. | 12
11.08. | 13
11.08. | 14
11.08. | 15
11.08. | 16
11.08. | 17
11.08. | 18
11.08. | 19
11.08. | 20
11.08. | 21
11.08. | 22
11.08. | 23
11.08. | 24
12.08. | 1
12.08. | 2
12.08. | 3
12.08. | 4
12.08. | 5
12.08. | 6
12.08. | 7
12.08. | 8
12.08. | 9
12.08. | 10
12.08. | 11
12.08. | 12
12.08. | 13
12.08. | 14
12.08. | 15
12.08. | 16
12.08. | 17
12.08. | 18
12.08. | 19
12.08. | 20
12.08. | 21
12.08. | 22
12.08. | 23
12.08. | 24
13.08. | 1
13.08. | 2
13.08. | 3
13.08. | 4
13.08. | 5
13.08. | 6
13.08. | 7
13.08. | 8
13.08. | 9
13.08. | 10
13.08. | 11
13.08. | 12
13.08. | 13
13.08. | 14
13.08. | 15
13.08. | 16
13.08. | 17
13.08. | 18
13.08. | 19
13.08. | 20
13.08. | 21
13.08. | 22
13.08. | 23
13.08. | 24
14.08. | 1
14.08. | 2
14.08. | 3
14.08. | 4
14.08. | 5
14.08. | 6
14.08. | 7
14.08. | 8
14.08. | 9
14.08. | 10
14.08. | 11
14.08. | 12
14.08. | 13
14.08. | 14
14.08. | 15
14.08. | 16
14.08. | 17
14.08. | 18
14.08. | 19
14.08. | 20
14.08. | 21
14.08. | 22
14.08. | 23
14.08. | 24
15.08. | 1
15.08. | 2
15.08. | 3
15.08. | 4
15.08. | 5
15.08. | 6
15.08. | 7
15.08. | 8
15.08. | 9
15.08. | 10
15.08. | 11
15.08. | 12
15.08. | 13
15.08. | 14
15.08. | 15
15.08. | 16
15.08. | 17
15.08. | 18
15.08. | 19
15.08. | 20
15.08. | 21
15.08. | 22
15.08. | 23
15.08. | 24
16.08. | 1
16.08. | 2
16.08. | 3
16.08. | 4
16.08. | 5
16.08. | 6
16.08. | 7
16.08. | 8
16.08. | 9
16.08. | 10
16.08. | 11
16.08. | 12
16.08. | 13
16.08. | 14
16.08. | 15
16.08. | 16
16.08. | 17
16.08. | 18
16.08. | 19
16.08. | 20
16.08. | 21
16.08. | 22
16.08. | 23
16.08. | 24
17.08. | 1
17.08. | 2
17.08. | 3
17.08. | 4
17.08. | 5
17.08. | 6
17.08. | 7
17.08. | 8
17.08. | 9
17.08. | 10
17.08. | 11
17.08. | 12
17.08. | 13
17.08. | 14
17.08. | 15
17.08. | 16
17.08. | 17
17.08. | 18
17.08. | 19
17.08. | 20
17.08. | 21
17.08. | 22
17.08. | 23
17.08. | 24
18.08. | 1
18.08. | 2
18.08. | 3
18.08. | 4
18.08. | 5
18.08. | 6
18.08. | 7
18.08. | 8
18.08. | 9
18.08. | 10
18.08. | 11
18.08. | 12
18.08. | 13
18.08. | 14
18.08. | 15
18.08. | 16
18.08. | 17
18.08. | 18
18.08. | 19
18.08. | 20
18.08. | 21
18.08. | 22
18.08. | 23
18.08. | 24
19.08. | 1
19.08. | 2
19.08. | 3
19.08. | 4
19.08. | 5
19.08. | 6
19.08. | 7
19.08. | 8
19.08. | 9
19.08. | 10
19.08. | 11
19.08. | 12
19.08. | 13
19.08. | 14
19.08. | 15
19.08. | 16
19.08. | 17
19.08. | 18
19.08. | 19
19.08. | 20
19.08. | 21
19.08. | 22
19.08. | 23
19.08. | 24
20.08. | 1
20.08. | 2
20.08. | 3
20.08. | 4
20.08. | 5
20.08. | 6
20.08. | 7
20.08. | 8
20.08. | 9
20.08. | 10
20.08. | 11
20.08. | 12
20.08. | 13
20.08. | 14
20.08. | 15
20.08. | 16
20.08. | 17
20.08. | 18
20.08. | 19
20.08. | 20
20.08. | 21
20.08. | 22
20.08. | 23
20.08. | 24
21.08. | 1
21.08. | 2
21.08. | 3
21.08. | 4
21.08. | 5
21.08. | 6
21.08. | 7
21.08. | 8
21.08. | 9
21.08. | 10
21.08. | 11
21.08. | 12
21.08. | 13
21.08. | 14
21.08. | 15
21.08. | 16
21.08. | 17
21.08. | 18
21.08. | 19
21.08. | 20
21.08. | 21
21.08. | 22
21.08. | 23
21.08. | 24
22.08. | 1
22.08. | 2
22.08. | 3
22.08. | 4
22.08. | 5
22.08. | 6
22.08. | 7
22.08. | 8
22.08. | 9
22.08. | 10
22.08. | 11
22.08. | 12
22.08. | 13
22.08. | 14
22.08. | 15
22.08. | 16
22.08. | 17
22.08. | 18
22.08. | 19
22.08. | 20
22.08. | 21
22.08. | 22
22.08. | 23
22.08. | 24
23.08. | 1
23.08. | 2
23.08. | 3
23.08. | 4
23.08. | 5
23.08. | 6
23.08. | 7
23.08. | 8
23.08. | 9
23.08. | 10
23.08. | 11
23.08. | 12
23.08. | 13
23.08. | 14
23.08. | 15
23.08. | 16
23.08. | 17
23.08. | 18
23.08. | 19
23.08. | 20
23.08. | 21
23.08. | 22
23.08. | 23
23.08. | 24
24.08. | 1
24.08. | 2
24.08. | 3
24.08. | 4
24.08. | 5
24.08. | 6
24.08. | 7
24.08. | 8
24.08. | 9
24.08. | 10
24.08. | 11
24.08. | 12
24.08. | 13
24.08. | 14
24.08. | 15
24.08. | 16
24.08. | 17
24.08. | 18
24.08. | 19
24.08. | 20
24.08. | 21
24.08. | 22
24.08. | 23
24.08. | 24
25.08. | 1
25.08. | 2
25.08. | 3
25.08. | 4
25.08. | 5
25.08. | 6
25.08. | 7
25.08. | 8
25.08. | 9
25.08. | 10
25.08. | 11
25.08. | 12
25.08. | 13
25.08. | 14
25.08. | 15
25.08. | 16
25.08. | 17
25.08. | 18
25.08. | 19
25.08. | 20
25.08. | 21
25.08. | 22
25.08. | 23
25.08. | 24
26.08. | 1
26.08. | 2
26.08. | 3
26.08. | 4
26.08. | 5
26.08. | 6
26.08. | 7
26.08. | 8
26.08. | 9
26.08. | 10
26.08. | 11
26.08. | 12
26.08. | 13
26.08. | 14
26.08. | 15
26.08. | 16
26.08. | 17
26.08. | 18
26.08. | 19
26.08. | 20
26.08. | 21
26.08. | 22
26.08. | 23
26.08. | 24
27.08. | 1
27.08. | 2
27.08. | 3
27.08. | 4
27.08. | 5
27.08. | 6
27.08. | 7
27.08. | 8
27.08. | 9
27.08. | 10
27.08. | 11
27.08. | 12
27.08. | 13
27.08. | 14
27.08. | 15
27.08. | 16
27.08. | 17
27.08. | 18
27.08. | 19
27.08. | 20
27.08. | 21
27.08. | 22
27.08. | 23
27.08. | 24
28.08. | 1
28.08. | 2
28.08. | 3
28.08. | 4
28.08. | 5
28.08. | 6
28.08. | 7
28.08. | 8
28.08. | 9
28.08. | 10
28.08. | 11
28.08. | 12
28.08. | 13
28.08. | 14
28.08. | 15
28.08. | 16
28.08. | 17
28.08. | 18
28.08. | 19
28.08. | 20
28.08. | 21
28.08. | 22
28.08. | 23
28.08. | 24
29.08. | 1
29.08. | 2
29.08. | 3
29.08. | 4
29.08. | 5
29.08. | 6
29.08. | 7
29.08. | 8
29.08. | 9
29.08. | 10
29.08. | 11
29.08. | 12
29.08. | 13
29.08. | 14
29.08. | 15
29.08. | 16
29.08. | 17
29.08. | 18
29.08. | 19
29.08. | 20
29.08. | 21
29.08. | 22
29.08. | 23
29.08. | 24
30.08. | 1
30.08. | 2
30.08. | 3
30.08. | 4
30.08. | 5
30.08. | 6
30.08. | 7
30.08. | 8
30.08. | 9
30.08. | 10
30.08. | 11
30.08. | 12
30.08. | 13
30.08. | 14
30.08. | 15
30.08. | 16
30.08. | 17
30.08. | 18
30.08. | 19
30.08. | 20
30.08. | 21
30.08. | 22
30.08. | 23
30.08. | 24
31.08. | 1
31.08. | 2
31.08. | 3
31.08. | 4
31.08. | 5
31.08. | 6
31.08. | 7
31.08. | 8
31.08. | 9
31.08. | 10
31.08. | 11
31.08. | 12
31.08. | 13
31.08. | 14
31.08. | 15
31.08. | 16
31.08. | 17
31.08. | 18
31.08. | 19
31.08. | 20
31.08. | 21
31.08. | 22
31.08. | 23
31.08. | 24
01.09. | 1
01.09. | 2
01.09. | 3
01.09. | 4
01.09. | 5
01.09. | 6
01.09. | 7
01.09. | 8
01.09. | 9
01.09. | 10
01.09. | 11
01.09. | 12
01.09. | 13
01.09. | 14
01.09. | 15
01.09. | 16
01.09. | 17
01.09. | 18
01.09. | 19
01.09. | 20
01.09. | 21
01.09. | 22
01.09. | 23
01.09. | 24
02.09. | 1
02.09. | 2
02.09. | 3
02.09. | 4
02.09. | 5
02.09. | 6
02.09. | 7
02.09. | 8
02.09. | 9
02.09. | 10
02.09. | 11
02.09. | 12
02.09. | 13
02.09. | 14
02.09. | 15
02.09. | 16
02.09. | 17
02.09. | 18
02.09. | 19
02.09. | 20
02.09. | 21
02.09. | 22
02.09. | 23
02.09. | 24
03.09. | 1
03.09. | 2
03.09. | 3
03.09. | 4
03.09. | 5
03.09. | 6
03.09. | 7
03.09. | 8
03.09. | 9
03.09. | 10
03.09. | 11
03.09. | 12
03.09. | 13
03.09. | 14
03.09. | 15
03.09. | 16
03.09. | 17
03.09. | 18
03.09. | 19
03.09. | 20
03.09. | 21
03.09. | 22
03.09. | 23
03.09. | 24
04.09. | 1
04.09. | 2
04.09. | 3
04.09. | 4
04.09. | 5
04.09. | 6
04.09. | 7
04.09. | 8
04.09. | 9
04.09. | 10
04.09. | 11
04.09. | 12
04.09. | 13
04.09. | 14
04.09. | 15
04.09. | 16
04.09. | 17
04.09. | 18
04.09. | 19
04.09. | 20
04.09. | 21
04.09. | 22
04.09. | 23
04.09. | 24
05.09. | 1
05.09. | 2
05.09. | 3
05.09. | 4
05.09. | 5
05.09. | 6
05.09. | 7
05.09. | 8
05.09. | 9
05.09. | 10
05.09. | 11
05.09. | 12
05.09. | 13
05.09. | 14
05.09. | 15
05.09. | 16
05.09. | 17
05.09. | 18
05.09. | 19
05.09. | 20
05.09. | 21
05.09. | 22
05.09. | 23
05.09. | 24
06.09. | 1
06.09. | 2
06.09. | 3
06.09. | 4
06.09. | 5
06.09. | 6
06.09. | 7
06.09. | 8
06.09. | 9
06.09. | 10
06.09. | 11
06.09. | 12
06.09. | 13
06.09. | 14
06.09. | 15
06.09. | 16
06.09. | 17
06.09. | 18
06.09. | 19
06.09. | 20
06.09. | 21
06.09. | 22
06.09. | 23
06.09. | 24
07.09. | 1
07.09. | 2
07.09. | 3
07.09. | 4
07.09. | 5
07.09. | 6
07.09. | 7
07.09. | 8
07.09. | 9
07.09. | 10
07.09. | 11
07.09. | 12
07.09. | 13
07.09. | 14
07.09. | 15
07.09. | 16
07.09. | 17
07.09. | 18
07.09. | 19
07.09. | 20
07.09. | 21
07.09. | 22
07.09. | 23
07.09. | 24
08.09. | 1
08.09. | 2
08.09. | 3
08.09. | 4
08.09. | 5
08.09. | 6
08.09. | 7
08.09. | 8
08.09. | 9
08.09. | 10
08.09. | 11
08.09. | 12
08.09. | 13
08.09. | 14
08.09. | 15
08.09. | 16
08.09. | 17
08.09. | 18
08.09. | 19
08.09. | 20
08.09. | 21
08.09. | 22
08.09. | 23
08.09. | 24
09.09. | 1
09.09. | 2
09.09. | 3
09.09. | 4
09.09. | 5
09.09. | 6
09.09. | 7
09.09. | 8
09.09. | 9
09.09. | 10
09.09. | 11
09.09. | 12
09.09. | 13
09.09. | 14
09.09. | 15
09.09. | 16
09.09. | 17
09.09. | 18
09.09. | 19
09.09. | 20
09.09. | 21
09.09. | 22
09.09. | 23
09.09. | 24
10.09. | 1
10.09. | 2
10.09. | 3
10.09. | 4
10.09. | 5
10.09. | 6
10.09. | 7
10.09. | 8
10.09. | 9
10.09. | 10
10.09. | 11
10.09. | 12
10.09. | 13
10.09. | 14
10.09. | 15
10.09. | 16
10.09. | 17
10.09. | 18
10.09. | 19
10.09. | 20
10.09. | 21
10.09. | 22
10.09. | 23
10.09. | 24
11.09. | 1
11.09. | 2
11.09. | 3
11.09. | 4
11.09. | 5
11.09. | 6
11.09. | 7
11.09. | 8
11.09. | 9
11.09. | 10
11.09. | 11
11.09. | 12
11.09. | 13
11.09. | 14
11.09. | 15
11.09. | 16
11.09. | 17
11.09. | 18
11.09. | 19
11.09. | 20
11.09. | 21
11.09. | 22
11.09. | 23
11.09. | 24
12.09. | 1
12.09. | 2
12.09. | 3
12.09. | 4
12.09. | 5
12.09. | 6
12.09. | 7
12.09. | 8
12.09. | 9
12.09. | 10
12.09. | 11
12.09. | 12
12.09. | 13
12.09. | 14
12.09. | 15
12.09. | 16
12.09. | 17
12.09. | 18
12.09. | 19
12.09. | 20
12.09. | 21
12.09. | 22
12.09. | 23
12.09. | 24
13.09. | 1
13.09. | 2
13.09. | 3
13.09. | 4
13.09. | 5
13.09. | 6
13.09. | 7
13.09. | 8
13.09. | 9
13.09. | 10
13.09. | 11
13.09. | 12
13.09. | 13
13.09. | 14
13.09. | 15
13.09. | 16
13.09. | 17
13.09. | 18
13.09. | 19
13.09. | 20
13.09. | 21
13.09. | 22
13.09. | 23
13.09. | 24
14.09. | 1
14.09. | 2
14.09. | 3
14.09. | 4
14.09. | 5
14.09. | 6
14.09. | 7
14.09. | 8
14.09. | 9
14.09. | 10
14.09. | 11
14.09. | 12
14.09. | 13
14.09. | 14
14.09. | 15
14.09. | 16
14.09. | 17
14.09. | 18
14.09. | 19
14.09. | 20
14.09. | 21
14.09. | 22
14.09. | 23
14.09. | 24
15.09. | 1
15.09. | 2
15.09. | 3
15.09. | 4
15.09. | 5
15.09. | 6
15.09. | 7
15.09. | 8
15.09. | 9
15.09. | 10
15.09. | 11
15.09. | 12
15.09. | 13
15.09. | 14
15.09. | 15
15.09. | 16
15.09. | 17
15.09. | 18
15.09. | 19
15.09. | 20
15.09. | 21
15.09. | 22
15.09. | 23
15.09. | 24
16.09. | 1
16.09. | 2
16.09. | 3
16.09. | 4
16.09. | 5
16.09. | 6
16.09. | 7
16.09. | 8
16.09. | 9
16.09. | 10
16.09. | 11
16.09. | 12
16.09. | 13
16.09. | 14
16.09. | 15
16.09. | 16
16.09. | 17
16.09. | 18
16.09. | 19
16.09. | 20
16.09. | 21
16.09. | 22
16.09. | 23
16.09. | 24
17.09. | 1
17.09. | 2
17.09. | 3
17.09. | 4
17.09. | 5
17.09. | 6
17.09. | 7
17.09. | 8
17.09. | 9
17.09. | 10
17.09. | 11
17.09. | 12
17.09. | 13
17.09. | 14
17.09. | 15
17.09. | 16
17.09. | 17
17.09. | 18
17.09. | 19
17.09. | 20
17.09. | 21
17.09. | 22
17.09. | 23
17.09. | 24
18.09. | 1
18.09. | 2
18.09. | 3
18.09. | 4
18.09. | 5
18.09. | 6
18.09. | 7
18.09. | 8
18.09. | 9
18.09. | 10
18.09. | 11
18.09. | 12
18.09. | 13
18.09. | 14
18.09. | 15
18.09. | 16
18.09. | 17
18.09. | 18
18.09. | 19
18.09. | 20
18.09. | 21
18.09. | 22
18.09. | 23
18.09. | 24
19.09. | 1
19.09. | 2
19.09. | 3
19.09. | 4
19.09. | 5
19.09. | 6
19.09. | 7
19.09. | 8
19.09. | 9
19.09. | 10
19.09. | 11
19.09. | 12
19.09. | 13
19.09. | 14
19.09. | 15
19.09. | 16
19.09. | 17
19.09. | 18
19.09. | 19
19.09. | 20
19.09. | 21
19.09. | 22
19.09. | 23
19.09. | 24
20.09. | 1
20.09. | 2
20.09. | 3
20.09. | 4
20.09. | 5
20.09. | 6
20.09. | 7
20.09. | 8
20.09. | 9
20.09. | 10
20.09. | 11
20.09. | 12
20.09. | 13
20.09. | 14
20.09. | 15
20.09. | 16
20.09. | 17
20.09. | 18
20.09. | 19
20.09. | 20
20.09. | 21
20.09. | 22
20.09. | 23
20.09. | 24
21.09. | 1
21.09. | 2
21.09. | 3
21.09. | 4
21.09. | 5
21.09. | 6
21.09. | 7
21.09. | 8
21.09. | 9
21.09. | 10
21.09. | 11
21.09. | 12
21.09. | 13
21.09. | 14
21.09. | 15
21.09. | 16
21.09. | 17
21.09. | 18
21.09. | 19
21.09. | 20
21.09. | 21
21.09. | 22
21.09. | 23
21.09. | 24
22.09. | 1
22.09. | 2
22.09. | 3
22.09. | 4
22.09. | 5
22.09. | 6
22.09. | 7
22.09. | 8
22.09. | 9
22.09. | 10
22.09. | 11
22.09. | 12
22.09. | 13
22.09. | 14
22.09. | 15
22.09. | 16
22.09. | 17
22.09. | 18
22.09. | 19
22.09. | 20
22.09. | 21
22.09. | 22
22.09. | 23
22.09. | 24
23.09. | 1
23.09. | 2
23.09. | 3
23.09. | 4
23.09. | 5
23.09. | 6
23.09. | 7
23.09. | 8
23.09. | 9
23.09. | 10
23.09. | 11
23.09. | 12
23.09. | 13
23.09. | 14
23.09. | 15
23.09. | 16
23.09. | 17
23.09. | 18
23.09. | 19
23.09. | 20
23.09. | 21
23.09. | 22
23.09. | 23
23.09. | 24
24.09. | 1
24.09. | 2
24.09. | 3
24.09. | 4
24.09. | 5
24.09. | 6
24.09. | 7
24.09. | 8
24.09. | 9
24.09. | 10
24.09. | 11
24.09. | 12
24.09. | 13
24.09. | 14
24.09. | 15
24.09. | 16
24.09. | 17
24.09. | 18
24.09. | 19
24.09. | 20
24.09. | 21
24.09. | 22
24.09. | 23
24.09. | 24
25.09. | 1
25.09. | 2
25.09. | 3
25.09. | 4
25.09. | 5
25.09. | 6
25.09. | 7
25.09. | 8
25.09. | 9
25.09. | 10
25.09. | 11
25.09. | 12
25.09. | 13
25.09. | 14
25.09. | 15
25.09. | 16
25.09. | 17
25.09. | 18
25.09. | 19
25.09. | 20
25.09. | 21
25.09. | 22
25.09. | 23
25.09. | 24
26.09. | 1
26.09. | 2
26.09. | 3
26.09. | 4
26.09. | 5
26.09. | 6
26.09. | 7
26.09. | 8
26.09. | 9
26.09. | 10
26.09. | 11
26.09. | 12
26.09. | 13
26.09. | 14
26.09. | 15
26.09. | 16
26.09. | 17
26.09. | 18
26.09. | 19
26.09. | 20
26.09. | 21
26.09. | 22
26.09. | 23
26.09. | 24
27.09. | 1
27.09. | 2
27.09. | 3
27.09. | 4
27.09. | 5
27.09. | 6
27.09. | 7
27.09. | 8
27.09. | 9
27.09. | 10
27.09. | 11
27.09. | 12
27.09. | 13
27.09. | 14
27.09. | 15
27.09. | 16
27.09. | 17
27.09. | 18
27.09. | 19
27.09. | 20
27.09. | 21
27.09. | 22
27.09. | 23
27.09. | 24
28.09. | 1
28.09. | 2
28.09. | 3
28.09. | 4
28.09. | 5
28.09. | 6
28.09. | 7
28.09. | 8
28.09. | 9
28.09. | 10
28.09. | 11
28.09. | 12
28.09. | 13
28.09. | 14
28.09. | 15
28.09. | 16
28.09. | 17
28.09. | 18
28.09. | 19
28.09. | 20
28.09. | 21
28.09. | 22
28.09. | 23
28.09. | 24
29.09. | 1
29.09. | 2
29.09. | 3
29.09. | 4
29.09. | 5
29.09. | 6
29.09. | 7
29.09. | 8
29.09. | 9
29.09. | 10
29.09. | 11
29.09. | 12
29.09. | 13
29.09. | 14
29.09. | 15
29.09. | 16
29.09. | 17
29.09. | 18
29.09. | 19
29.09. | 20
29.09. | 21
29.09. | 22
29.09. | 23
29.09. | 24
30.09. | 1
30.09. | 2
30.09. | 3
30.09. | 4
30.09. | 5
30.09. | 6
30.09. | 7
30.09. | 8
30.09. | 9
30.09. | 10
30.09. | 11
30.09. | 12
30.09. | 13
30.09. | 14
30.09. | 15
30.09. | 16
30.09. | 17
30.09. | 18
30.09. | 19
30.09. | 20
30.09. | 21
30.09. | 22
30.09. | 23
30.09. | 24
01.10. | 1
01.10. | 2
01.10. | 3
01.10. | 4
01.10. | 5
01.10. | 6
01.10. | 7
01.10. | 8
01.10. | 9
01.10. | 10
01.10. | 11
01.10. | 12
01.10. | 13
01.10. | 14
01.10. | 15
01.10. | 16
01.10. | 17
01.10. | 18
01.10. | 19
01.10. | 20
01.10. | 21
01.10. | 22
01.10. | 23
01.10. | 24
02.10. | 1
02.10. | 2
02.10. | 3
02.10. | 4
02.10. | 5
02.10. | 6
02.10. | 7
02.10. | 8
02.10. | 9
02.10. | 10
02.10. | 11
02.10. | 12
02.10. | 13
02.10. | 14
02.10. | 15
02.10. | 16
02.10. | 17
02.10. | 18
02.10. | 19
02.10. | 20
02.10. | 21
02.10. | 22
02.10. | 23
02.10. | 24
03.10. | 1
03.10. | 2
03.10. | 3
03.10. | 4
03.10. | 5
03.10. | 6
03.10. | 7
03.10. | 8
03.10. | 9
03.10. | 10
03.10. | 11
03.10. | 12
03.10. | 13
03.10. | 14
03.10. | 15
03.10. | 16
03.10. | 17
03.10. | 18
03.10. | 19
03.10. | 20
03.10. | 21
03.10. | 22
03.10. | 23
03.10. | 24
04.10. | 1
04.10. | 2
04.10. | 3
04.10. | 4
04.10. | 5
04.10. | 6
04.10. | 7
04.10. | 8
04.10. | 9
04.10. | 10
04.10. | 11
04.10. | 12
04.10. | 13
04.10. | 14
04.10. | 15
04.10. | 16
04.10. | 17
04.10. | 18
04.10. | 19
04.10. | 20
04.10. | 21
04.10. | 22
04.10. | 23
04.10. | 24
05.10. | 1
05.10. | 2
05.10. | 3
05.10. | 4
05.10. | 5
05.10. | 6
05.10. | 7
05.10. | 8
05.10. | 9
05.10. | 10
05.10. | 11
05.10. | 12
05.10. | 13
05.10. | 14
05.10. | 15
05.10. | 16
05.10. | 17
05.10. | 18
05.10. | 19
05.10. | 20
05.10. | 21
05.10. | 22
05.10. | 23
05.10. | 24
06.10. | 1
06.10. | 2
06.10. | 3
06.10. | 4
06.10. | 5
06.10. | 6
06.10. | 7
06.10. | 8
06.10. | 9
06.10. | 10
06.10. | 11
06.10. | 12
06.10. | 13
06.10. | 14
06.10. | 15
06.10. | 16
06.10. | 17
06.10. | 18
06.10. | 19
06.10. | 20
06.10. | 21
06.10. | 22
06.10. | 23
06.10. | 24
07.10. | 1
07.10. | 2
07.10. | 3
07.10. | 4
07.10. | 5
07.10. | 6
07.10. | 7
07.10. | 8
07.10. | 9
07.10. | 10
07.10. | 11
07.10. | 12
07.10. | 13
07.10. | 14
07.10. | 15
07.10. | 16
07.10. | 17
07.10. | 18
07.10. | 19
07.10. | 20
07.10. | 21
07.10. | 22
07.10. | 23
07.10. | 24
08.10. | 1
08.10. | 2
08.10. | 3
08.10. | 4
08.10. | 5
08.10. | 6
08.10. | 7
08.10. | 8
08.10. | 9
08.10. | 10
08.10. | 11
08.10. | 12
08.10. | 13
08.10. | 14
08.10. | 15
08.10. | 16
08.10. | 17
08.10. | 18
08.10. | 19
08.10. | 20
08.10. | 21
08.10. | 22
08.10. | 23
08.10. | 24
09.10. | 1
09.10. | 2
09.10. | 3
09.10. | 4
09.10. | 5
09.10. | 6
09.10. | 7
09.10. | 8
09.10. | 9
09.10. | 10
09.10. | 11
09.10. | 12
09.10. | 13
09.10. | 14
09.10. | 15
09.10. | 16
09.10. | 17
09.10. | 18
09.10. | 19
09.10. | 20
09.10. | 21
09.10. | 22
09.10. | 23
09.10. | 24
10.10. | 1
10.10. | 2
10.10. | 3
10.10. | 4
10.10. | 5
10.10. | 6
10.10. | 7
10.10. | 8
10.10. | 9
10.10. | 10
10.10. | 11
10.10. | 12
10.10. | 13
10.10. | 14
10.10. | 15
10.10. | 16
10.10. | 17
10.10. | 18
10.10. | 19
10.10. | 20
10.10. | 21
10.10. | 22
10.10. | 23
10.10. | 24
11.10. | 1
11.10. | 2
11.10. | 3
11.10. | 4
11.10. | 5
11.10. | 6
11.10. | 7
11.10. | 8
11.10. | 9
11.10. | 10
11.10. | 11
11.10. | 12
11.10. | 13
11.10. | 14
11.10. | 15
11.10. | 16
11.10. | 17
11.10. | 18
11.10. | 19
11.10. | 20
11.10. | 21
11.10. | 22
11.10. | 23
11.10. | 24
12.10. | 1
12.10. | 2
12.10. | 3
12.10. | 4
12.10. | 5
12.10. | 6
12.10. | 7
12.10. | 8
12.10. | 9
12.10. | 10
12.10. | 11
12.10. | 12
12.10. | 13
12.10. | 14
12.10. | 15
12.10. | 16
12.10. | 17
12.10. | 18
12.10. | 19
12.10. | 20
12.10. | 21
12.10. | 22
12.10. | 23
12.10. | 24
13.10. | 1
13.10. | 2
13.10. | 3
13.10. | 4
13.10. | 5
13.10. | 6
13.10. | 7
13.10. | 8
13.10. | 9
13.10. | 10
13.10. | 11
13.10. | 12
13.10. | 13
13.10. | 14
13.10. | 15
13.10. | 16
13.10. | 17
13.10. | 18
13.10. | 19
13.10. | 20
13.10. | 21
13.10. | 22
13.10. | 23
13.10. | 24
14.10. | 1
14.10. | 2
14.10. | 3
14.10. | 4
14.10. | 5
14.10. | 6
14.10. | 7
14.10. | 8
14.10. | 9
14.10. | 10
14.10. | 11
14.10. | 12
14.10. | 13
14.10. | 14
14.10. | 15
14.10. | 16
14.10. | 17
14.10. | 18
14.10. | 19
14.10. | 20
14.10. | 21
14.10. | 22
14.10. | 23
14.10. | 24
15.10. | 1
15.10. | 2
15.10. | 3
15.10. | 4
15.10. | 5
15.10. | 6
15.10. | 7
15.10. | 8
15.10. | 9
15.10. | 10
15.10. | 11
15.10. | 12
15.10. | 13
15.10. | 14
15.10. | 15
15.10. | 16
15.10. | 17
15.10. | 18
15.10. | 19
15.10. | 20
15.10. | 21
15.10. | 22
15.10. | 23
15.10. | 24
16.10. | 1
16.10. | 2
16.10. | 3
16.10. | 4
16.10. | 5
16.10. | 6
16.10. | 7
16.10. | 8
16.10. | 9
16.10. | 10
16.10. | 11
16.10. | 12
16.10. | 13
16.10. | 14
16.10. | 15
16.10. | 16
16.10. | 17
16.10. | 18
16.10. | 19
16.10. | 20
16.10. | 21
16.10. | 22
16.10. | 23
16.10. | 24
17.10. | 1
17.10. | 2
17.10. | 3
17.10. | 4
17.10. | 5
17.10. | 6
17.10. | 7
17.10. | 8
17.10. | 9
17.10. | 10
17.10. | 11
17.10. | 12
17.10. | 13
17.10. | 14
17.10. | 15
17.10. | 16
17.10. | 17
17.10. | 18
17.10. | 19
17.10. | 20
17.10. | 21
17.10. | 22
17.10. | 23
17.10. | 24
18.10. | 1
18.10. | 2
18.10. | 3
18.10. | 4
18.10. | 5
18.10. | 6
18.10. | 7
18.10. | 8
18.10. | 9
18.10. | 10
18.10. | 11
18.10. | 12
18.10. | 13
18.10. | 14
18.10. | 15
18.10. | 16
18.10. | 17
18.10. | 18
18.10. | 19
18.10. | 20
18.10. | 21
18.10. | 22
18.10. | 23
18.10. | 24
19.10. | 1
19.10. | 2
19.10. | 3
19.10. | 4
19.10. | 5
19.10. | 6
19.10. | 7
19.10. | 8
19.10. | 9
19.10. | 10
19.10. | 11
19.10. | 12
19.10. | 13
19.10. | 14
19.10. | 15
19.10. | 16
19.10. | 17
19.10. | 18
19.10. | 19
19.10. | 20
19.10. | 21
19.10. | 22
19.10. | 23
19.10. | 24
20.10. | 1
20.10. | 2
20.10. | 3
20.10. | 4
20.10. | 5
20.10. | 6
20.10. | 7
20.10. | 8
20.10. | 9
20.10. | 10
20.10. | 11
20.10. | 12
20.10. | 13
20.10. | 14
20.10. | 15
20.10. | 16
20.10. | 17
20.10. | 18
20.10. | 19
20.10. | 20
20.10. | 21
20.10. | 22
20.10. | 23
20.10. | 24
21.10. | 1
21.10. | 2
21.10. | 3
21.10. | 4
21.10. | 5
21.10. | 6
21.10. | 7
21.10. | 8
21.10. | 9
21.10. | 10
21.10. | 11
21.10. | 12
21.10. | 13
21.10. | 14
21.10. | 15
21.10. | 16
21.10. | 17
21.10. | 18
21.10. | 19
21.10. | 20
21.10. | 21
21.10. | 22
21.10. | 23
21.10. | 24
22.10. | 1
22.10. | 2
22.10. | 3
22.10. | 4
22.10. | 5
22.10. | 6
22.10. | 7
22.10. | 8
22.10. | 9
22.10. | 10
22.10. | 11
22.10. | 12
22.10. | 13
22.10. | 14
22.10. | 15
22.10. | 16
22.10. | 17
22.10. | 18
22.10. | 19
22.10. | 20
22.10. | 21
22.10. | 22
22.10. | 23
22.10. | 24
23.10. | 1
23.10. | 2
23.10. | 3
23.10. | 4
23.10. | 5
23.10. | 6
23.10. | 7
23.10. | 8
23.10. | 9
23.10. | 10
23.10. | 11
23.10. | 12
23.10. | 13
23.10. | 14
23.10. | 15
23.10. | 16
23.10. | 17
23.10. | 18
23.10. | 19
23.10. | 20
23.10. | 21
23.10. | 22
23.10. | 23
23.10. | 24
24.10. | 1
24.10. | 2
24.10. | 3
24.10. | 4
24.10. | 5
24.10. | 6
24.10. | 7
24.10. | 8
24.10. | 9
24.10. | 10
24.10. | 11
24.10. | 12
24.10. | 13
24.10. | 14
24.10. | 15
24.10. | 16
24.10. | 17
24.10. | 18
24.10. | 19
24.10. | 20
24.10. | 21
24.10. | 22
24.10. | 23
24.10. | 24
25.10. | 1
25.10. | 2
25.10. | 3
25.10. | 4
25.10. | 5
25.10. | 6
25.10. | 7
25.10. | 8
25.10. | 9
25.10. | 10
25.10. | 11
25.10. | 12
25.10. | 13
25.10. | 14
25.10. | 15
25.10. | 16
25.10. | 17
25.10. | 18
25.10. | 19
25.10. | 20
25.10. | 21
25.10. | 22
25.10. | 23
25.10. | 24
26.10. | 1
26.10. | 2
26.10. | 3
26.10. | 4
26.10. | 5
26.10. | 6
26.10. | 7
26.10. | 8
26.10. | 9
26.10. | 10
26.10. | 11
26.10. | 12
26.10. | 13
26.10. | 14
26.10. | 15
26.10. | 16
26.10. | 17
26.10. | 18
26.10. | 19
26.10. | 20
26.10. | 21
26.10. | 22
26.10. | 23
26.10. | 24
27.10. | 1
27.10. | 2
27.10. | 3
27.10. | 4
27.10. | 5
27.10. | 6
27.10. | 7
27.10. | 8
27.10. | 9
27.10. | 10
27.10. | 11
27.10. | 12
27.10. | 13
27.10. | 14
27.10. | 15
27.10. | 16
27.10. | 17
27.10. | 18
27.10. | 19
27.10. | 20
27.10. | 21
27.10. | 22
27.10. | 23
27.10. | 24
28.10. | 1
28.10. | 2
28.10. | 3
28.10. | 4
28.10. | 5
28.10. | 6
28.10. | 7
28.10. | 8
28.10. | 9
28.10. | 10
28.10. | 11
28.10. | 12
28.10. | 13
28.10. | 14
28.10. | 15
28.10. | 16
28.10. | 17
28.10. | 18
28.10. | 19
28.10. | 20
28.10. | 21
28.10. | 22
28.10. | 23
28.10. | 24
29.10. | 1
29.10. | 2
29.10. | 3
29.10. | 4
29.10. | 5
29.10. | 6
29.10. | 7
29.10. | 8
29.10. | 9
29.10. | 10
29.10. | 11
29.10. | 12
29.10. | 13
29.10. | 14
29.10. | 15
29.10. | 16
29.10. | 17
29.10. | 18
29.10. | 19
29.10. | 20
29.10. | 21
29.10. | 22
29.10. | 23
29.10. | 24
30.10. | 1
30.10. | 2
30.10. | 3
30.10. | 4
30.10. | 5
30.10. | 6
30.10. | 7
30.10. | 8
30.10. | 9
30.10. | 10
30.10. | 11
30.10. | 12
30.10. | 13
30.10. | 14
30.10. | 15
30.10. | 16
30.10. | 17
30.10. | 18
30.10. | 19
30.10. | 20
30.10. | 21
30.10. | 22
30.10. | 23
30.10. | 24
31.10. | 1
31.10. | 2
31.10. | 3
31.10. | 4
31.10. | 5
31.10. | 6
31.10. | 7
31.10. | 8
31.10. | 9
31.10. | 10
31.10. | 11
31.10. | 12
31.10. | 13
31.10. | 14
31.10. | 15
31.10. | 16
31.10. | 17
31.10. | 18
31.10. | 19
31.10. | 20
31.10. | 21
31.10. | 22
31.10. | 23
31.10. | 24
01.11. | 1
01.11. | 2
01.11. | 3
01.11. | 4
01.11. | 5
01.11. | 6
01.11. | 7
01.11. | 8
01.11. | 9
01.11. | 10
01.11. | 11
01.11. | 12
01.11. | 13
01.11. | 14
01.11. | 15
01.11. | 16
01.11. | 17
01.11. | 18
01.11. | 19
01.11. | 20
01.11. | 21
01.11. | 22
01.11. | 23
01.11. | 24
02.11. | 1
02.11. | 2
02.11. | 3
02.11. | 4
02.11. | 5
02.11. | 6
02.11. | 7
02.11. | 8
02.11. | 9
02.11. | 10
02.11. | 11
02.11. | 12
02.11. | 13
02.11. | 14
02.11. | 15
02.11. | 16
02.11. | 17
02.11. | 18
02.11. | 19
02.11. | 20
02.11. | 21
02.11. | 22
02.11. | 23
02.11. | 24
03.11. | 1
03.11. | 2
03.11. | 3
03.11. | 4
03.11. | 5
03.11. | 6
03.11. | 7
03.11. | 8
03.11. | 9
03.11. | 10
03.11. | 11
03.11. | 12
03.11. | 13
03.11. | 14
03.11. | 15
03.11. | 16
03.11. | 17
03.11. | 18
03.11. | 19
03.11. | 20
03.11. | 21
03.11. | 22
03.11. | 23
03.11. | 24
04.11. | 1
04.11. | 2
04.11. | 3
04.11. | 4
04.11. | 5
04.11. | 6
04.11. | 7
04.11. | 8
04.11. | 9
04.11. | 10
04.11. | 11
04.11. | 12
04.11. | 13
04.11. | 14
04.11. | 15
04.11. | 16
04.11. | 17
04.11. | 18
04.11. | 19
04.11. | 20
04.11. | 21
04.11. | 22
04.11. | 23
04.11. | 24
05.11. | 1
05.11. | 2
05.11. | 3
05.11. | 4
05.11. | 5
05.11. | 6
05.11. | 7
05.11. | 8
05.11. | 9
05.11. | 10
05.11. | 11
05.11. | 12
05.11. | 13
05.11. | 14
05.11. | 15
05.11. | 16
05.11. | 17
05.11. | 18
05.11. | 19
05.11. | 20
05.11. | 21
05.11. | 22
05.11. | 23
05.11. | 24
06.11. | 1
06.11. | 2
06.11. | 3
06.11. | 4
06.11. | 5
06.11. | 6
06.11. | 7
06.11. | 8
06.11. | 9
06.11. | 10
06.11. | 11
06.11. | 12
06.11. | 13
06.11. | 14
06.11. | 15
06.11. | 16
06.11. | 17
06.11. | 18
06.11. | 19
06.11. | 20
06.11. | 21
06.11. | 22
06.11. | 23
06.11. | 24
07.11. | 1
07.11. | 2
07.11. | 3
07.11. | 4
07.11. | 5
07.11. | 6
07.11. | 7
07.11. | 8
07.11. | 9
07.11. | 10
07.11. | 11
07.11. | 12
07.11. | 13
07.11. | 14
07.11. | 15
07.11. | 16
07.11. | 17
07.11. | 18
07.11. | 19
07.11. | 20
07.11. | 21
07.11. | 22
07.11. | 23
07.11. | 24
08.11. | 1
08.11. | 2
08.11. | 3
08.11. | 4
08.11. | 5
08.11. | 6
08.11. | 7
08.11. | 8
08.11. | 9
08.11. | 10
08.11. | 11
08.11. | 12
08.11. | 13
08.11. | 14
08.11. | 15
08.11. | 16
08.11. | 17
08.11. | 18
08.11. | 19
08.11. | 20
08.11. | 21
08.11. | 22
08.11. | 23
08.11. | 24
09.11. | 1
09.11. | 2
09.11. | 3
09.11. | 4
09.11. | 5
09.11. | 6
09.11. | 7
09.11. | 8
09.11. | 9
09.11. | 10
09.11. | 11
09.11. | 12
09.11. | 13
09.11. | 14
09.11. | 15
09.11. | 16
09.11. | 17
09.11. | 18
09.11. | 19
09.11. | 20
09.11. | 21
09.11. | 22
09.11. | 23
09.11. | 24
10.11. | 1
10.11. | 2
10.11. | 3
10.11. | 4
10.11. | 5
10.11. | 6
10.11. | 7
10.11. | 8
10.11. | 9
10.11. | 10
10.11. | 11
10.11. | 12
10.11. | 13
10.11. | 14
10.11. | 15
10.11. | 16
10.11. | 17
10.11. | 18
10.11. | 19
10.11. | 20
10.11. | 21
10.11. | 22
10.11. | 23
10.11. | 24
11.11. | 1
11.11. | 2
11.11. | 3
11.11. | 4
11.11. | 5
11.11. | 6
11.11. | 7
11.11. | 8
11.11. | 9
11.11. | 10
11.11. | 11
11.11. | 12
11.11. | 13
11.11. | 14
11.11. | 15
11.11. | 16
11.11. | 17
11.11. | 18
11.11. | 19
11.11. | 20
11.11. | 21
11.11. | 22
11.11. | 23
11.11. | 24
12.11. | 1
12.11. | 2
12.11. | 3
12.11. | 4
12.11. | 5
12.11. | 6
12.11. | 7
12.11. | 8
12.11. | 9
12.11. | 10
12.11. | 11
12.11. | 12
12.11. | 13
12.11. | 14
12.11. | 15
12.11. | 16
12.11. | 17
12.11. | 18
12.11. | 19
12.11. | 20
12.11. | 21
12.11. | 22
12.11. | 23
12.11. | 24
13.11. | 1
13.11. | 2
13.11. | 3
13.11. | 4
13.11. | 5
13.11. | 6
13.11. | 7
13.11. | 8
13.11. | 9
13.11. | 10
13.11. | 11
13.11. | 12
13.11. | 13
13.11. | 14
13.11. | 15
13.11. | 16
13.11. | 17
13.11. | 18
13.11. | 19
13.11. | 20
13.11. | 21
13.11. | 22
13.11. | 23
13.11. | 24
14.11. | 1
14.11. | 2
14.11. | 3
14.11. | 4
14.11. | 5
14.11. | 6
14.11. | 7
14.11. | 8
14.11. | 9
14.11. | 10
14.11. | 11
14.11. | 12
14.11. | 13
14.11. | 14
14.11. | 15
14.11. | 16
14.11. | 17
14.11. | 18
14.11. | 19
14.11. | 20
14.11. | 21
14.11. | 22
14.11. | 23
14.11. | 24
15.11. | 1
15.11. | 2
15.11. | 3
15.11. | 4
15.11. | 5
15.11. | 6
15.11. | 7
15.11. | 8
15.11. | 9
15.11. | 10
15.11. | 11
15.11. | 12
15.11. | 13
15.11. | 14
15.11. | 15
15.11. | 16
15.11. | 17
15.11. | 18
15.11. | 19
15.11. | 20
15.11. | 21
15.11. | 22
15.11. | 23
15.11. | 24
16.11. | 1
16.11. | 2
16.11. | 3
16.11. | 4
16.11. | 5
16.11. | 6
16.11. | 7
16.11. | 8
16.11. | 9
16.11. | 10
16.11. | 11
16.11. | 12
16.11. | 13
16.11. | 14
16.11. | 15
16.11. | 16
16.11. | 17
16.11. | 18
16.11. | 19
16.11. | 20
16.11. | 21
16.11. | 22
16.11. | 23
16.11. | 24
17.11. | 1
17.11. | 2
17.11. | 3
17.11. | 4
17.11. | 5
17.11. | 6
17.11. | 7
17.11. | 8
17.11. | 9
17.11. | 10
17.11. | 11
17.11. | 12
17.11. | 13
17.11. | 14
17.11. | 15
17.11. | 16
17.11. | 17
17.11. | 18
17.11. | 19
17.11. | 20
17.11. | 21
17.11. | 22
17.11. | 23
17.11. | 24
18.11. | 1
18.11. | 2
18.11. | 3
18.11. | 4
18.11. | 5
18.11. | 6
18.11. | 7
18.11. | 8
18.11. | 9
18.11. | 10
18.11. | 11
18.11. | 12
18.11. | 13
18.11. | 14
18.11. | 15
18.11. | 16
18.11. | 17
18.11. | 18
18.11. | 19
18.11. | 20
18.11. | 21
18.11. | 22
18.11. | 23
18.11. | 24
19.11. | 1
19.11. | 2
19.11. | 3
19.11. | 4
19.11. | 5
19.11. | 6
19.11. | 7
19.11. | 8
19.11. | 9
19.11. | 10
19.11. | 11
19.11. | 12
19.11. | 13
19.11. | 14
19.11. | 15
19.11. | 16
19.11. | 17
19.11. | 18
19.11. | 19
19.11. | 20
19.11. | 21
19.11. | 22
19.11. | 23
19.11. | 24
20.11. | 1
20.11. | 2
20.11. | 3
20.11. | 4
20.11. | 5
20.11. | 6
20.11. | 7
20.11. | 8
20.11. | 9
20.11. | 10
20.11. | 11
20.11. | 12
20.11. | 13
20.11. | 14
20.11. | 15
20.11. | 16
20.11. | 17
20.11. | 18
20.11. | 19
20.11. | 20
20.11. | 21
20.11. | 22
20.11. | 23
20.11. | 24
21.11. | 1
21.11. | 2
21.11. | 3
21.11. | 4
21.11. | 5
21.11. | 6
21.11. | 7
21.11. | 8
21.11. | 9
21.11. | 10
21.11. | 11
21.11. | 12
21.11. | 13
21.11. | 14
21.11. | 15
21.11. | 16
21.11. | 17
21.11. | 18
21.11. | 19
21.11. | 20
21.11. | 21
21.11. | 22
21.11. | 23
21.11. | 24
22.11. | 1
22.11. | 2
22.11. | 3
22.11. | 4
22.11. | 5
22.11. | 6
22.11. | 7
22.11. | 8
22.11. | 9
22.11. | 10
22.11. | 11
22.11. | 12
22.11. | 13
22.11. | 14
22.11. | 15
22.11. | 16
22.11. | 17
22.11. | 18
22.11. | 19
22.11. | 20
22.11. | 21
22.11. | 22
22.11. | 23
22.11. | 24
23.11. | 1
23.11. | 2
23.11. | 3
23.11. | 4
23.11. | 5
23.11. | 6
23.11. | 7
23.11. | 8
23.11. | 9
23.11. | 10
23.11. | 11
23.11. | 12
23.11. | 13
23.11. | 14
23.11. | 15
23.11. | 16
23.11. | 17
23.11. | 18
23.11. | 19
23.11. | 20
23.11. | 21
23.11. | 22
23.11. | 23
23.11. | 24
24.11. | 1
24.11. | 2
24.11. | 3
24.11. | 4
24.11. | 5
24.11. | 6
24.11. | 7
24.11. | 8
24.11. | 9
24.11. | 10
24.11. | 11
24.11. | 12
24.11. | 13
24.11. | 14
24.11. | 15
24.11. | 16
24.11. | 17
24.11. | 18
24.11. | 19
24.11. | 20
24.11. | 21
24.11. | 22
24.11. | 23
24.11. | 24
25.11. | 1
25.11. | 2
25.11. | 3
25.11. | 4
25.11. | 5
25.11. | 6
25.11. | 7
25.11. | 8
25.11. | 9
25.11. | 10
25.11. | 11
25.11. | 12
25.11. | 13
25.11. | 14
25.11. | 15
25.11. | 16
25.11. | 17
25.11. | 18
25.11. | 19
25.11. | 20
25.11. | 21
25.11. | 22
25.11. | 23
25.11. | 24
26.11. | 1
26.11. | 2
26.11. | 3
26.11. | 4
26.11. | 5
26.11. | 6
26.11. | 7
26.11. | 8
26.11. | 9
26.11. | 10
26.11. | 11
26.11. | 12
26.11. | 13
26.11. | 14
26.11. | 15
26.11. | 16
26.11. | 17
26.11. | 18
26.11. | 19
26.11. | 20
26.11. | 21
26.11. | 22
26.11. | 23
26.11. | 24
27.11. | 1
27.11. | 2
27.11. | 3
27.11. | 4
27.11. | 5
27.11. | 6
27.11. | 7
27.11. | 8
27.11. | 9
27.11. | 10
27.11. | 11
27.11. | 12
27.11. | 13
27.11. | 14
27.11. | 15
27.11. | 16
27.11. | 17
27.11. | 18
27.11. | 19
27.11. | 20
27.11. | 21
27.11. | 22
27.11. | 23
27.11. | 24
28.11. | 1
28.11. | 2
28.11. | 3
28.11. | 4
28.11. | 5
28.11. | 6
28.11. | 7
28.11. | 8
28.11. | 9
28.11. | 10
28.11. | 11
28.11. | 12
28.11. | 13
28.11. | 14
28.11. | 15
28.11. | 16
28.11. | 17
28.11. | 18
28.11. | 19
28.11. | 20
28.11. | 21
28.11. | 22
28.11. | 23
28.11. | 24
29.11. | 1
29.11. | 2
29.11. | 3
29.11. | 4
29.11. | 5
29.11. | 6
29.11. | 7
29.11. | 8
29.11. | 9
29.11. | 10
29.11. | 11
29.11. | 12
29.11. | 13
29.11. | 14
29.11. | 15
29.11. | 16
29.11. | 17
29.11. | 18
29.11. | 19
29.11. | 20
29.11. | 21
29.11. | 22
29.11. | 23
29.11. | 24
30.11. | 1
30.11. | 2
30.11. | 3
30.11. | 4
30.11. | 5
30.11. | 6
30.11. | 7
30.11. | 8
30.11. | 9
30.11. | 10
30.11. | 11
30.11. | 12
30.11. | 13
30.11. | 14
30.11. | 15
30.11. | 16
30.11. | 17
30.11. | 18
30.11. | 19
30.11. | 20
30.11. | 21
30.11. | 22
30.11. | 23
30.11. | 24
01.12. | 1
01.12. | 2
01.12. | 3
01.12. | 4
01.12. | 5
01.12. | 6
01.12. | 7
01.12. | 8
01.12. | 9
01.12. | 10
01.12. | 11
01.12. | 12
01.12. | 13
01.12. | 14
01.12. | 15
01.12. | 16
01.12. | 17
01.12. | 18
01.12. | 19
01.12. | 20
01.12. | 21
01.12. | 22
01.12. | 23
01.12. | 24
02.12. | 1
02.12. | 2
02.12. | 3
02.12. | 4
02.12. | 5
02.12. | 6
02.12. | 7
02.12. | 8
02.12. | 9
02.12. | 10
02.12. | 11
02.12. | 12
02.12. | 13
02.12. | 14
02.12. | 15
02.12. | 16
02.12. | 17
02.12. | 18
02.12. | 19
02.12. | 20
02.12. | 21
02.12. | 22
02.12. | 23
02.12. | 24
03.12. | 1
03.12. | 2
03.12. | 3
03.12. | 4
03.12. | 5
03.12. | 6
03.12. | 7
03.12. | 8
03.12. | 9
03.12. | 10
03.12. | 11
03.12. | 12
03.12. | 13
03.12. | 14
03.12. | 15
03.12. | 16
03.12. | 17
03.12. | 18
03.12. | 19
03.12. | 20
03.12. | 21
03.12. | 22
03.12. | 23
03.12. | 24
04.12. | 1
04.12. | 2
04.12. | 3
04.12. | 4
04.12. | 5
04.12. | 6
04.12. | 7
04.12. | 8
04.12. | 9
04.12. | 10
04.12. | 11
04.12. | 12
04.12. | 13
04.12. | 14
04.12. | 15
04.12. | 16
04.12. | 17
04.12. | 18
04.12. | 19
04.12. | 20
04.12. | 21
04.12. | 22
04.12. | 23
04.12. | 24
05.12. | 1
05.12. | 2
05.12. | 3
05.12. | 4
05.12. | 5
05.12. | 6
05.12. | 7
05.12. | 8
05.12. | 9
05.12. | 10
05.12. | 11
05.12. | 12
05.12. | 13
05.12. | 14
05.12. | 15
05.12. | 16
05.12. | 17
05.12. | 18
05.12. | 19
05.12. | 20
05.12. | 21
05.12. | 22
05.12. | 23
05.12. | 24
06.12. | 1
06.12. | 2
06.12. | 3
06.12. | 4
06.12. | 5
06.12. | 6
06.12. | 7
06.12. | 8
06.12. | 9
06.12. | 10
06.12. | 11
06.12. | 12
06.12. | 13
06.12. | 14
06.12. | 15
06.12. | 16
06.12. | 17
06.12. | 18
06.12. | 19
06.12. | 20
06.12. | 21
06.12. | 22
06.12. | 23
06.12. | 24
07.12. | 1
07.12. | 2
07.12. | 3
07.12. | 4
07.12. | 5
07.12. | 6
07.12. | 7
07.12. | 8
07.12. | 9
07.12. | 10
07.12. | 11
07.12. | 12
07.12. | 13
07.12. | 14
07.12. | 15
07.12. | 16
07.12. | 17
07.12. | 18
07.12. | 19
07.12. | 20
07.12. | 21
07.12. | 22
07.12. | 23
07.12. | 24
08.12. | 1
08.12. | 2
08.12. | 3
08.12. | 4
08.12. | 5
08.12. | 6
08.12. | 7
08.12. | 8
08.12. | 9
08.12. | 10
08.12. | 11
08.12. | 12
08.12. | 13
08.12. | 14
08.12. | 15
08.12. | 16
08.12. | 17
08.12. | 18
08.12. | 19
08.12. | 20
08.12. | 21
08.12. | 22
08.12. | 23
08.12. | 24
09.12. | 1
09.12. | 2
09.12. | 3
09.12. | 4
09.12. | 5
09.12. | 6
09.12. | 7
09.12. | 8
09.12. | 9
09.12. | 10
09.12. | 11
09.12. | 12
09.12. | 13
09.12. | 14
09.12. | 15
09.12. | 16
09.12. | 17
09.12. | 18
09.12. | 19
09.12. | 20
09.12. | 21
09.12. | 22
09.12. | 23
09.12. | 24
10.12. | 1
10.12. | 2
10.12. | 3
10.12. | 4
10.12. | 5
10.12. | 6
10.12. | 7
10.12. | 8
10.12. | 9
10.12. | 10
10.12. | 11
10.12. | 12
10.12. | 13
10.12. | 14
10.12. | 15
10.12. | 16
10.12. | 17
10.12. | 18
10.12. | 19
10.12. | 20
10.12. | 21
10.12. | 22
10.12. | 23
10.12. | 24
11.12. | 1
11.12. | 2
11.12. | 3
11.12. | 4
11.12. | 5
11.12. | 6
11.12. | 7
11.12. | 8
11.12. | 9
11.12. | 10
11.12. | 11
11.12. | 12
11.12. | 13
11.12. | 14
11.12. | 15
11.12. | 16
11.12. | 17
11.12. | 18
11.12. | 19
11.12. | 20
11.12. | 21
11.12. | 22
11.12. | 23
11.12. | 24
12.12. | 1
12.12. | 2
12.12. | 3
12.12. | 4
12.12. | 5
12.12. | 6
12.12. | 7
12.12. | 8
12.12. | 9
12.12. | 10
12.12. | 11
12.12. | 12
12.12. | 13
12.12. | 14
12.12. | 15
12.12. | 16
12.12. | 17
12.12. | 18
12.12. | 19
12.12. | 20
12.12. | 21
12.12. | 22
12.12. | 23
12.12. | 24
13.12. | 1
13.12. | 2
13.12. | 3
13.12. | 4
13.12. | 5
13.12. | 6
13.12. | 7
13.12. | 8
13.12. | 9
13.12. | 10
13.12. | 11
13.12. | 12
13.12. | 13
13.12. | 14
13.12. | 15
13.12. | 16
13.12. | 17
13.12. | 18
13.12. | 19
13.12. | 20
13.12. | 21
13.12. | 22
13.12. | 23
13.12. | 24
14.12. | 1
14.12. | 2
14.12. | 3
14.12. | 4
14.12. | 5
14.12. | 6
14.12. | 7
14.12. | 8
14.12. | 9
14.12. | 10
14.12. | 11
14.12. | 12
14.12. | 13
14.12. | 14
14.12. | 15
14.12. | 16
14.12. | 17
14.12. | 18
14.12. | 19
14.12. | 20
14.12. | 21
14.12. | 22
14.12. | 23
14.12. | 24
15.12. | 1
15.12. | 2
15.12. | 3
15.12. | 4
15.12. | 5
15.12. | 6
15.12. | 7
15.12. | 8
15.12. | 9
15.12. | 10
15.12. | 11
15.12. | 12
15.12. | 13
15.12. | 14
15.12. | 15
15.12. | 16
15.12. | 17
15.12. | 18
15.12. | 19
15.12. | 20
15.12. | 21
15.12. | 22
15.12. | 23
15.12. | 24
16.12. | 1
16.12. | 2
16.12. | 3
16.12. | 4
16.12. | 5
16.12. | 6
16.12. | 7
16.12. | 8
16.12. | 9
16.12. | 10
16.12. | 11
16.12. | 12
16.12. | 13
16.12. | 14
16.12. | 15
16.12. | 16
16.12. | 17
16.12. | 18
16.12. | 19
16.12. | 20
16.12. | 21
16.12. | 22
16.12. | 23
16.12. | 24
17.12. | 1
17.12. | 2
17.12. | 3
17.12. | 4
17.12. | 5
17.12. | 6
17.12. | 7
17.12. | 8
17.12. | 9
17.12. | 10
17.12. | 11
17.12. | 12
17.12. | 13
17.12. | 14
17.12. | 15
17.12. | 16
17.12. | 17
17.12. | 18
17.12. | 19
17.12. | 20
17.12. | 21
17.12. | 22
17.12. | 23
17.12. | 24
18.12. | 1
18.12. | 2
18.12. | 3
18.12. | 4
18.12. | 5
18.12. | 6
18.12. | 7
18.12. | 8
18.12. | 9
18.12. | 10
18.12. | 11
18.12. | 12
18.12. | 13
18.12. | 14
18.12. | 15
18.12. | 16
18.12. | 17
18.12. | 18
18.12. | 19
18.12. | 20
18.12. | 21
18.12. | 22
18.12. | 23
18.12. | 24
19.12. | 1
19.12. | 2
19.12. | 3
19.12. | 4
19.12. | 5
19.12. | 6
19.12. | 7
19.12. | 8
19.12. | 9
19.12. | 10
19.12. | 11
19.12. | 12
19.12. | 13
19.12. | 14
19.12. | 15
19.12. | 16
19.12. | 17
19.12. | 18
19.12. | 19
19.12. | 20
19.12. | 21
19.12. | 22
19.12. | 23
19.12. | 24
20.12. | 1
20.12. | 2
20.12. | 3
20.12. | 4
20.12. | 5
20.12. | 6
20.12. | 7
20.12. | 8
20.12. | 9
20.12. | 10
20.12. | 11
20.12. | 12
20.12. | 13
20.12. | 14
20.12. | 15
20.12. | 16
20.12. | 17
20.12. | 18
20.12. | 19
20.12. | 20
20.12. | 21
20.12. | 22
20.12. | 23
20.12. | 24
21.12. | 1
21.12. | 2
21.12. | 3
21.12. | 4
21.12. | 5
21.12. | 6
21.12. | 7
21.12. | 8
21.12. | 9
21.12. | 10
21.12. | 11
21.12. | 12
21.12. | 13
21.12. | 14
21.12. | 15
21.12. | 16
21.12. | 17
21.12. | 18
21.12. | 19
21.12. | 20
21.12. | 21
21.12. | 22
21.12. | 23
21.12. | 24
22.12. | 1
22.12. | 2
22.12. | 3
22.12. | 4
22.12. | 5
22.12. | 6
22.12. | 7
22.12. | 8
22.12. | 9
22.12. | 10
22.12. | 11
22.12. | 12
22.12. | 13
22.12. | 14
22.12. | 15
22.12. | 16
22.12. | 17
22.12. | 18
22.12. | 19
22.12. | 20
22.12. | 21
22.12. | 22
22.12. | 23
22.12. | 24
23.12. | 1
23.12. | 2
23.12. | 3
23.12. | 4
23.12. | 5
23.12. | 6
23.12. | 7
23.12. | 8
23.12. | 9
23.12. | 10
23.12. | 11
23.12. | 12
23.12. | 13
23.12. | 14
23.12. | 15
23.12. | 16
23.12. | 17
23.12. | 18
23.12. | 19
23.12. | 20
23.12. | 21
23.12. | 22
23.12. | 23
23.12. | 24
24.12. | 1
24.12. | 2
24.12. | 3
24.12. | 4
24.12. | 5
24.12. | 6
24.12. | 7
24.12. | 8
24.12. | 9
24.12. | 10
24.12. | 11
24.12. | 12
24.12. | 13
24.12. | 14
24.12. | 15
24.12. | 16
24.12. | 17
24.12. | 18
24.12. | 19
24.12. | 20
24.12. | 21
24.12. | 22
24.12. | 23
24.12. | 24
25.12. | 1
25.12. | 2
25.12. | 3
25.12. | 4
25.12. | 5
25.12. | 6
25.12. | 7
25.12. | 8
25.12. | 9
25.12. | 10
25.12. | 11
25.12. | 12
25.12. | 13
25.12. | 14
25.12. | 15
25.12. | 16
25.12. | 17
25.12. | 18
25.12. | 19
25.12. | 20
25.12. | 21
25.12. | 22
25.12. | 23
25.12. | 24
26.12. | 1
26.12. | 2
26.12. | 3
26.12. | 4
26.12. | 5
26.12. | 6
26.12. | 7
26.12. | 8
26.12. | 9
26.12. | 10
26.12. | 11
26.12. | 12
26.12. | 13
26.12. | 14
26.12. | 15
26.12. | 16
26.12. | 17
26.12. | 18
26.12. | 19
26.12. | 20
26.12. | 21
26.12. | 22
26.12. | 23
26.12. | 24
27.12. | 1
27.12. | 2
27.12. | 3
27.12. | 4
27.12. | 5
27.12. | 6
27.12. | 7
27.12. | 8
27.12. | 9
27.12. | 10
27.12. | 11
27.12. | 12
27.12. | 13
27.12. | 14
27.12. | 15
27.12. | 16
27.12. | 17
27.12. | 18
27.12. | 19
27.12. | 20
27.12. | 21
27.12. | 22
27.12. | 23
27.12. | 24
28.12. | 1
28.12. | 2
28.12. | 3
28.12. | 4
28.12. | 5
28.12. | 6
28.12. | 7
28.12. | 8
28.12. | 9
28.12. | 10
28.12. | 11
28.12. | 12
28.12. | 13
28.12. | 14
28.12. | 15
28.12. | 16
28.12. | 17
28.12. | 18
28.12. | 19
28.12. | 20
28.12. | 21
28.12. | 22
28.12. | 23
28.12. | 24
29.12. | 1
29.12. | 2
29.12. | 3
29.12. | 4
29.12. | 5
29.12. | 6
29.12. | 7
29.12. | 8
29.12. | 9
29.12. | 10
29.12. | 11
29.12. | 12
29.12. | 13
29.12. | 14
29.12. | 15
29.12. | 16
29.12. | 17
29.12. | 18
29.12. | 19
29.12. | 20
29.12. | 21
29.12. | 22
29.12. | 23
29.12. | 24
30.12. | 1
30.12. | 2
30.12. | 3
30.12. | 4
30.12. | 5
30.12. | 6
30.12. | 7
30.12. | 8
30.12. | 9
30.12. | 10
30.12. | 11
30.12. | 12
30.12. | 13
30.12. | 14
30.12. | 15
30.12. | 16
30.12. | 17
30.12. | 18
30.12. | 19
30.12. | 20
30.12. | 21
30.12. | 22
30.12. | 23
30.12. | 24
31.12. | 1
31.12. | 2
31.12. | 3
31.12. | 4
31.12. | 5
31.12. | 6
31.12. | 7
31.12. | 8
31.12. | 9
31.12. | 10
31.12. | 11
31.12. | 12
31.12. | 13
31.12. | 14
31.12. | 15
31.12. | 16
31.12. | 17
31.12. | 18
31.12. | 19
31.12. | 20
31.12. | 21
31.12. | 22
31.12. | 23
31.12. | 24

## Exchanges
ENTSO-E Market Modelling Database: Exchanges with non-ENTSO-E countries
Country:
Market Node: | SK00
Year:
Climate year |  |  | N.B. use convention first January always Monday (2007 calendar year) --> see guidelines for further details
Scenario
name of the non-ENTSOE country:
average import capacity from non-ENTSO-E country (MW) (optional):
average export capacity to non-ENTSO-E country (MW) (optional):
name of the non-ENTSOE country:
average import capacity from non-ENTSO-E country (MW) (optional):
average export capacity to non-ENTSO-E country (MW) (optional):
name of the non-ENTSOE country:
average import capacity from non-ENTSO-E country (MW) (optional):
average export capacity to non-ENTSO-E country (MW) (optional):
name of the non-ENTSOE country:
average import capacity from non-ENTSO-E country (MW) (optional):
average export capacity to non-ENTSO-E country (MW) (optional):
name of the non-ENTSOE country:
average import capacity from non-ENTSO-E country (MW) (optional):
average export capacity to non-ENTSO-E country (MW) (optional):
Date | Hour | Total exchanges with all non ENTSO-E countries (MW) (>0 for import)
01.01. | 1
01.01. | 2
01.01. | 3
01.01. | 4
01.01. | 5
01.01. | 6
01.01. | 7
01.01. | 8
01.01. | 9
01.01. | 10
01.01. | 11
01.01. | 12
01.01. | 13
01.01. | 14
01.01. | 15
01.01. | 16
01.01. | 17
01.01. | 18
01.01. | 19
01.01. | 20
01.01. | 21
01.01. | 22
01.01. | 23
01.01. | 24
02.01. | 1
02.01. | 2
02.01. | 3
02.01. | 4
02.01. | 5
02.01. | 6
02.01. | 7
02.01. | 8
02.01. | 9
02.01. | 10
02.01. | 11
02.01. | 12
02.01. | 13
02.01. | 14
02.01. | 15
02.01. | 16
02.01. | 17
02.01. | 18
02.01. | 19
02.01. | 20
02.01. | 21
02.01. | 22
02.01. | 23
02.01. | 24
03.01. | 1
03.01. | 2
03.01. | 3
03.01. | 4
03.01. | 5
03.01. | 6
03.01. | 7
03.01. | 8
03.01. | 9
03.01. | 10
03.01. | 11
03.01. | 12
03.01. | 13
03.01. | 14
03.01. | 15
03.01. | 16
03.01. | 17
03.01. | 18
03.01. | 19
03.01. | 20
03.01. | 21
03.01. | 22
03.01. | 23
03.01. | 24
04.01. | 1
04.01. | 2
04.01. | 3
04.01. | 4
04.01. | 5
04.01. | 6
04.01. | 7
04.01. | 8
04.01. | 9
04.01. | 10
04.01. | 11
04.01. | 12
04.01. | 13
04.01. | 14
04.01. | 15
04.01. | 16
04.01. | 17
04.01. | 18
04.01. | 19
04.01. | 20
04.01. | 21
04.01. | 22
04.01. | 23
04.01. | 24
05.01. | 1
05.01. | 2
05.01. | 3
05.01. | 4
05.01. | 5
05.01. | 6
05.01. | 7
05.01. | 8
05.01. | 9
05.01. | 10
05.01. | 11
05.01. | 12
05.01. | 13
05.01. | 14
05.01. | 15
05.01. | 16
05.01. | 17
05.01. | 18
05.01. | 19
05.01. | 20
05.01. | 21
05.01. | 22
05.01. | 23
05.01. | 24
06.01. | 1
06.01. | 2
06.01. | 3
06.01. | 4
06.01. | 5
06.01. | 6
06.01. | 7
06.01. | 8
06.01. | 9
06.01. | 10
06.01. | 11
06.01. | 12
06.01. | 13
06.01. | 14
06.01. | 15
06.01. | 16
06.01. | 17
06.01. | 18
06.01. | 19
06.01. | 20
06.01. | 21
06.01. | 22
06.01. | 23
06.01. | 24
07.01. | 1
07.01. | 2
07.01. | 3
07.01. | 4
07.01. | 5
07.01. | 6
07.01. | 7
07.01. | 8
07.01. | 9
07.01. | 10
07.01. | 11
07.01. | 12
07.01. | 13
07.01. | 14
07.01. | 15
07.01. | 16
07.01. | 17
07.01. | 18
07.01. | 19
07.01. | 20
07.01. | 21
07.01. | 22
07.01. | 23
07.01. | 24
08.01. | 1
08.01. | 2
08.01. | 3
08.01. | 4
08.01. | 5
08.01. | 6
08.01. | 7
08.01. | 8
08.01. | 9
08.01. | 10
08.01. | 11
08.01. | 12
08.01. | 13
08.01. | 14
08.01. | 15
08.01. | 16
08.01. | 17
08.01. | 18
08.01. | 19
08.01. | 20
08.01. | 21
08.01. | 22
08.01. | 23
08.01. | 24
09.01. | 1
09.01. | 2
09.01. | 3
09.01. | 4
09.01. | 5
09.01. | 6
09.01. | 7
09.01. | 8
09.01. | 9
09.01. | 10
09.01. | 11
09.01. | 12
09.01. | 13
09.01. | 14
09.01. | 15
09.01. | 16
09.01. | 17
09.01. | 18
09.01. | 19
09.01. | 20
09.01. | 21
09.01. | 22
09.01. | 23
09.01. | 24
10.01. | 1
10.01. | 2
10.01. | 3
10.01. | 4
10.01. | 5
10.01. | 6
10.01. | 7
10.01. | 8
10.01. | 9
10.01. | 10
10.01. | 11
10.01. | 12
10.01. | 13
10.01. | 14
10.01. | 15
10.01. | 16
10.01. | 17
10.01. | 18
10.01. | 19
10.01. | 20
10.01. | 21
10.01. | 22
10.01. | 23
10.01. | 24
11.01. | 1
11.01. | 2
11.01. | 3
11.01. | 4
11.01. | 5
11.01. | 6
11.01. | 7
11.01. | 8
11.01. | 9
11.01. | 10
11.01. | 11
11.01. | 12
11.01. | 13
11.01. | 14
11.01. | 15
11.01. | 16
11.01. | 17
11.01. | 18
11.01. | 19
11.01. | 20
11.01. | 21
11.01. | 22
11.01. | 23
11.01. | 24
12.01. | 1
12.01. | 2
12.01. | 3
12.01. | 4
12.01. | 5
12.01. | 6
12.01. | 7
12.01. | 8
12.01. | 9
12.01. | 10
12.01. | 11
12.01. | 12
12.01. | 13
12.01. | 14
12.01. | 15
12.01. | 16
12.01. | 17
12.01. | 18
12.01. | 19
12.01. | 20
12.01. | 21
12.01. | 22
12.01. | 23
12.01. | 24
13.01. | 1
13.01. | 2
13.01. | 3
13.01. | 4
13.01. | 5
13.01. | 6
13.01. | 7
13.01. | 8
13.01. | 9
13.01. | 10
13.01. | 11
13.01. | 12
13.01. | 13
13.01. | 14
13.01. | 15
13.01. | 16
13.01. | 17
13.01. | 18
13.01. | 19
13.01. | 20
13.01. | 21
13.01. | 22
13.01. | 23
13.01. | 24
14.01. | 1
14.01. | 2
14.01. | 3
14.01. | 4
14.01. | 5
14.01. | 6
14.01. | 7
14.01. | 8
14.01. | 9
14.01. | 10
14.01. | 11
14.01. | 12
14.01. | 13
14.01. | 14
14.01. | 15
14.01. | 16
14.01. | 17
14.01. | 18
14.01. | 19
14.01. | 20
14.01. | 21
14.01. | 22
14.01. | 23
14.01. | 24
15.01. | 1
15.01. | 2
15.01. | 3
15.01. | 4
15.01. | 5
15.01. | 6
15.01. | 7
15.01. | 8
15.01. | 9
15.01. | 10
15.01. | 11
15.01. | 12
15.01. | 13
15.01. | 14
15.01. | 15
15.01. | 16
15.01. | 17
15.01. | 18
15.01. | 19
15.01. | 20
15.01. | 21
15.01. | 22
15.01. | 23
15.01. | 24
16.01. | 1
16.01. | 2
16.01. | 3
16.01. | 4
16.01. | 5
16.01. | 6
16.01. | 7
16.01. | 8
16.01. | 9
16.01. | 10
16.01. | 11
16.01. | 12
16.01. | 13
16.01. | 14
16.01. | 15
16.01. | 16
16.01. | 17
16.01. | 18
16.01. | 19
16.01. | 20
16.01. | 21
16.01. | 22
16.01. | 23
16.01. | 24
17.01. | 1
17.01. | 2
17.01. | 3
17.01. | 4
17.01. | 5
17.01. | 6
17.01. | 7
17.01. | 8
17.01. | 9
17.01. | 10
17.01. | 11
17.01. | 12
17.01. | 13
17.01. | 14
17.01. | 15
17.01. | 16
17.01. | 17
17.01. | 18
17.01. | 19
17.01. | 20
17.01. | 21
17.01. | 22
17.01. | 23
17.01. | 24
18.01. | 1
18.01. | 2
18.01. | 3
18.01. | 4
18.01. | 5
18.01. | 6
18.01. | 7
18.01. | 8
18.01. | 9
18.01. | 10
18.01. | 11
18.01. | 12
18.01. | 13
18.01. | 14
18.01. | 15
18.01. | 16
18.01. | 17
18.01. | 18
18.01. | 19
18.01. | 20
18.01. | 21
18.01. | 22
18.01. | 23
18.01. | 24
19.01. | 1
19.01. | 2
19.01. | 3
19.01. | 4
19.01. | 5
19.01. | 6
19.01. | 7
19.01. | 8
19.01. | 9
19.01. | 10
19.01. | 11
19.01. | 12
19.01. | 13
19.01. | 14
19.01. | 15
19.01. | 16
19.01. | 17
19.01. | 18
19.01. | 19
19.01. | 20
19.01. | 21
19.01. | 22
19.01. | 23
19.01. | 24
20.01. | 1
20.01. | 2
20.01. | 3
20.01. | 4
20.01. | 5
20.01. | 6
20.01. | 7
20.01. | 8
20.01. | 9
20.01. | 10
20.01. | 11
20.01. | 12
20.01. | 13
20.01. | 14
20.01. | 15
20.01. | 16
20.01. | 17
20.01. | 18
20.01. | 19
20.01. | 20
20.01. | 21
20.01. | 22
20.01. | 23
20.01. | 24
21.01. | 1
21.01. | 2
21.01. | 3
21.01. | 4
21.01. | 5
21.01. | 6
21.01. | 7
21.01. | 8
21.01. | 9
21.01. | 10
21.01. | 11
21.01. | 12
21.01. | 13
21.01. | 14
21.01. | 15
21.01. | 16
21.01. | 17
21.01. | 18
21.01. | 19
21.01. | 20
21.01. | 21
21.01. | 22
21.01. | 23
21.01. | 24
22.01. | 1
22.01. | 2
22.01. | 3
22.01. | 4
22.01. | 5
22.01. | 6
22.01. | 7
22.01. | 8
22.01. | 9
22.01. | 10
22.01. | 11
22.01. | 12
22.01. | 13
22.01. | 14
22.01. | 15
22.01. | 16
22.01. | 17
22.01. | 18
22.01. | 19
22.01. | 20
22.01. | 21
22.01. | 22
22.01. | 23
22.01. | 24
23.01. | 1
23.01. | 2
23.01. | 3
23.01. | 4
23.01. | 5
23.01. | 6
23.01. | 7
23.01. | 8
23.01. | 9
23.01. | 10
23.01. | 11
23.01. | 12
23.01. | 13
23.01. | 14
23.01. | 15
23.01. | 16
23.01. | 17
23.01. | 18
23.01. | 19
23.01. | 20
23.01. | 21
23.01. | 22
23.01. | 23
23.01. | 24
24.01. | 1
24.01. | 2
24.01. | 3
24.01. | 4
24.01. | 5
24.01. | 6
24.01. | 7
24.01. | 8
24.01. | 9
24.01. | 10
24.01. | 11
24.01. | 12
24.01. | 13
24.01. | 14
24.01. | 15
24.01. | 16
24.01. | 17
24.01. | 18
24.01. | 19
24.01. | 20
24.01. | 21
24.01. | 22
24.01. | 23
24.01. | 24
25.01. | 1
25.01. | 2
25.01. | 3
25.01. | 4
25.01. | 5
25.01. | 6
25.01. | 7
25.01. | 8
25.01. | 9
25.01. | 10
25.01. | 11
25.01. | 12
25.01. | 13
25.01. | 14
25.01. | 15
25.01. | 16
25.01. | 17
25.01. | 18
25.01. | 19
25.01. | 20
25.01. | 21
25.01. | 22
25.01. | 23
25.01. | 24
26.01. | 1
26.01. | 2
26.01. | 3
26.01. | 4
26.01. | 5
26.01. | 6
26.01. | 7
26.01. | 8
26.01. | 9
26.01. | 10
26.01. | 11
26.01. | 12
26.01. | 13
26.01. | 14
26.01. | 15
26.01. | 16
26.01. | 17
26.01. | 18
26.01. | 19
26.01. | 20
26.01. | 21
26.01. | 22
26.01. | 23
26.01. | 24
27.01. | 1
27.01. | 2
27.01. | 3
27.01. | 4
27.01. | 5
27.01. | 6
27.01. | 7
27.01. | 8
27.01. | 9
27.01. | 10
27.01. | 11
27.01. | 12
27.01. | 13
27.01. | 14
27.01. | 15
27.01. | 16
27.01. | 17
27.01. | 18
27.01. | 19
27.01. | 20
27.01. | 21
27.01. | 22
27.01. | 23
27.01. | 24
28.01. | 1
28.01. | 2
28.01. | 3
28.01. | 4
28.01. | 5
28.01. | 6
28.01. | 7
28.01. | 8
28.01. | 9
28.01. | 10
28.01. | 11
28.01. | 12
28.01. | 13
28.01. | 14
28.01. | 15
28.01. | 16
28.01. | 17
28.01. | 18
28.01. | 19
28.01. | 20
28.01. | 21
28.01. | 22
28.01. | 23
28.01. | 24
29.01. | 1
29.01. | 2
29.01. | 3
29.01. | 4
29.01. | 5
29.01. | 6
29.01. | 7
29.01. | 8
29.01. | 9
29.01. | 10
29.01. | 11
29.01. | 12
29.01. | 13
29.01. | 14
29.01. | 15
29.01. | 16
29.01. | 17
29.01. | 18
29.01. | 19
29.01. | 20
29.01. | 21
29.01. | 22
29.01. | 23
29.01. | 24
30.01. | 1
30.01. | 2
30.01. | 3
30.01. | 4
30.01. | 5
30.01. | 6
30.01. | 7
30.01. | 8
30.01. | 9
30.01. | 10
30.01. | 11
30.01. | 12
30.01. | 13
30.01. | 14
30.01. | 15
30.01. | 16
30.01. | 17
30.01. | 18
30.01. | 19
30.01. | 20
30.01. | 21
30.01. | 22
30.01. | 23
30.01. | 24
31.01. | 1
31.01. | 2
31.01. | 3
31.01. | 4
31.01. | 5
31.01. | 6
31.01. | 7
31.01. | 8
31.01. | 9
31.01. | 10
31.01. | 11
31.01. | 12
31.01. | 13
31.01. | 14
31.01. | 15
31.01. | 16
31.01. | 17
31.01. | 18
31.01. | 19
31.01. | 20
31.01. | 21
31.01. | 22
31.01. | 23
31.01. | 24
01.02. | 1
01.02. | 2
01.02. | 3
01.02. | 4
01.02. | 5
01.02. | 6
01.02. | 7
01.02. | 8
01.02. | 9
01.02. | 10
01.02. | 11
01.02. | 12
01.02. | 13
01.02. | 14
01.02. | 15
01.02. | 16
01.02. | 17
01.02. | 18
01.02. | 19
01.02. | 20
01.02. | 21
01.02. | 22
01.02. | 23
01.02. | 24
02.02. | 1
02.02. | 2
02.02. | 3
02.02. | 4
02.02. | 5
02.02. | 6
02.02. | 7
02.02. | 8
02.02. | 9
02.02. | 10
02.02. | 11
02.02. | 12
02.02. | 13
02.02. | 14
02.02. | 15
02.02. | 16
02.02. | 17
02.02. | 18
02.02. | 19
02.02. | 20
02.02. | 21
02.02. | 22
02.02. | 23
02.02. | 24
03.02. | 1
03.02. | 2
03.02. | 3
03.02. | 4
03.02. | 5
03.02. | 6
03.02. | 7
03.02. | 8
03.02. | 9
03.02. | 10
03.02. | 11
03.02. | 12
03.02. | 13
03.02. | 14
03.02. | 15
03.02. | 16
03.02. | 17
03.02. | 18
03.02. | 19
03.02. | 20
03.02. | 21
03.02. | 22
03.02. | 23
03.02. | 24
04.02. | 1
04.02. | 2
04.02. | 3
04.02. | 4
04.02. | 5
04.02. | 6
04.02. | 7
04.02. | 8
04.02. | 9
04.02. | 10
04.02. | 11
04.02. | 12
04.02. | 13
04.02. | 14
04.02. | 15
04.02. | 16
04.02. | 17
04.02. | 18
04.02. | 19
04.02. | 20
04.02. | 21
04.02. | 22
04.02. | 23
04.02. | 24
05.02. | 1
05.02. | 2
05.02. | 3
05.02. | 4
05.02. | 5
05.02. | 6
05.02. | 7
05.02. | 8
05.02. | 9
05.02. | 10
05.02. | 11
05.02. | 12
05.02. | 13
05.02. | 14
05.02. | 15
05.02. | 16
05.02. | 17
05.02. | 18
05.02. | 19
05.02. | 20
05.02. | 21
05.02. | 22
05.02. | 23
05.02. | 24
06.02. | 1
06.02. | 2
06.02. | 3
06.02. | 4
06.02. | 5
06.02. | 6
06.02. | 7
06.02. | 8
06.02. | 9
06.02. | 10
06.02. | 11
06.02. | 12
06.02. | 13
06.02. | 14
06.02. | 15
06.02. | 16
06.02. | 17
06.02. | 18
06.02. | 19
06.02. | 20
06.02. | 21
06.02. | 22
06.02. | 23
06.02. | 24
07.02. | 1
07.02. | 2
07.02. | 3
07.02. | 4
07.02. | 5
07.02. | 6
07.02. | 7
07.02. | 8
07.02. | 9
07.02. | 10
07.02. | 11
07.02. | 12
07.02. | 13
07.02. | 14
07.02. | 15
07.02. | 16
07.02. | 17
07.02. | 18
07.02. | 19
07.02. | 20
07.02. | 21
07.02. | 22
07.02. | 23
07.02. | 24
08.02. | 1
08.02. | 2
08.02. | 3
08.02. | 4
08.02. | 5
08.02. | 6
08.02. | 7
08.02. | 8
08.02. | 9
08.02. | 10
08.02. | 11
08.02. | 12
08.02. | 13
08.02. | 14
08.02. | 15
08.02. | 16
08.02. | 17
08.02. | 18
08.02. | 19
08.02. | 20
08.02. | 21
08.02. | 22
08.02. | 23
08.02. | 24
09.02. | 1
09.02. | 2
09.02. | 3
09.02. | 4
09.02. | 5
09.02. | 6
09.02. | 7
09.02. | 8
09.02. | 9
09.02. | 10
09.02. | 11
09.02. | 12
09.02. | 13
09.02. | 14
09.02. | 15
09.02. | 16
09.02. | 17
09.02. | 18
09.02. | 19
09.02. | 20
09.02. | 21
09.02. | 22
09.02. | 23
09.02. | 24
10.02. | 1
10.02. | 2
10.02. | 3
10.02. | 4
10.02. | 5
10.02. | 6
10.02. | 7
10.02. | 8
10.02. | 9
10.02. | 10
10.02. | 11
10.02. | 12
10.02. | 13
10.02. | 14
10.02. | 15
10.02. | 16
10.02. | 17
10.02. | 18
10.02. | 19
10.02. | 20
10.02. | 21
10.02. | 22
10.02. | 23
10.02. | 24
11.02. | 1
11.02. | 2
11.02. | 3
11.02. | 4
11.02. | 5
11.02. | 6
11.02. | 7
11.02. | 8
11.02. | 9
11.02. | 10
11.02. | 11
11.02. | 12
11.02. | 13
11.02. | 14
11.02. | 15
11.02. | 16
11.02. | 17
11.02. | 18
11.02. | 19
11.02. | 20
11.02. | 21
11.02. | 22
11.02. | 23
11.02. | 24
12.02. | 1
12.02. | 2
12.02. | 3
12.02. | 4
12.02. | 5
12.02. | 6
12.02. | 7
12.02. | 8
12.02. | 9
12.02. | 10
12.02. | 11
12.02. | 12
12.02. | 13
12.02. | 14
12.02. | 15
12.02. | 16
12.02. | 17
12.02. | 18
12.02. | 19
12.02. | 20
12.02. | 21
12.02. | 22
12.02. | 23
12.02. | 24
13.02. | 1
13.02. | 2
13.02. | 3
13.02. | 4
13.02. | 5
13.02. | 6
13.02. | 7
13.02. | 8
13.02. | 9
13.02. | 10
13.02. | 11
13.02. | 12
13.02. | 13
13.02. | 14
13.02. | 15
13.02. | 16
13.02. | 17
13.02. | 18
13.02. | 19
13.02. | 20
13.02. | 21
13.02. | 22
13.02. | 23
13.02. | 24
14.02. | 1
14.02. | 2
14.02. | 3
14.02. | 4
14.02. | 5
14.02. | 6
14.02. | 7
14.02. | 8
14.02. | 9
14.02. | 10
14.02. | 11
14.02. | 12
14.02. | 13
14.02. | 14
14.02. | 15
14.02. | 16
14.02. | 17
14.02. | 18
14.02. | 19
14.02. | 20
14.02. | 21
14.02. | 22
14.02. | 23
14.02. | 24
15.02. | 1
15.02. | 2
15.02. | 3
15.02. | 4
15.02. | 5
15.02. | 6
15.02. | 7
15.02. | 8
15.02. | 9
15.02. | 10
15.02. | 11
15.02. | 12
15.02. | 13
15.02. | 14
15.02. | 15
15.02. | 16
15.02. | 17
15.02. | 18
15.02. | 19
15.02. | 20
15.02. | 21
15.02. | 22
15.02. | 23
15.02. | 24
16.02. | 1
16.02. | 2
16.02. | 3
16.02. | 4
16.02. | 5
16.02. | 6
16.02. | 7
16.02. | 8
16.02. | 9
16.02. | 10
16.02. | 11
16.02. | 12
16.02. | 13
16.02. | 14
16.02. | 15
16.02. | 16
16.02. | 17
16.02. | 18
16.02. | 19
16.02. | 20
16.02. | 21
16.02. | 22
16.02. | 23
16.02. | 24
17.02. | 1
17.02. | 2
17.02. | 3
17.02. | 4
17.02. | 5
17.02. | 6
17.02. | 7
17.02. | 8
17.02. | 9
17.02. | 10
17.02. | 11
17.02. | 12
17.02. | 13
17.02. | 14
17.02. | 15
17.02. | 16
17.02. | 17
17.02. | 18
17.02. | 19
17.02. | 20
17.02. | 21
17.02. | 22
17.02. | 23
17.02. | 24
18.02. | 1
18.02. | 2
18.02. | 3
18.02. | 4
18.02. | 5
18.02. | 6
18.02. | 7
18.02. | 8
18.02. | 9
18.02. | 10
18.02. | 11
18.02. | 12
18.02. | 13
18.02. | 14
18.02. | 15
18.02. | 16
18.02. | 17
18.02. | 18
18.02. | 19
18.02. | 20
18.02. | 21
18.02. | 22
18.02. | 23
18.02. | 24
19.02. | 1
19.02. | 2
19.02. | 3
19.02. | 4
19.02. | 5
19.02. | 6
19.02. | 7
19.02. | 8
19.02. | 9
19.02. | 10
19.02. | 11
19.02. | 12
19.02. | 13
19.02. | 14
19.02. | 15
19.02. | 16
19.02. | 17
19.02. | 18
19.02. | 19
19.02. | 20
19.02. | 21
19.02. | 22
19.02. | 23
19.02. | 24
20.02. | 1
20.02. | 2
20.02. | 3
20.02. | 4
20.02. | 5
20.02. | 6
20.02. | 7
20.02. | 8
20.02. | 9
20.02. | 10
20.02. | 11
20.02. | 12
20.02. | 13
20.02. | 14
20.02. | 15
20.02. | 16
20.02. | 17
20.02. | 18
20.02. | 19
20.02. | 20
20.02. | 21
20.02. | 22
20.02. | 23
20.02. | 24
21.02. | 1
21.02. | 2
21.02. | 3
21.02. | 4
21.02. | 5
21.02. | 6
21.02. | 7
21.02. | 8
21.02. | 9
21.02. | 10
21.02. | 11
21.02. | 12
21.02. | 13
21.02. | 14
21.02. | 15
21.02. | 16
21.02. | 17
21.02. | 18
21.02. | 19
21.02. | 20
21.02. | 21
21.02. | 22
21.02. | 23
21.02. | 24
22.02. | 1
22.02. | 2
22.02. | 3
22.02. | 4
22.02. | 5
22.02. | 6
22.02. | 7
22.02. | 8
22.02. | 9
22.02. | 10
22.02. | 11
22.02. | 12
22.02. | 13
22.02. | 14
22.02. | 15
22.02. | 16
22.02. | 17
22.02. | 18
22.02. | 19
22.02. | 20
22.02. | 21
22.02. | 22
22.02. | 23
22.02. | 24
23.02. | 1
23.02. | 2
23.02. | 3
23.02. | 4
23.02. | 5
23.02. | 6
23.02. | 7
23.02. | 8
23.02. | 9
23.02. | 10
23.02. | 11
23.02. | 12
23.02. | 13
23.02. | 14
23.02. | 15
23.02. | 16
23.02. | 17
23.02. | 18
23.02. | 19
23.02. | 20
23.02. | 21
23.02. | 22
23.02. | 23
23.02. | 24
24.02. | 1
24.02. | 2
24.02. | 3
24.02. | 4
24.02. | 5
24.02. | 6
24.02. | 7
24.02. | 8
24.02. | 9
24.02. | 10
24.02. | 11
24.02. | 12
24.02. | 13
24.02. | 14
24.02. | 15
24.02. | 16
24.02. | 17
24.02. | 18
24.02. | 19
24.02. | 20
24.02. | 21
24.02. | 22
24.02. | 23
24.02. | 24
25.02. | 1
25.02. | 2
25.02. | 3
25.02. | 4
25.02. | 5
25.02. | 6
25.02. | 7
25.02. | 8
25.02. | 9
25.02. | 10
25.02. | 11
25.02. | 12
25.02. | 13
25.02. | 14
25.02. | 15
25.02. | 16
25.02. | 17
25.02. | 18
25.02. | 19
25.02. | 20
25.02. | 21
25.02. | 22
25.02. | 23
25.02. | 24
26.02. | 1
26.02. | 2
26.02. | 3
26.02. | 4
26.02. | 5
26.02. | 6
26.02. | 7
26.02. | 8
26.02. | 9
26.02. | 10
26.02. | 11
26.02. | 12
26.02. | 13
26.02. | 14
26.02. | 15
26.02. | 16
26.02. | 17
26.02. | 18
26.02. | 19
26.02. | 20
26.02. | 21
26.02. | 22
26.02. | 23
26.02. | 24
27.02. | 1
27.02. | 2
27.02. | 3
27.02. | 4
27.02. | 5
27.02. | 6
27.02. | 7
27.02. | 8
27.02. | 9
27.02. | 10
27.02. | 11
27.02. | 12
27.02. | 13
27.02. | 14
27.02. | 15
27.02. | 16
27.02. | 17
27.02. | 18
27.02. | 19
27.02. | 20
27.02. | 21
27.02. | 22
27.02. | 23
27.02. | 24
28.02. | 1
28.02. | 2
28.02. | 3
28.02. | 4
28.02. | 5
28.02. | 6
28.02. | 7
28.02. | 8
28.02. | 9
28.02. | 10
28.02. | 11
28.02. | 12
28.02. | 13
28.02. | 14
28.02. | 15
28.02. | 16
28.02. | 17
28.02. | 18
28.02. | 19
28.02. | 20
28.02. | 21
28.02. | 22
28.02. | 23
28.02. | 24
01.03. | 1
01.03. | 2
01.03. | 3
01.03. | 4
01.03. | 5
01.03. | 6
01.03. | 7
01.03. | 8
01.03. | 9
01.03. | 10
01.03. | 11
01.03. | 12
01.03. | 13
01.03. | 14
01.03. | 15
01.03. | 16
01.03. | 17
01.03. | 18
01.03. | 19
01.03. | 20
01.03. | 21
01.03. | 22
01.03. | 23
01.03. | 24
02.03. | 1
02.03. | 2
02.03. | 3
02.03. | 4
02.03. | 5
02.03. | 6
02.03. | 7
02.03. | 8
02.03. | 9
02.03. | 10
02.03. | 11
02.03. | 12
02.03. | 13
02.03. | 14
02.03. | 15
02.03. | 16
02.03. | 17
02.03. | 18
02.03. | 19
02.03. | 20
02.03. | 21
02.03. | 22
02.03. | 23
02.03. | 24
03.03. | 1
03.03. | 2
03.03. | 3
03.03. | 4
03.03. | 5
03.03. | 6
03.03. | 7
03.03. | 8
03.03. | 9
03.03. | 10
03.03. | 11
03.03. | 12
03.03. | 13
03.03. | 14
03.03. | 15
03.03. | 16
03.03. | 17
03.03. | 18
03.03. | 19
03.03. | 20
03.03. | 21
03.03. | 22
03.03. | 23
03.03. | 24
04.03. | 1
04.03. | 2
04.03. | 3
04.03. | 4
04.03. | 5
04.03. | 6
04.03. | 7
04.03. | 8
04.03. | 9
04.03. | 10
04.03. | 11
04.03. | 12
04.03. | 13
04.03. | 14
04.03. | 15
04.03. | 16
04.03. | 17
04.03. | 18
04.03. | 19
04.03. | 20
04.03. | 21
04.03. | 22
04.03. | 23
04.03. | 24
05.03. | 1
05.03. | 2
05.03. | 3
05.03. | 4
05.03. | 5
05.03. | 6
05.03. | 7
05.03. | 8
05.03. | 9
05.03. | 10
05.03. | 11
05.03. | 12
05.03. | 13
05.03. | 14
05.03. | 15
05.03. | 16
05.03. | 17
05.03. | 18
05.03. | 19
05.03. | 20
05.03. | 21
05.03. | 22
05.03. | 23
05.03. | 24
06.03. | 1
06.03. | 2
06.03. | 3
06.03. | 4
06.03. | 5
06.03. | 6
06.03. | 7
06.03. | 8
06.03. | 9
06.03. | 10
06.03. | 11
06.03. | 12
06.03. | 13
06.03. | 14
06.03. | 15
06.03. | 16
06.03. | 17
06.03. | 18
06.03. | 19
06.03. | 20
06.03. | 21
06.03. | 22
06.03. | 23
06.03. | 24
07.03. | 1
07.03. | 2
07.03. | 3
07.03. | 4
07.03. | 5
07.03. | 6
07.03. | 7
07.03. | 8
07.03. | 9
07.03. | 10
07.03. | 11
07.03. | 12
07.03. | 13
07.03. | 14
07.03. | 15
07.03. | 16
07.03. | 17
07.03. | 18
07.03. | 19
07.03. | 20
07.03. | 21
07.03. | 22
07.03. | 23
07.03. | 24
08.03. | 1
08.03. | 2
08.03. | 3
08.03. | 4
08.03. | 5
08.03. | 6
08.03. | 7
08.03. | 8
08.03. | 9
08.03. | 10
08.03. | 11
08.03. | 12
08.03. | 13
08.03. | 14
08.03. | 15
08.03. | 16
08.03. | 17
08.03. | 18
08.03. | 19
08.03. | 20
08.03. | 21
08.03. | 22
08.03. | 23
08.03. | 24
09.03. | 1
09.03. | 2
09.03. | 3
09.03. | 4
09.03. | 5
09.03. | 6
09.03. | 7
09.03. | 8
09.03. | 9
09.03. | 10
09.03. | 11
09.03. | 12
09.03. | 13
09.03. | 14
09.03. | 15
09.03. | 16
09.03. | 17
09.03. | 18
09.03. | 19
09.03. | 20
09.03. | 21
09.03. | 22
09.03. | 23
09.03. | 24
10.03. | 1
10.03. | 2
10.03. | 3
10.03. | 4
10.03. | 5
10.03. | 6
10.03. | 7
10.03. | 8
10.03. | 9
10.03. | 10
10.03. | 11
10.03. | 12
10.03. | 13
10.03. | 14
10.03. | 15
10.03. | 16
10.03. | 17
10.03. | 18
10.03. | 19
10.03. | 20
10.03. | 21
10.03. | 22
10.03. | 23
10.03. | 24
11.03. | 1
11.03. | 2
11.03. | 3
11.03. | 4
11.03. | 5
11.03. | 6
11.03. | 7
11.03. | 8
11.03. | 9
11.03. | 10
11.03. | 11
11.03. | 12
11.03. | 13
11.03. | 14
11.03. | 15
11.03. | 16
11.03. | 17
11.03. | 18
11.03. | 19
11.03. | 20
11.03. | 21
11.03. | 22
11.03. | 23
11.03. | 24
12.03. | 1
12.03. | 2
12.03. | 3
12.03. | 4
12.03. | 5
12.03. | 6
12.03. | 7
12.03. | 8
12.03. | 9
12.03. | 10
12.03. | 11
12.03. | 12
12.03. | 13
12.03. | 14
12.03. | 15
12.03. | 16
12.03. | 17
12.03. | 18
12.03. | 19
12.03. | 20
12.03. | 21
12.03. | 22
12.03. | 23
12.03. | 24
13.03. | 1
13.03. | 2
13.03. | 3
13.03. | 4
13.03. | 5
13.03. | 6
13.03. | 7
13.03. | 8
13.03. | 9
13.03. | 10
13.03. | 11
13.03. | 12
13.03. | 13
13.03. | 14
13.03. | 15
13.03. | 16
13.03. | 17
13.03. | 18
13.03. | 19
13.03. | 20
13.03. | 21
13.03. | 22
13.03. | 23
13.03. | 24
14.03. | 1
14.03. | 2
14.03. | 3
14.03. | 4
14.03. | 5
14.03. | 6
14.03. | 7
14.03. | 8
14.03. | 9
14.03. | 10
14.03. | 11
14.03. | 12
14.03. | 13
14.03. | 14
14.03. | 15
14.03. | 16
14.03. | 17
14.03. | 18
14.03. | 19
14.03. | 20
14.03. | 21
14.03. | 22
14.03. | 23
14.03. | 24
15.03. | 1
15.03. | 2
15.03. | 3
15.03. | 4
15.03. | 5
15.03. | 6
15.03. | 7
15.03. | 8
15.03. | 9
15.03. | 10
15.03. | 11
15.03. | 12
15.03. | 13
15.03. | 14
15.03. | 15
15.03. | 16
15.03. | 17
15.03. | 18
15.03. | 19
15.03. | 20
15.03. | 21
15.03. | 22
15.03. | 23
15.03. | 24
16.03. | 1
16.03. | 2
16.03. | 3
16.03. | 4
16.03. | 5
16.03. | 6
16.03. | 7
16.03. | 8
16.03. | 9
16.03. | 10
16.03. | 11
16.03. | 12
16.03. | 13
16.03. | 14
16.03. | 15
16.03. | 16
16.03. | 17
16.03. | 18
16.03. | 19
16.03. | 20
16.03. | 21
16.03. | 22
16.03. | 23
16.03. | 24
17.03. | 1
17.03. | 2
17.03. | 3
17.03. | 4
17.03. | 5
17.03. | 6
17.03. | 7
17.03. | 8
17.03. | 9
17.03. | 10
17.03. | 11
17.03. | 12
17.03. | 13
17.03. | 14
17.03. | 15
17.03. | 16
17.03. | 17
17.03. | 18
17.03. | 19
17.03. | 20
17.03. | 21
17.03. | 22
17.03. | 23
17.03. | 24
18.03. | 1
18.03. | 2
18.03. | 3
18.03. | 4
18.03. | 5
18.03. | 6
18.03. | 7
18.03. | 8
18.03. | 9
18.03. | 10
18.03. | 11
18.03. | 12
18.03. | 13
18.03. | 14
18.03. | 15
18.03. | 16
18.03. | 17
18.03. | 18
18.03. | 19
18.03. | 20
18.03. | 21
18.03. | 22
18.03. | 23
18.03. | 24
19.03. | 1
19.03. | 2
19.03. | 3
19.03. | 4
19.03. | 5
19.03. | 6
19.03. | 7
19.03. | 8
19.03. | 9
19.03. | 10
19.03. | 11
19.03. | 12
19.03. | 13
19.03. | 14
19.03. | 15
19.03. | 16
19.03. | 17
19.03. | 18
19.03. | 19
19.03. | 20
19.03. | 21
19.03. | 22
19.03. | 23
19.03. | 24
20.03. | 1
20.03. | 2
20.03. | 3
20.03. | 4
20.03. | 5
20.03. | 6
20.03. | 7
20.03. | 8
20.03. | 9
20.03. | 10
20.03. | 11
20.03. | 12
20.03. | 13
20.03. | 14
20.03. | 15
20.03. | 16
20.03. | 17
20.03. | 18
20.03. | 19
20.03. | 20
20.03. | 21
20.03. | 22
20.03. | 23
20.03. | 24
21.03. | 1
21.03. | 2
21.03. | 3
21.03. | 4
21.03. | 5
21.03. | 6
21.03. | 7
21.03. | 8
21.03. | 9
21.03. | 10
21.03. | 11
21.03. | 12
21.03. | 13
21.03. | 14
21.03. | 15
21.03. | 16
21.03. | 17
21.03. | 18
21.03. | 19
21.03. | 20
21.03. | 21
21.03. | 22
21.03. | 23
21.03. | 24
22.03. | 1
22.03. | 2
22.03. | 3
22.03. | 4
22.03. | 5
22.03. | 6
22.03. | 7
22.03. | 8
22.03. | 9
22.03. | 10
22.03. | 11
22.03. | 12
22.03. | 13
22.03. | 14
22.03. | 15
22.03. | 16
22.03. | 17
22.03. | 18
22.03. | 19
22.03. | 20
22.03. | 21
22.03. | 22
22.03. | 23
22.03. | 24
23.03. | 1
23.03. | 2
23.03. | 3
23.03. | 4
23.03. | 5
23.03. | 6
23.03. | 7
23.03. | 8
23.03. | 9
23.03. | 10
23.03. | 11
23.03. | 12
23.03. | 13
23.03. | 14
23.03. | 15
23.03. | 16
23.03. | 17
23.03. | 18
23.03. | 19
23.03. | 20
23.03. | 21
23.03. | 22
23.03. | 23
23.03. | 24
24.03. | 1
24.03. | 2
24.03. | 3
24.03. | 4
24.03. | 5
24.03. | 6
24.03. | 7
24.03. | 8
24.03. | 9
24.03. | 10
24.03. | 11
24.03. | 12
24.03. | 13
24.03. | 14
24.03. | 15
24.03. | 16
24.03. | 17
24.03. | 18
24.03. | 19
24.03. | 20
24.03. | 21
24.03. | 22
24.03. | 23
24.03. | 24
25.03. | 1
25.03. | 2
25.03. | 3
25.03. | 4
25.03. | 5
25.03. | 6
25.03. | 7
25.03. | 8
25.03. | 9
25.03. | 10
25.03. | 11
25.03. | 12
25.03. | 13
25.03. | 14
25.03. | 15
25.03. | 16
25.03. | 17
25.03. | 18
25.03. | 19
25.03. | 20
25.03. | 21
25.03. | 22
25.03. | 23
25.03. | 24
26.03. | 1
26.03. | 2
26.03. | 3
26.03. | 4
26.03. | 5
26.03. | 6
26.03. | 7
26.03. | 8
26.03. | 9
26.03. | 10
26.03. | 11
26.03. | 12
26.03. | 13
26.03. | 14
26.03. | 15
26.03. | 16
26.03. | 17
26.03. | 18
26.03. | 19
26.03. | 20
26.03. | 21
26.03. | 22
26.03. | 23
26.03. | 24
27.03. | 1
27.03. | 2
27.03. | 3
27.03. | 4
27.03. | 5
27.03. | 6
27.03. | 7
27.03. | 8
27.03. | 9
27.03. | 10
27.03. | 11
27.03. | 12
27.03. | 13
27.03. | 14
27.03. | 15
27.03. | 16
27.03. | 17
27.03. | 18
27.03. | 19
27.03. | 20
27.03. | 21
27.03. | 22
27.03. | 23
27.03. | 24
28.03. | 1
28.03. | 2
28.03. | 3
28.03. | 4
28.03. | 5
28.03. | 6
28.03. | 7
28.03. | 8
28.03. | 9
28.03. | 10
28.03. | 11
28.03. | 12
28.03. | 13
28.03. | 14
28.03. | 15
28.03. | 16
28.03. | 17
28.03. | 18
28.03. | 19
28.03. | 20
28.03. | 21
28.03. | 22
28.03. | 23
28.03. | 24
29.03. | 1
29.03. | 2
29.03. | 3
29.03. | 4
29.03. | 5
29.03. | 6
29.03. | 7
29.03. | 8
29.03. | 9
29.03. | 10
29.03. | 11
29.03. | 12
29.03. | 13
29.03. | 14
29.03. | 15
29.03. | 16
29.03. | 17
29.03. | 18
29.03. | 19
29.03. | 20
29.03. | 21
29.03. | 22
29.03. | 23
29.03. | 24
30.03. | 1
30.03. | 2
30.03. | 3
30.03. | 4
30.03. | 5
30.03. | 6
30.03. | 7
30.03. | 8
30.03. | 9
30.03. | 10
30.03. | 11
30.03. | 12
30.03. | 13
30.03. | 14
30.03. | 15
30.03. | 16
30.03. | 17
30.03. | 18
30.03. | 19
30.03. | 20
30.03. | 21
30.03. | 22
30.03. | 23
30.03. | 24
31.03. | 1
31.03. | 2
31.03. | 3
31.03. | 4
31.03. | 5
31.03. | 6
31.03. | 7
31.03. | 8
31.03. | 9
31.03. | 10
31.03. | 11
31.03. | 12
31.03. | 13
31.03. | 14
31.03. | 15
31.03. | 16
31.03. | 17
31.03. | 18
31.03. | 19
31.03. | 20
31.03. | 21
31.03. | 22
31.03. | 23
31.03. | 24
01.04. | 1
01.04. | 2
01.04. | 3
01.04. | 4
01.04. | 5
01.04. | 6
01.04. | 7
01.04. | 8
01.04. | 9
01.04. | 10
01.04. | 11
01.04. | 12
01.04. | 13
01.04. | 14
01.04. | 15
01.04. | 16
01.04. | 17
01.04. | 18
01.04. | 19
01.04. | 20
01.04. | 21
01.04. | 22
01.04. | 23
01.04. | 24
02.04. | 1
02.04. | 2
02.04. | 3
02.04. | 4
02.04. | 5
02.04. | 6
02.04. | 7
02.04. | 8
02.04. | 9
02.04. | 10
02.04. | 11
02.04. | 12
02.04. | 13
02.04. | 14
02.04. | 15
02.04. | 16
02.04. | 17
02.04. | 18
02.04. | 19
02.04. | 20
02.04. | 21
02.04. | 22
02.04. | 23
02.04. | 24
03.04. | 1
03.04. | 2
03.04. | 3
03.04. | 4
03.04. | 5
03.04. | 6
03.04. | 7
03.04. | 8
03.04. | 9
03.04. | 10
03.04. | 11
03.04. | 12
03.04. | 13
03.04. | 14
03.04. | 15
03.04. | 16
03.04. | 17
03.04. | 18
03.04. | 19
03.04. | 20
03.04. | 21
03.04. | 22
03.04. | 23
03.04. | 24
04.04. | 1
04.04. | 2
04.04. | 3
04.04. | 4
04.04. | 5
04.04. | 6
04.04. | 7
04.04. | 8
04.04. | 9
04.04. | 10
04.04. | 11
04.04. | 12
04.04. | 13
04.04. | 14
04.04. | 15
04.04. | 16
04.04. | 17
04.04. | 18
04.04. | 19
04.04. | 20
04.04. | 21
04.04. | 22
04.04. | 23
04.04. | 24
05.04. | 1
05.04. | 2
05.04. | 3
05.04. | 4
05.04. | 5
05.04. | 6
05.04. | 7
05.04. | 8
05.04. | 9
05.04. | 10
05.04. | 11
05.04. | 12
05.04. | 13
05.04. | 14
05.04. | 15
05.04. | 16
05.04. | 17
05.04. | 18
05.04. | 19
05.04. | 20
05.04. | 21
05.04. | 22
05.04. | 23
05.04. | 24
06.04. | 1
06.04. | 2
06.04. | 3
06.04. | 4
06.04. | 5
06.04. | 6
06.04. | 7
06.04. | 8
06.04. | 9
06.04. | 10
06.04. | 11
06.04. | 12
06.04. | 13
06.04. | 14
06.04. | 15
06.04. | 16
06.04. | 17
06.04. | 18
06.04. | 19
06.04. | 20
06.04. | 21
06.04. | 22
06.04. | 23
06.04. | 24
07.04. | 1
07.04. | 2
07.04. | 3
07.04. | 4
07.04. | 5
07.04. | 6
07.04. | 7
07.04. | 8
07.04. | 9
07.04. | 10
07.04. | 11
07.04. | 12
07.04. | 13
07.04. | 14
07.04. | 15
07.04. | 16
07.04. | 17
07.04. | 18
07.04. | 19
07.04. | 20
07.04. | 21
07.04. | 22
07.04. | 23
07.04. | 24
08.04. | 1
08.04. | 2
08.04. | 3
08.04. | 4
08.04. | 5
08.04. | 6
08.04. | 7
08.04. | 8
08.04. | 9
08.04. | 10
08.04. | 11
08.04. | 12
08.04. | 13
08.04. | 14
08.04. | 15
08.04. | 16
08.04. | 17
08.04. | 18
08.04. | 19
08.04. | 20
08.04. | 21
08.04. | 22
08.04. | 23
08.04. | 24
09.04. | 1
09.04. | 2
09.04. | 3
09.04. | 4
09.04. | 5
09.04. | 6
09.04. | 7
09.04. | 8
09.04. | 9
09.04. | 10
09.04. | 11
09.04. | 12
09.04. | 13
09.04. | 14
09.04. | 15
09.04. | 16
09.04. | 17
09.04. | 18
09.04. | 19
09.04. | 20
09.04. | 21
09.04. | 22
09.04. | 23
09.04. | 24
10.04. | 1
10.04. | 2
10.04. | 3
10.04. | 4
10.04. | 5
10.04. | 6
10.04. | 7
10.04. | 8
10.04. | 9
10.04. | 10
10.04. | 11
10.04. | 12
10.04. | 13
10.04. | 14
10.04. | 15
10.04. | 16
10.04. | 17
10.04. | 18
10.04. | 19
10.04. | 20
10.04. | 21
10.04. | 22
10.04. | 23
10.04. | 24
11.04. | 1
11.04. | 2
11.04. | 3
11.04. | 4
11.04. | 5
11.04. | 6
11.04. | 7
11.04. | 8
11.04. | 9
11.04. | 10
11.04. | 11
11.04. | 12
11.04. | 13
11.04. | 14
11.04. | 15
11.04. | 16
11.04. | 17
11.04. | 18
11.04. | 19
11.04. | 20
11.04. | 21
11.04. | 22
11.04. | 23
11.04. | 24
12.04. | 1
12.04. | 2
12.04. | 3
12.04. | 4
12.04. | 5
12.04. | 6
12.04. | 7
12.04. | 8
12.04. | 9
12.04. | 10
12.04. | 11
12.04. | 12
12.04. | 13
12.04. | 14
12.04. | 15
12.04. | 16
12.04. | 17
12.04. | 18
12.04. | 19
12.04. | 20
12.04. | 21
12.04. | 22
12.04. | 23
12.04. | 24
13.04. | 1
13.04. | 2
13.04. | 3
13.04. | 4
13.04. | 5
13.04. | 6
13.04. | 7
13.04. | 8
13.04. | 9
13.04. | 10
13.04. | 11
13.04. | 12
13.04. | 13
13.04. | 14
13.04. | 15
13.04. | 16
13.04. | 17
13.04. | 18
13.04. | 19
13.04. | 20
13.04. | 21
13.04. | 22
13.04. | 23
13.04. | 24
14.04. | 1
14.04. | 2
14.04. | 3
14.04. | 4
14.04. | 5
14.04. | 6
14.04. | 7
14.04. | 8
14.04. | 9
14.04. | 10
14.04. | 11
14.04. | 12
14.04. | 13
14.04. | 14
14.04. | 15
14.04. | 16
14.04. | 17
14.04. | 18
14.04. | 19
14.04. | 20
14.04. | 21
14.04. | 22
14.04. | 23
14.04. | 24
15.04. | 1
15.04. | 2
15.04. | 3
15.04. | 4
15.04. | 5
15.04. | 6
15.04. | 7
15.04. | 8
15.04. | 9
15.04. | 10
15.04. | 11
15.04. | 12
15.04. | 13
15.04. | 14
15.04. | 15
15.04. | 16
15.04. | 17
15.04. | 18
15.04. | 19
15.04. | 20
15.04. | 21
15.04. | 22
15.04. | 23
15.04. | 24
16.04. | 1
16.04. | 2
16.04. | 3
16.04. | 4
16.04. | 5
16.04. | 6
16.04. | 7
16.04. | 8
16.04. | 9
16.04. | 10
16.04. | 11
16.04. | 12
16.04. | 13
16.04. | 14
16.04. | 15
16.04. | 16
16.04. | 17
16.04. | 18
16.04. | 19
16.04. | 20
16.04. | 21
16.04. | 22
16.04. | 23
16.04. | 24
17.04. | 1
17.04. | 2
17.04. | 3
17.04. | 4
17.04. | 5
17.04. | 6
17.04. | 7
17.04. | 8
17.04. | 9
17.04. | 10
17.04. | 11
17.04. | 12
17.04. | 13
17.04. | 14
17.04. | 15
17.04. | 16
17.04. | 17
17.04. | 18
17.04. | 19
17.04. | 20
17.04. | 21
17.04. | 22
17.04. | 23
17.04. | 24
18.04. | 1
18.04. | 2
18.04. | 3
18.04. | 4
18.04. | 5
18.04. | 6
18.04. | 7
18.04. | 8
18.04. | 9
18.04. | 10
18.04. | 11
18.04. | 12
18.04. | 13
18.04. | 14
18.04. | 15
18.04. | 16
18.04. | 17
18.04. | 18
18.04. | 19
18.04. | 20
18.04. | 21
18.04. | 22
18.04. | 23
18.04. | 24
19.04. | 1
19.04. | 2
19.04. | 3
19.04. | 4
19.04. | 5
19.04. | 6
19.04. | 7
19.04. | 8
19.04. | 9
19.04. | 10
19.04. | 11
19.04. | 12
19.04. | 13
19.04. | 14
19.04. | 15
19.04. | 16
19.04. | 17
19.04. | 18
19.04. | 19
19.04. | 20
19.04. | 21
19.04. | 22
19.04. | 23
19.04. | 24
20.04. | 1
20.04. | 2
20.04. | 3
20.04. | 4
20.04. | 5
20.04. | 6
20.04. | 7
20.04. | 8
20.04. | 9
20.04. | 10
20.04. | 11
20.04. | 12
20.04. | 13
20.04. | 14
20.04. | 15
20.04. | 16
20.04. | 17
20.04. | 18
20.04. | 19
20.04. | 20
20.04. | 21
20.04. | 22
20.04. | 23
20.04. | 24
21.04. | 1
21.04. | 2
21.04. | 3
21.04. | 4
21.04. | 5
21.04. | 6
21.04. | 7
21.04. | 8
21.04. | 9
21.04. | 10
21.04. | 11
21.04. | 12
21.04. | 13
21.04. | 14
21.04. | 15
21.04. | 16
21.04. | 17
21.04. | 18
21.04. | 19
21.04. | 20
21.04. | 21
21.04. | 22
21.04. | 23
21.04. | 24
22.04. | 1
22.04. | 2
22.04. | 3
22.04. | 4
22.04. | 5
22.04. | 6
22.04. | 7
22.04. | 8
22.04. | 9
22.04. | 10
22.04. | 11
22.04. | 12
22.04. | 13
22.04. | 14
22.04. | 15
22.04. | 16
22.04. | 17
22.04. | 18
22.04. | 19
22.04. | 20
22.04. | 21
22.04. | 22
22.04. | 23
22.04. | 24
23.04. | 1
23.04. | 2
23.04. | 3
23.04. | 4
23.04. | 5
23.04. | 6
23.04. | 7
23.04. | 8
23.04. | 9
23.04. | 10
23.04. | 11
23.04. | 12
23.04. | 13
23.04. | 14
23.04. | 15
23.04. | 16
23.04. | 17
23.04. | 18
23.04. | 19
23.04. | 20
23.04. | 21
23.04. | 22
23.04. | 23
23.04. | 24
24.04. | 1
24.04. | 2
24.04. | 3
24.04. | 4
24.04. | 5
24.04. | 6
24.04. | 7
24.04. | 8
24.04. | 9
24.04. | 10
24.04. | 11
24.04. | 12
24.04. | 13
24.04. | 14
24.04. | 15
24.04. | 16
24.04. | 17
24.04. | 18
24.04. | 19
24.04. | 20
24.04. | 21
24.04. | 22
24.04. | 23
24.04. | 24
25.04. | 1
25.04. | 2
25.04. | 3
25.04. | 4
25.04. | 5
25.04. | 6
25.04. | 7
25.04. | 8
25.04. | 9
25.04. | 10
25.04. | 11
25.04. | 12
25.04. | 13
25.04. | 14
25.04. | 15
25.04. | 16
25.04. | 17
25.04. | 18
25.04. | 19
25.04. | 20
25.04. | 21
25.04. | 22
25.04. | 23
25.04. | 24
26.04. | 1
26.04. | 2
26.04. | 3
26.04. | 4
26.04. | 5
26.04. | 6
26.04. | 7
26.04. | 8
26.04. | 9
26.04. | 10
26.04. | 11
26.04. | 12
26.04. | 13
26.04. | 14
26.04. | 15
26.04. | 16
26.04. | 17
26.04. | 18
26.04. | 19
26.04. | 20
26.04. | 21
26.04. | 22
26.04. | 23
26.04. | 24
27.04. | 1
27.04. | 2
27.04. | 3
27.04. | 4
27.04. | 5
27.04. | 6
27.04. | 7
27.04. | 8
27.04. | 9
27.04. | 10
27.04. | 11
27.04. | 12
27.04. | 13
27.04. | 14
27.04. | 15
27.04. | 16
27.04. | 17
27.04. | 18
27.04. | 19
27.04. | 20
27.04. | 21
27.04. | 22
27.04. | 23
27.04. | 24
28.04. | 1
28.04. | 2
28.04. | 3
28.04. | 4
28.04. | 5
28.04. | 6
28.04. | 7
28.04. | 8
28.04. | 9
28.04. | 10
28.04. | 11
28.04. | 12
28.04. | 13
28.04. | 14
28.04. | 15
28.04. | 16
28.04. | 17
28.04. | 18
28.04. | 19
28.04. | 20
28.04. | 21
28.04. | 22
28.04. | 23
28.04. | 24
29.04. | 1
29.04. | 2
29.04. | 3
29.04. | 4
29.04. | 5
29.04. | 6
29.04. | 7
29.04. | 8
29.04. | 9
29.04. | 10
29.04. | 11
29.04. | 12
29.04. | 13
29.04. | 14
29.04. | 15
29.04. | 16
29.04. | 17
29.04. | 18
29.04. | 19
29.04. | 20
29.04. | 21
29.04. | 22
29.04. | 23
29.04. | 24
30.04. | 1
30.04. | 2
30.04. | 3
30.04. | 4
30.04. | 5
30.04. | 6
30.04. | 7
30.04. | 8
30.04. | 9
30.04. | 10
30.04. | 11
30.04. | 12
30.04. | 13
30.04. | 14
30.04. | 15
30.04. | 16
30.04. | 17
30.04. | 18
30.04. | 19
30.04. | 20
30.04. | 21
30.04. | 22
30.04. | 23
30.04. | 24
01.05. | 1
01.05. | 2
01.05. | 3
01.05. | 4
01.05. | 5
01.05. | 6
01.05. | 7
01.05. | 8
01.05. | 9
01.05. | 10
01.05. | 11
01.05. | 12
01.05. | 13
01.05. | 14
01.05. | 15
01.05. | 16
01.05. | 17
01.05. | 18
01.05. | 19
01.05. | 20
01.05. | 21
01.05. | 22
01.05. | 23
01.05. | 24
02.05. | 1
02.05. | 2
02.05. | 3
02.05. | 4
02.05. | 5
02.05. | 6
02.05. | 7
02.05. | 8
02.05. | 9
02.05. | 10
02.05. | 11
02.05. | 12
02.05. | 13
02.05. | 14
02.05. | 15
02.05. | 16
02.05. | 17
02.05. | 18
02.05. | 19
02.05. | 20
02.05. | 21
02.05. | 22
02.05. | 23
02.05. | 24
03.05. | 1
03.05. | 2
03.05. | 3
03.05. | 4
03.05. | 5
03.05. | 6
03.05. | 7
03.05. | 8
03.05. | 9
03.05. | 10
03.05. | 11
03.05. | 12
03.05. | 13
03.05. | 14
03.05. | 15
03.05. | 16
03.05. | 17
03.05. | 18
03.05. | 19
03.05. | 20
03.05. | 21
03.05. | 22
03.05. | 23
03.05. | 24
04.05. | 1
04.05. | 2
04.05. | 3
04.05. | 4
04.05. | 5
04.05. | 6
04.05. | 7
04.05. | 8
04.05. | 9
04.05. | 10
04.05. | 11
04.05. | 12
04.05. | 13
04.05. | 14
04.05. | 15
04.05. | 16
04.05. | 17
04.05. | 18
04.05. | 19
04.05. | 20
04.05. | 21
04.05. | 22
04.05. | 23
04.05. | 24
05.05. | 1
05.05. | 2
05.05. | 3
05.05. | 4
05.05. | 5
05.05. | 6
05.05. | 7
05.05. | 8
05.05. | 9
05.05. | 10
05.05. | 11
05.05. | 12
05.05. | 13
05.05. | 14
05.05. | 15
05.05. | 16
05.05. | 17
05.05. | 18
05.05. | 19
05.05. | 20
05.05. | 21
05.05. | 22
05.05. | 23
05.05. | 24
06.05. | 1
06.05. | 2
06.05. | 3
06.05. | 4
06.05. | 5
06.05. | 6
06.05. | 7
06.05. | 8
06.05. | 9
06.05. | 10
06.05. | 11
06.05. | 12
06.05. | 13
06.05. | 14
06.05. | 15
06.05. | 16
06.05. | 17
06.05. | 18
06.05. | 19
06.05. | 20
06.05. | 21
06.05. | 22
06.05. | 23
06.05. | 24
07.05. | 1
07.05. | 2
07.05. | 3
07.05. | 4
07.05. | 5
07.05. | 6
07.05. | 7
07.05. | 8
07.05. | 9
07.05. | 10
07.05. | 11
07.05. | 12
07.05. | 13
07.05. | 14
07.05. | 15
07.05. | 16
07.05. | 17
07.05. | 18
07.05. | 19
07.05. | 20
07.05. | 21
07.05. | 22
07.05. | 23
07.05. | 24
08.05. | 1
08.05. | 2
08.05. | 3
08.05. | 4
08.05. | 5
08.05. | 6
08.05. | 7
08.05. | 8
08.05. | 9
08.05. | 10
08.05. | 11
08.05. | 12
08.05. | 13
08.05. | 14
08.05. | 15
08.05. | 16
08.05. | 17
08.05. | 18
08.05. | 19
08.05. | 20
08.05. | 21
08.05. | 22
08.05. | 23
08.05. | 24
09.05. | 1
09.05. | 2
09.05. | 3
09.05. | 4
09.05. | 5
09.05. | 6
09.05. | 7
09.05. | 8
09.05. | 9
09.05. | 10
09.05. | 11
09.05. | 12
09.05. | 13
09.05. | 14
09.05. | 15
09.05. | 16
09.05. | 17
09.05. | 18
09.05. | 19
09.05. | 20
09.05. | 21
09.05. | 22
09.05. | 23
09.05. | 24
10.05. | 1
10.05. | 2
10.05. | 3
10.05. | 4
10.05. | 5
10.05. | 6
10.05. | 7
10.05. | 8
10.05. | 9
10.05. | 10
10.05. | 11
10.05. | 12
10.05. | 13
10.05. | 14
10.05. | 15
10.05. | 16
10.05. | 17
10.05. | 18
10.05. | 19
10.05. | 20
10.05. | 21
10.05. | 22
10.05. | 23
10.05. | 24
11.05. | 1
11.05. | 2
11.05. | 3
11.05. | 4
11.05. | 5
11.05. | 6
11.05. | 7
11.05. | 8
11.05. | 9
11.05. | 10
11.05. | 11
11.05. | 12
11.05. | 13
11.05. | 14
11.05. | 15
11.05. | 16
11.05. | 17
11.05. | 18
11.05. | 19
11.05. | 20
11.05. | 21
11.05. | 22
11.05. | 23
11.05. | 24
12.05. | 1
12.05. | 2
12.05. | 3
12.05. | 4
12.05. | 5
12.05. | 6
12.05. | 7
12.05. | 8
12.05. | 9
12.05. | 10
12.05. | 11
12.05. | 12
12.05. | 13
12.05. | 14
12.05. | 15
12.05. | 16
12.05. | 17
12.05. | 18
12.05. | 19
12.05. | 20
12.05. | 21
12.05. | 22
12.05. | 23
12.05. | 24
13.05. | 1
13.05. | 2
13.05. | 3
13.05. | 4
13.05. | 5
13.05. | 6
13.05. | 7
13.05. | 8
13.05. | 9
13.05. | 10
13.05. | 11
13.05. | 12
13.05. | 13
13.05. | 14
13.05. | 15
13.05. | 16
13.05. | 17
13.05. | 18
13.05. | 19
13.05. | 20
13.05. | 21
13.05. | 22
13.05. | 23
13.05. | 24
14.05. | 1
14.05. | 2
14.05. | 3
14.05. | 4
14.05. | 5
14.05. | 6
14.05. | 7
14.05. | 8
14.05. | 9
14.05. | 10
14.05. | 11
14.05. | 12
14.05. | 13
14.05. | 14
14.05. | 15
14.05. | 16
14.05. | 17
14.05. | 18
14.05. | 19
14.05. | 20
14.05. | 21
14.05. | 22
14.05. | 23
14.05. | 24
15.05. | 1
15.05. | 2
15.05. | 3
15.05. | 4
15.05. | 5
15.05. | 6
15.05. | 7
15.05. | 8
15.05. | 9
15.05. | 10
15.05. | 11
15.05. | 12
15.05. | 13
15.05. | 14
15.05. | 15
15.05. | 16
15.05. | 17
15.05. | 18
15.05. | 19
15.05. | 20
15.05. | 21
15.05. | 22
15.05. | 23
15.05. | 24
16.05. | 1
16.05. | 2
16.05. | 3
16.05. | 4
16.05. | 5
16.05. | 6
16.05. | 7
16.05. | 8
16.05. | 9
16.05. | 10
16.05. | 11
16.05. | 12
16.05. | 13
16.05. | 14
16.05. | 15
16.05. | 16
16.05. | 17
16.05. | 18
16.05. | 19
16.05. | 20
16.05. | 21
16.05. | 22
16.05. | 23
16.05. | 24
17.05. | 1
17.05. | 2
17.05. | 3
17.05. | 4
17.05. | 5
17.05. | 6
17.05. | 7
17.05. | 8
17.05. | 9
17.05. | 10
17.05. | 11
17.05. | 12
17.05. | 13
17.05. | 14
17.05. | 15
17.05. | 16
17.05. | 17
17.05. | 18
17.05. | 19
17.05. | 20
17.05. | 21
17.05. | 22
17.05. | 23
17.05. | 24
18.05. | 1
18.05. | 2
18.05. | 3
18.05. | 4
18.05. | 5
18.05. | 6
18.05. | 7
18.05. | 8
18.05. | 9
18.05. | 10
18.05. | 11
18.05. | 12
18.05. | 13
18.05. | 14
18.05. | 15
18.05. | 16
18.05. | 17
18.05. | 18
18.05. | 19
18.05. | 20
18.05. | 21
18.05. | 22
18.05. | 23
18.05. | 24
19.05. | 1
19.05. | 2
19.05. | 3
19.05. | 4
19.05. | 5
19.05. | 6
19.05. | 7
19.05. | 8
19.05. | 9
19.05. | 10
19.05. | 11
19.05. | 12
19.05. | 13
19.05. | 14
19.05. | 15
19.05. | 16
19.05. | 17
19.05. | 18
19.05. | 19
19.05. | 20
19.05. | 21
19.05. | 22
19.05. | 23
19.05. | 24
20.05. | 1
20.05. | 2
20.05. | 3
20.05. | 4
20.05. | 5
20.05. | 6
20.05. | 7
20.05. | 8
20.05. | 9
20.05. | 10
20.05. | 11
20.05. | 12
20.05. | 13
20.05. | 14
20.05. | 15
20.05. | 16
20.05. | 17
20.05. | 18
20.05. | 19
20.05. | 20
20.05. | 21
20.05. | 22
20.05. | 23
20.05. | 24
21.05. | 1
21.05. | 2
21.05. | 3
21.05. | 4
21.05. | 5
21.05. | 6
21.05. | 7
21.05. | 8
21.05. | 9
21.05. | 10
21.05. | 11
21.05. | 12
21.05. | 13
21.05. | 14
21.05. | 15
21.05. | 16
21.05. | 17
21.05. | 18
21.05. | 19
21.05. | 20
21.05. | 21
21.05. | 22
21.05. | 23
21.05. | 24
22.05. | 1
22.05. | 2
22.05. | 3
22.05. | 4
22.05. | 5
22.05. | 6
22.05. | 7
22.05. | 8
22.05. | 9
22.05. | 10
22.05. | 11
22.05. | 12
22.05. | 13
22.05. | 14
22.05. | 15
22.05. | 16
22.05. | 17
22.05. | 18
22.05. | 19
22.05. | 20
22.05. | 21
22.05. | 22
22.05. | 23
22.05. | 24
23.05. | 1
23.05. | 2
23.05. | 3
23.05. | 4
23.05. | 5
23.05. | 6
23.05. | 7
23.05. | 8
23.05. | 9
23.05. | 10
23.05. | 11
23.05. | 12
23.05. | 13
23.05. | 14
23.05. | 15
23.05. | 16
23.05. | 17
23.05. | 18
23.05. | 19
23.05. | 20
23.05. | 21
23.05. | 22
23.05. | 23
23.05. | 24
24.05. | 1
24.05. | 2
24.05. | 3
24.05. | 4
24.05. | 5
24.05. | 6
24.05. | 7
24.05. | 8
24.05. | 9
24.05. | 10
24.05. | 11
24.05. | 12
24.05. | 13
24.05. | 14
24.05. | 15
24.05. | 16
24.05. | 17
24.05. | 18
24.05. | 19
24.05. | 20
24.05. | 21
24.05. | 22
24.05. | 23
24.05. | 24
25.05. | 1
25.05. | 2
25.05. | 3
25.05. | 4
25.05. | 5
25.05. | 6
25.05. | 7
25.05. | 8
25.05. | 9
25.05. | 10
25.05. | 11
25.05. | 12
25.05. | 13
25.05. | 14
25.05. | 15
25.05. | 16
25.05. | 17
25.05. | 18
25.05. | 19
25.05. | 20
25.05. | 21
25.05. | 22
25.05. | 23
25.05. | 24
26.05. | 1
26.05. | 2
26.05. | 3
26.05. | 4
26.05. | 5
26.05. | 6
26.05. | 7
26.05. | 8
26.05. | 9
26.05. | 10
26.05. | 11
26.05. | 12
26.05. | 13
26.05. | 14
26.05. | 15
26.05. | 16
26.05. | 17
26.05. | 18
26.05. | 19
26.05. | 20
26.05. | 21
26.05. | 22
26.05. | 23
26.05. | 24
27.05. | 1
27.05. | 2
27.05. | 3
27.05. | 4
27.05. | 5
27.05. | 6
27.05. | 7
27.05. | 8
27.05. | 9
27.05. | 10
27.05. | 11
27.05. | 12
27.05. | 13
27.05. | 14
27.05. | 15
27.05. | 16
27.05. | 17
27.05. | 18
27.05. | 19
27.05. | 20
27.05. | 21
27.05. | 22
27.05. | 23
27.05. | 24
28.05. | 1
28.05. | 2
28.05. | 3
28.05. | 4
28.05. | 5
28.05. | 6
28.05. | 7
28.05. | 8
28.05. | 9
28.05. | 10
28.05. | 11
28.05. | 12
28.05. | 13
28.05. | 14
28.05. | 15
28.05. | 16
28.05. | 17
28.05. | 18
28.05. | 19
28.05. | 20
28.05. | 21
28.05. | 22
28.05. | 23
28.05. | 24
29.05. | 1
29.05. | 2
29.05. | 3
29.05. | 4
29.05. | 5
29.05. | 6
29.05. | 7
29.05. | 8
29.05. | 9
29.05. | 10
29.05. | 11
29.05. | 12
29.05. | 13
29.05. | 14
29.05. | 15
29.05. | 16
29.05. | 17
29.05. | 18
29.05. | 19
29.05. | 20
29.05. | 21
29.05. | 22
29.05. | 23
29.05. | 24
30.05. | 1
30.05. | 2
30.05. | 3
30.05. | 4
30.05. | 5
30.05. | 6
30.05. | 7
30.05. | 8
30.05. | 9
30.05. | 10
30.05. | 11
30.05. | 12
30.05. | 13
30.05. | 14
30.05. | 15
30.05. | 16
30.05. | 17
30.05. | 18
30.05. | 19
30.05. | 20
30.05. | 21
30.05. | 22
30.05. | 23
30.05. | 24
31.05. | 1
31.05. | 2
31.05. | 3
31.05. | 4
31.05. | 5
31.05. | 6
31.05. | 7
31.05. | 8
31.05. | 9
31.05. | 10
31.05. | 11
31.05. | 12
31.05. | 13
31.05. | 14
31.05. | 15
31.05. | 16
31.05. | 17
31.05. | 18
31.05. | 19
31.05. | 20
31.05. | 21
31.05. | 22
31.05. | 23
31.05. | 24
01.06. | 1
01.06. | 2
01.06. | 3
01.06. | 4
01.06. | 5
01.06. | 6
01.06. | 7
01.06. | 8
01.06. | 9
01.06. | 10
01.06. | 11
01.06. | 12
01.06. | 13
01.06. | 14
01.06. | 15
01.06. | 16
01.06. | 17
01.06. | 18
01.06. | 19
01.06. | 20
01.06. | 21
01.06. | 22
01.06. | 23
01.06. | 24
02.06. | 1
02.06. | 2
02.06. | 3
02.06. | 4
02.06. | 5
02.06. | 6
02.06. | 7
02.06. | 8
02.06. | 9
02.06. | 10
02.06. | 11
02.06. | 12
02.06. | 13
02.06. | 14
02.06. | 15
02.06. | 16
02.06. | 17
02.06. | 18
02.06. | 19
02.06. | 20
02.06. | 21
02.06. | 22
02.06. | 23
02.06. | 24
03.06. | 1
03.06. | 2
03.06. | 3
03.06. | 4
03.06. | 5
03.06. | 6
03.06. | 7
03.06. | 8
03.06. | 9
03.06. | 10
03.06. | 11
03.06. | 12
03.06. | 13
03.06. | 14
03.06. | 15
03.06. | 16
03.06. | 17
03.06. | 18
03.06. | 19
03.06. | 20
03.06. | 21
03.06. | 22
03.06. | 23
03.06. | 24
04.06. | 1
04.06. | 2
04.06. | 3
04.06. | 4
04.06. | 5
04.06. | 6
04.06. | 7
04.06. | 8
04.06. | 9
04.06. | 10
04.06. | 11
04.06. | 12
04.06. | 13
04.06. | 14
04.06. | 15
04.06. | 16
04.06. | 17
04.06. | 18
04.06. | 19
04.06. | 20
04.06. | 21
04.06. | 22
04.06. | 23
04.06. | 24
05.06. | 1
05.06. | 2
05.06. | 3
05.06. | 4
05.06. | 5
05.06. | 6
05.06. | 7
05.06. | 8
05.06. | 9
05.06. | 10
05.06. | 11
05.06. | 12
05.06. | 13
05.06. | 14
05.06. | 15
05.06. | 16
05.06. | 17
05.06. | 18
05.06. | 19
05.06. | 20
05.06. | 21
05.06. | 22
05.06. | 23
05.06. | 24
06.06. | 1
06.06. | 2
06.06. | 3
06.06. | 4
06.06. | 5
06.06. | 6
06.06. | 7
06.06. | 8
06.06. | 9
06.06. | 10
06.06. | 11
06.06. | 12
06.06. | 13
06.06. | 14
06.06. | 15
06.06. | 16
06.06. | 17
06.06. | 18
06.06. | 19
06.06. | 20
06.06. | 21
06.06. | 22
06.06. | 23
06.06. | 24
07.06. | 1
07.06. | 2
07.06. | 3
07.06. | 4
07.06. | 5
07.06. | 6
07.06. | 7
07.06. | 8
07.06. | 9
07.06. | 10
07.06. | 11
07.06. | 12
07.06. | 13
07.06. | 14
07.06. | 15
07.06. | 16
07.06. | 17
07.06. | 18
07.06. | 19
07.06. | 20
07.06. | 21
07.06. | 22
07.06. | 23
07.06. | 24
08.06. | 1
08.06. | 2
08.06. | 3
08.06. | 4
08.06. | 5
08.06. | 6
08.06. | 7
08.06. | 8
08.06. | 9
08.06. | 10
08.06. | 11
08.06. | 12
08.06. | 13
08.06. | 14
08.06. | 15
08.06. | 16
08.06. | 17
08.06. | 18
08.06. | 19
08.06. | 20
08.06. | 21
08.06. | 22
08.06. | 23
08.06. | 24
09.06. | 1
09.06. | 2
09.06. | 3
09.06. | 4
09.06. | 5
09.06. | 6
09.06. | 7
09.06. | 8
09.06. | 9
09.06. | 10
09.06. | 11
09.06. | 12
09.06. | 13
09.06. | 14
09.06. | 15
09.06. | 16
09.06. | 17
09.06. | 18
09.06. | 19
09.06. | 20
09.06. | 21
09.06. | 22
09.06. | 23
09.06. | 24
10.06. | 1
10.06. | 2
10.06. | 3
10.06. | 4
10.06. | 5
10.06. | 6
10.06. | 7
10.06. | 8
10.06. | 9
10.06. | 10
10.06. | 11
10.06. | 12
10.06. | 13
10.06. | 14
10.06. | 15
10.06. | 16
10.06. | 17
10.06. | 18
10.06. | 19
10.06. | 20
10.06. | 21
10.06. | 22
10.06. | 23
10.06. | 24
11.06. | 1
11.06. | 2
11.06. | 3
11.06. | 4
11.06. | 5
11.06. | 6
11.06. | 7
11.06. | 8
11.06. | 9
11.06. | 10
11.06. | 11
11.06. | 12
11.06. | 13
11.06. | 14
11.06. | 15
11.06. | 16
11.06. | 17
11.06. | 18
11.06. | 19
11.06. | 20
11.06. | 21
11.06. | 22
11.06. | 23
11.06. | 24
12.06. | 1
12.06. | 2
12.06. | 3
12.06. | 4
12.06. | 5
12.06. | 6
12.06. | 7
12.06. | 8
12.06. | 9
12.06. | 10
12.06. | 11
12.06. | 12
12.06. | 13
12.06. | 14
12.06. | 15
12.06. | 16
12.06. | 17
12.06. | 18
12.06. | 19
12.06. | 20
12.06. | 21
12.06. | 22
12.06. | 23
12.06. | 24
13.06. | 1
13.06. | 2
13.06. | 3
13.06. | 4
13.06. | 5
13.06. | 6
13.06. | 7
13.06. | 8
13.06. | 9
13.06. | 10
13.06. | 11
13.06. | 12
13.06. | 13
13.06. | 14
13.06. | 15
13.06. | 16
13.06. | 17
13.06. | 18
13.06. | 19
13.06. | 20
13.06. | 21
13.06. | 22
13.06. | 23
13.06. | 24
14.06. | 1
14.06. | 2
14.06. | 3
14.06. | 4
14.06. | 5
14.06. | 6
14.06. | 7
14.06. | 8
14.06. | 9
14.06. | 10
14.06. | 11
14.06. | 12
14.06. | 13
14.06. | 14
14.06. | 15
14.06. | 16
14.06. | 17
14.06. | 18
14.06. | 19
14.06. | 20
14.06. | 21
14.06. | 22
14.06. | 23
14.06. | 24
15.06. | 1
15.06. | 2
15.06. | 3
15.06. | 4
15.06. | 5
15.06. | 6
15.06. | 7
15.06. | 8
15.06. | 9
15.06. | 10
15.06. | 11
15.06. | 12
15.06. | 13
15.06. | 14
15.06. | 15
15.06. | 16
15.06. | 17
15.06. | 18
15.06. | 19
15.06. | 20
15.06. | 21
15.06. | 22
15.06. | 23
15.06. | 24
16.06. | 1
16.06. | 2
16.06. | 3
16.06. | 4
16.06. | 5
16.06. | 6
16.06. | 7
16.06. | 8
16.06. | 9
16.06. | 10
16.06. | 11
16.06. | 12
16.06. | 13
16.06. | 14
16.06. | 15
16.06. | 16
16.06. | 17
16.06. | 18
16.06. | 19
16.06. | 20
16.06. | 21
16.06. | 22
16.06. | 23
16.06. | 24
17.06. | 1
17.06. | 2
17.06. | 3
17.06. | 4
17.06. | 5
17.06. | 6
17.06. | 7
17.06. | 8
17.06. | 9
17.06. | 10
17.06. | 11
17.06. | 12
17.06. | 13
17.06. | 14
17.06. | 15
17.06. | 16
17.06. | 17
17.06. | 18
17.06. | 19
17.06. | 20
17.06. | 21
17.06. | 22
17.06. | 23
17.06. | 24
18.06. | 1
18.06. | 2
18.06. | 3
18.06. | 4
18.06. | 5
18.06. | 6
18.06. | 7
18.06. | 8
18.06. | 9
18.06. | 10
18.06. | 11
18.06. | 12
18.06. | 13
18.06. | 14
18.06. | 15
18.06. | 16
18.06. | 17
18.06. | 18
18.06. | 19
18.06. | 20
18.06. | 21
18.06. | 22
18.06. | 23
18.06. | 24
19.06. | 1
19.06. | 2
19.06. | 3
19.06. | 4
19.06. | 5
19.06. | 6
19.06. | 7
19.06. | 8
19.06. | 9
19.06. | 10
19.06. | 11
19.06. | 12
19.06. | 13
19.06. | 14
19.06. | 15
19.06. | 16
19.06. | 17
19.06. | 18
19.06. | 19
19.06. | 20
19.06. | 21
19.06. | 22
19.06. | 23
19.06. | 24
20.06. | 1
20.06. | 2
20.06. | 3
20.06. | 4
20.06. | 5
20.06. | 6
20.06. | 7
20.06. | 8
20.06. | 9
20.06. | 10
20.06. | 11
20.06. | 12
20.06. | 13
20.06. | 14
20.06. | 15
20.06. | 16
20.06. | 17
20.06. | 18
20.06. | 19
20.06. | 20
20.06. | 21
20.06. | 22
20.06. | 23
20.06. | 24
21.06. | 1
21.06. | 2
21.06. | 3
21.06. | 4
21.06. | 5
21.06. | 6
21.06. | 7
21.06. | 8
21.06. | 9
21.06. | 10
21.06. | 11
21.06. | 12
21.06. | 13
21.06. | 14
21.06. | 15
21.06. | 16
21.06. | 17
21.06. | 18
21.06. | 19
21.06. | 20
21.06. | 21
21.06. | 22
21.06. | 23
21.06. | 24
22.06. | 1
22.06. | 2
22.06. | 3
22.06. | 4
22.06. | 5
22.06. | 6
22.06. | 7
22.06. | 8
22.06. | 9
22.06. | 10
22.06. | 11
22.06. | 12
22.06. | 13
22.06. | 14
22.06. | 15
22.06. | 16
22.06. | 17
22.06. | 18
22.06. | 19
22.06. | 20
22.06. | 21
22.06. | 22
22.06. | 23
22.06. | 24
23.06. | 1
23.06. | 2
23.06. | 3
23.06. | 4
23.06. | 5
23.06. | 6
23.06. | 7
23.06. | 8
23.06. | 9
23.06. | 10
23.06. | 11
23.06. | 12
23.06. | 13
23.06. | 14
23.06. | 15
23.06. | 16
23.06. | 17
23.06. | 18
23.06. | 19
23.06. | 20
23.06. | 21
23.06. | 22
23.06. | 23
23.06. | 24
24.06. | 1
24.06. | 2
24.06. | 3
24.06. | 4
24.06. | 5
24.06. | 6
24.06. | 7
24.06. | 8
24.06. | 9
24.06. | 10
24.06. | 11
24.06. | 12
24.06. | 13
24.06. | 14
24.06. | 15
24.06. | 16
24.06. | 17
24.06. | 18
24.06. | 19
24.06. | 20
24.06. | 21
24.06. | 22
24.06. | 23
24.06. | 24
25.06. | 1
25.06. | 2
25.06. | 3
25.06. | 4
25.06. | 5
25.06. | 6
25.06. | 7
25.06. | 8
25.06. | 9
25.06. | 10
25.06. | 11
25.06. | 12
25.06. | 13
25.06. | 14
25.06. | 15
25.06. | 16
25.06. | 17
25.06. | 18
25.06. | 19
25.06. | 20
25.06. | 21
25.06. | 22
25.06. | 23
25.06. | 24
26.06. | 1
26.06. | 2
26.06. | 3
26.06. | 4
26.06. | 5
26.06. | 6
26.06. | 7
26.06. | 8
26.06. | 9
26.06. | 10
26.06. | 11
26.06. | 12
26.06. | 13
26.06. | 14
26.06. | 15
26.06. | 16
26.06. | 17
26.06. | 18
26.06. | 19
26.06. | 20
26.06. | 21
26.06. | 22
26.06. | 23
26.06. | 24
27.06. | 1
27.06. | 2
27.06. | 3
27.06. | 4
27.06. | 5
27.06. | 6
27.06. | 7
27.06. | 8
27.06. | 9
27.06. | 10
27.06. | 11
27.06. | 12
27.06. | 13
27.06. | 14
27.06. | 15
27.06. | 16
27.06. | 17
27.06. | 18
27.06. | 19
27.06. | 20
27.06. | 21
27.06. | 22
27.06. | 23
27.06. | 24
28.06. | 1
28.06. | 2
28.06. | 3
28.06. | 4
28.06. | 5
28.06. | 6
28.06. | 7
28.06. | 8
28.06. | 9
28.06. | 10
28.06. | 11
28.06. | 12
28.06. | 13
28.06. | 14
28.06. | 15
28.06. | 16
28.06. | 17
28.06. | 18
28.06. | 19
28.06. | 20
28.06. | 21
28.06. | 22
28.06. | 23
28.06. | 24
29.06. | 1
29.06. | 2
29.06. | 3
29.06. | 4
29.06. | 5
29.06. | 6
29.06. | 7
29.06. | 8
29.06. | 9
29.06. | 10
29.06. | 11
29.06. | 12
29.06. | 13
29.06. | 14
29.06. | 15
29.06. | 16
29.06. | 17
29.06. | 18
29.06. | 19
29.06. | 20
29.06. | 21
29.06. | 22
29.06. | 23
29.06. | 24
30.06. | 1
30.06. | 2
30.06. | 3
30.06. | 4
30.06. | 5
30.06. | 6
30.06. | 7
30.06. | 8
30.06. | 9
30.06. | 10
30.06. | 11
30.06. | 12
30.06. | 13
30.06. | 14
30.06. | 15
30.06. | 16
30.06. | 17
30.06. | 18
30.06. | 19
30.06. | 20
30.06. | 21
30.06. | 22
30.06. | 23
30.06. | 24
01.07. | 1
01.07. | 2
01.07. | 3
01.07. | 4
01.07. | 5
01.07. | 6
01.07. | 7
01.07. | 8
01.07. | 9
01.07. | 10
01.07. | 11
01.07. | 12
01.07. | 13
01.07. | 14
01.07. | 15
01.07. | 16
01.07. | 17
01.07. | 18
01.07. | 19
01.07. | 20
01.07. | 21
01.07. | 22
01.07. | 23
01.07. | 24
02.07. | 1
02.07. | 2
02.07. | 3
02.07. | 4
02.07. | 5
02.07. | 6
02.07. | 7
02.07. | 8
02.07. | 9
02.07. | 10
02.07. | 11
02.07. | 12
02.07. | 13
02.07. | 14
02.07. | 15
02.07. | 16
02.07. | 17
02.07. | 18
02.07. | 19
02.07. | 20
02.07. | 21
02.07. | 22
02.07. | 23
02.07. | 24
03.07. | 1
03.07. | 2
03.07. | 3
03.07. | 4
03.07. | 5
03.07. | 6
03.07. | 7
03.07. | 8
03.07. | 9
03.07. | 10
03.07. | 11
03.07. | 12
03.07. | 13
03.07. | 14
03.07. | 15
03.07. | 16
03.07. | 17
03.07. | 18
03.07. | 19
03.07. | 20
03.07. | 21
03.07. | 22
03.07. | 23
03.07. | 24
04.07. | 1
04.07. | 2
04.07. | 3
04.07. | 4
04.07. | 5
04.07. | 6
04.07. | 7
04.07. | 8
04.07. | 9
04.07. | 10
04.07. | 11
04.07. | 12
04.07. | 13
04.07. | 14
04.07. | 15
04.07. | 16
04.07. | 17
04.07. | 18
04.07. | 19
04.07. | 20
04.07. | 21
04.07. | 22
04.07. | 23
04.07. | 24
05.07. | 1
05.07. | 2
05.07. | 3
05.07. | 4
05.07. | 5
05.07. | 6
05.07. | 7
05.07. | 8
05.07. | 9
05.07. | 10
05.07. | 11
05.07. | 12
05.07. | 13
05.07. | 14
05.07. | 15
05.07. | 16
05.07. | 17
05.07. | 18
05.07. | 19
05.07. | 20
05.07. | 21
05.07. | 22
05.07. | 23
05.07. | 24
06.07. | 1
06.07. | 2
06.07. | 3
06.07. | 4
06.07. | 5
06.07. | 6
06.07. | 7
06.07. | 8
06.07. | 9
06.07. | 10
06.07. | 11
06.07. | 12
06.07. | 13
06.07. | 14
06.07. | 15
06.07. | 16
06.07. | 17
06.07. | 18
06.07. | 19
06.07. | 20
06.07. | 21
06.07. | 22
06.07. | 23
06.07. | 24
07.07. | 1
07.07. | 2
07.07. | 3
07.07. | 4
07.07. | 5
07.07. | 6
07.07. | 7
07.07. | 8
07.07. | 9
07.07. | 10
07.07. | 11
07.07. | 12
07.07. | 13
07.07. | 14
07.07. | 15
07.07. | 16
07.07. | 17
07.07. | 18
07.07. | 19
07.07. | 20
07.07. | 21
07.07. | 22
07.07. | 23
07.07. | 24
08.07. | 1
08.07. | 2
08.07. | 3
08.07. | 4
08.07. | 5
08.07. | 6
08.07. | 7
08.07. | 8
08.07. | 9
08.07. | 10
08.07. | 11
08.07. | 12
08.07. | 13
08.07. | 14
08.07. | 15
08.07. | 16
08.07. | 17
08.07. | 18
08.07. | 19
08.07. | 20
08.07. | 21
08.07. | 22
08.07. | 23
08.07. | 24
09.07. | 1
09.07. | 2
09.07. | 3
09.07. | 4
09.07. | 5
09.07. | 6
09.07. | 7
09.07. | 8
09.07. | 9
09.07. | 10
09.07. | 11
09.07. | 12
09.07. | 13
09.07. | 14
09.07. | 15
09.07. | 16
09.07. | 17
09.07. | 18
09.07. | 19
09.07. | 20
09.07. | 21
09.07. | 22
09.07. | 23
09.07. | 24
10.07. | 1
10.07. | 2
10.07. | 3
10.07. | 4
10.07. | 5
10.07. | 6
10.07. | 7
10.07. | 8
10.07. | 9
10.07. | 10
10.07. | 11
10.07. | 12
10.07. | 13
10.07. | 14
10.07. | 15
10.07. | 16
10.07. | 17
10.07. | 18
10.07. | 19
10.07. | 20
10.07. | 21
10.07. | 22
10.07. | 23
10.07. | 24
11.07. | 1
11.07. | 2
11.07. | 3
11.07. | 4
11.07. | 5
11.07. | 6
11.07. | 7
11.07. | 8
11.07. | 9
11.07. | 10
11.07. | 11
11.07. | 12
11.07. | 13
11.07. | 14
11.07. | 15
11.07. | 16
11.07. | 17
11.07. | 18
11.07. | 19
11.07. | 20
11.07. | 21
11.07. | 22
11.07. | 23
11.07. | 24
12.07. | 1
12.07. | 2
12.07. | 3
12.07. | 4
12.07. | 5
12.07. | 6
12.07. | 7
12.07. | 8
12.07. | 9
12.07. | 10
12.07. | 11
12.07. | 12
12.07. | 13
12.07. | 14
12.07. | 15
12.07. | 16
12.07. | 17
12.07. | 18
12.07. | 19
12.07. | 20
12.07. | 21
12.07. | 22
12.07. | 23
12.07. | 24
13.07. | 1
13.07. | 2
13.07. | 3
13.07. | 4
13.07. | 5
13.07. | 6
13.07. | 7
13.07. | 8
13.07. | 9
13.07. | 10
13.07. | 11
13.07. | 12
13.07. | 13
13.07. | 14
13.07. | 15
13.07. | 16
13.07. | 17
13.07. | 18
13.07. | 19
13.07. | 20
13.07. | 21
13.07. | 22
13.07. | 23
13.07. | 24
14.07. | 1
14.07. | 2
14.07. | 3
14.07. | 4
14.07. | 5
14.07. | 6
14.07. | 7
14.07. | 8
14.07. | 9
14.07. | 10
14.07. | 11
14.07. | 12
14.07. | 13
14.07. | 14
14.07. | 15
14.07. | 16
14.07. | 17
14.07. | 18
14.07. | 19
14.07. | 20
14.07. | 21
14.07. | 22
14.07. | 23
14.07. | 24
15.07. | 1
15.07. | 2
15.07. | 3
15.07. | 4
15.07. | 5
15.07. | 6
15.07. | 7
15.07. | 8
15.07. | 9
15.07. | 10
15.07. | 11
15.07. | 12
15.07. | 13
15.07. | 14
15.07. | 15
15.07. | 16
15.07. | 17
15.07. | 18
15.07. | 19
15.07. | 20
15.07. | 21
15.07. | 22
15.07. | 23
15.07. | 24
16.07. | 1
16.07. | 2
16.07. | 3
16.07. | 4
16.07. | 5
16.07. | 6
16.07. | 7
16.07. | 8
16.07. | 9
16.07. | 10
16.07. | 11
16.07. | 12
16.07. | 13
16.07. | 14
16.07. | 15
16.07. | 16
16.07. | 17
16.07. | 18
16.07. | 19
16.07. | 20
16.07. | 21
16.07. | 22
16.07. | 23
16.07. | 24
17.07. | 1
17.07. | 2
17.07. | 3
17.07. | 4
17.07. | 5
17.07. | 6
17.07. | 7
17.07. | 8
17.07. | 9
17.07. | 10
17.07. | 11
17.07. | 12
17.07. | 13
17.07. | 14
17.07. | 15
17.07. | 16
17.07. | 17
17.07. | 18
17.07. | 19
17.07. | 20
17.07. | 21
17.07. | 22
17.07. | 23
17.07. | 24
18.07. | 1
18.07. | 2
18.07. | 3
18.07. | 4
18.07. | 5
18.07. | 6
18.07. | 7
18.07. | 8
18.07. | 9
18.07. | 10
18.07. | 11
18.07. | 12
18.07. | 13
18.07. | 14
18.07. | 15
18.07. | 16
18.07. | 17
18.07. | 18
18.07. | 19
18.07. | 20
18.07. | 21
18.07. | 22
18.07. | 23
18.07. | 24
19.07. | 1
19.07. | 2
19.07. | 3
19.07. | 4
19.07. | 5
19.07. | 6
19.07. | 7
19.07. | 8
19.07. | 9
19.07. | 10
19.07. | 11
19.07. | 12
19.07. | 13
19.07. | 14
19.07. | 15
19.07. | 16
19.07. | 17
19.07. | 18
19.07. | 19
19.07. | 20
19.07. | 21
19.07. | 22
19.07. | 23
19.07. | 24
20.07. | 1
20.07. | 2
20.07. | 3
20.07. | 4
20.07. | 5
20.07. | 6
20.07. | 7
20.07. | 8
20.07. | 9
20.07. | 10
20.07. | 11
20.07. | 12
20.07. | 13
20.07. | 14
20.07. | 15
20.07. | 16
20.07. | 17
20.07. | 18
20.07. | 19
20.07. | 20
20.07. | 21
20.07. | 22
20.07. | 23
20.07. | 24
21.07. | 1
21.07. | 2
21.07. | 3
21.07. | 4
21.07. | 5
21.07. | 6
21.07. | 7
21.07. | 8
21.07. | 9
21.07. | 10
21.07. | 11
21.07. | 12
21.07. | 13
21.07. | 14
21.07. | 15
21.07. | 16
21.07. | 17
21.07. | 18
21.07. | 19
21.07. | 20
21.07. | 21
21.07. | 22
21.07. | 23
21.07. | 24
22.07. | 1
22.07. | 2
22.07. | 3
22.07. | 4
22.07. | 5
22.07. | 6
22.07. | 7
22.07. | 8
22.07. | 9
22.07. | 10
22.07. | 11
22.07. | 12
22.07. | 13
22.07. | 14
22.07. | 15
22.07. | 16
22.07. | 17
22.07. | 18
22.07. | 19
22.07. | 20
22.07. | 21
22.07. | 22
22.07. | 23
22.07. | 24
23.07. | 1
23.07. | 2
23.07. | 3
23.07. | 4
23.07. | 5
23.07. | 6
23.07. | 7
23.07. | 8
23.07. | 9
23.07. | 10
23.07. | 11
23.07. | 12
23.07. | 13
23.07. | 14
23.07. | 15
23.07. | 16
23.07. | 17
23.07. | 18
23.07. | 19
23.07. | 20
23.07. | 21
23.07. | 22
23.07. | 23
23.07. | 24
24.07. | 1
24.07. | 2
24.07. | 3
24.07. | 4
24.07. | 5
24.07. | 6
24.07. | 7
24.07. | 8
24.07. | 9
24.07. | 10
24.07. | 11
24.07. | 12
24.07. | 13
24.07. | 14
24.07. | 15
24.07. | 16
24.07. | 17
24.07. | 18
24.07. | 19
24.07. | 20
24.07. | 21
24.07. | 22
24.07. | 23
24.07. | 24
25.07. | 1
25.07. | 2
25.07. | 3
25.07. | 4
25.07. | 5
25.07. | 6
25.07. | 7
25.07. | 8
25.07. | 9
25.07. | 10
25.07. | 11
25.07. | 12
25.07. | 13
25.07. | 14
25.07. | 15
25.07. | 16
25.07. | 17
25.07. | 18
25.07. | 19
25.07. | 20
25.07. | 21
25.07. | 22
25.07. | 23
25.07. | 24
26.07. | 1
26.07. | 2
26.07. | 3
26.07. | 4
26.07. | 5
26.07. | 6
26.07. | 7
26.07. | 8
26.07. | 9
26.07. | 10
26.07. | 11
26.07. | 12
26.07. | 13
26.07. | 14
26.07. | 15
26.07. | 16
26.07. | 17
26.07. | 18
26.07. | 19
26.07. | 20
26.07. | 21
26.07. | 22
26.07. | 23
26.07. | 24
27.07. | 1
27.07. | 2
27.07. | 3
27.07. | 4
27.07. | 5
27.07. | 6
27.07. | 7
27.07. | 8
27.07. | 9
27.07. | 10
27.07. | 11
27.07. | 12
27.07. | 13
27.07. | 14
27.07. | 15
27.07. | 16
27.07. | 17
27.07. | 18
27.07. | 19
27.07. | 20
27.07. | 21
27.07. | 22
27.07. | 23
27.07. | 24
28.07. | 1
28.07. | 2
28.07. | 3
28.07. | 4
28.07. | 5
28.07. | 6
28.07. | 7
28.07. | 8
28.07. | 9
28.07. | 10
28.07. | 11
28.07. | 12
28.07. | 13
28.07. | 14
28.07. | 15
28.07. | 16
28.07. | 17
28.07. | 18
28.07. | 19
28.07. | 20
28.07. | 21
28.07. | 22
28.07. | 23
28.07. | 24
29.07. | 1
29.07. | 2
29.07. | 3
29.07. | 4
29.07. | 5
29.07. | 6
29.07. | 7
29.07. | 8
29.07. | 9
29.07. | 10
29.07. | 11
29.07. | 12
29.07. | 13
29.07. | 14
29.07. | 15
29.07. | 16
29.07. | 17
29.07. | 18
29.07. | 19
29.07. | 20
29.07. | 21
29.07. | 22
29.07. | 23
29.07. | 24
30.07. | 1
30.07. | 2
30.07. | 3
30.07. | 4
30.07. | 5
30.07. | 6
30.07. | 7
30.07. | 8
30.07. | 9
30.07. | 10
30.07. | 11
30.07. | 12
30.07. | 13
30.07. | 14
30.07. | 15
30.07. | 16
30.07. | 17
30.07. | 18
30.07. | 19
30.07. | 20
30.07. | 21
30.07. | 22
30.07. | 23
30.07. | 24
31.07. | 1
31.07. | 2
31.07. | 3
31.07. | 4
31.07. | 5
31.07. | 6
31.07. | 7
31.07. | 8
31.07. | 9
31.07. | 10
31.07. | 11
31.07. | 12
31.07. | 13
31.07. | 14
31.07. | 15
31.07. | 16
31.07. | 17
31.07. | 18
31.07. | 19
31.07. | 20
31.07. | 21
31.07. | 22
31.07. | 23
31.07. | 24
01.08. | 1
01.08. | 2
01.08. | 3
01.08. | 4
01.08. | 5
01.08. | 6
01.08. | 7
01.08. | 8
01.08. | 9
01.08. | 10
01.08. | 11
01.08. | 12
01.08. | 13
01.08. | 14
01.08. | 15
01.08. | 16
01.08. | 17
01.08. | 18
01.08. | 19
01.08. | 20
01.08. | 21
01.08. | 22
01.08. | 23
01.08. | 24
02.08. | 1
02.08. | 2
02.08. | 3
02.08. | 4
02.08. | 5
02.08. | 6
02.08. | 7
02.08. | 8
02.08. | 9
02.08. | 10
02.08. | 11
02.08. | 12
02.08. | 13
02.08. | 14
02.08. | 15
02.08. | 16
02.08. | 17
02.08. | 18
02.08. | 19
02.08. | 20
02.08. | 21
02.08. | 22
02.08. | 23
02.08. | 24
03.08. | 1
03.08. | 2
03.08. | 3
03.08. | 4
03.08. | 5
03.08. | 6
03.08. | 7
03.08. | 8
03.08. | 9
03.08. | 10
03.08. | 11
03.08. | 12
03.08. | 13
03.08. | 14
03.08. | 15
03.08. | 16
03.08. | 17
03.08. | 18
03.08. | 19
03.08. | 20
03.08. | 21
03.08. | 22
03.08. | 23
03.08. | 24
04.08. | 1
04.08. | 2
04.08. | 3
04.08. | 4
04.08. | 5
04.08. | 6
04.08. | 7
04.08. | 8
04.08. | 9
04.08. | 10
04.08. | 11
04.08. | 12
04.08. | 13
04.08. | 14
04.08. | 15
04.08. | 16
04.08. | 17
04.08. | 18
04.08. | 19
04.08. | 20
04.08. | 21
04.08. | 22
04.08. | 23
04.08. | 24
05.08. | 1
05.08. | 2
05.08. | 3
05.08. | 4
05.08. | 5
05.08. | 6
05.08. | 7
05.08. | 8
05.08. | 9
05.08. | 10
05.08. | 11
05.08. | 12
05.08. | 13
05.08. | 14
05.08. | 15
05.08. | 16
05.08. | 17
05.08. | 18
05.08. | 19
05.08. | 20
05.08. | 21
05.08. | 22
05.08. | 23
05.08. | 24
06.08. | 1
06.08. | 2
06.08. | 3
06.08. | 4
06.08. | 5
06.08. | 6
06.08. | 7
06.08. | 8
06.08. | 9
06.08. | 10
06.08. | 11
06.08. | 12
06.08. | 13
06.08. | 14
06.08. | 15
06.08. | 16
06.08. | 17
06.08. | 18
06.08. | 19
06.08. | 20
06.08. | 21
06.08. | 22
06.08. | 23
06.08. | 24
07.08. | 1
07.08. | 2
07.08. | 3
07.08. | 4
07.08. | 5
07.08. | 6
07.08. | 7
07.08. | 8
07.08. | 9
07.08. | 10
07.08. | 11
07.08. | 12
07.08. | 13
07.08. | 14
07.08. | 15
07.08. | 16
07.08. | 17
07.08. | 18
07.08. | 19
07.08. | 20
07.08. | 21
07.08. | 22
07.08. | 23
07.08. | 24
08.08. | 1
08.08. | 2
08.08. | 3
08.08. | 4
08.08. | 5
08.08. | 6
08.08. | 7
08.08. | 8
08.08. | 9
08.08. | 10
08.08. | 11
08.08. | 12
08.08. | 13
08.08. | 14
08.08. | 15
08.08. | 16
08.08. | 17
08.08. | 18
08.08. | 19
08.08. | 20
08.08. | 21
08.08. | 22
08.08. | 23
08.08. | 24
09.08. | 1
09.08. | 2
09.08. | 3
09.08. | 4
09.08. | 5
09.08. | 6
09.08. | 7
09.08. | 8
09.08. | 9
09.08. | 10
09.08. | 11
09.08. | 12
09.08. | 13
09.08. | 14
09.08. | 15
09.08. | 16
09.08. | 17
09.08. | 18
09.08. | 19
09.08. | 20
09.08. | 21
09.08. | 22
09.08. | 23
09.08. | 24
10.08. | 1
10.08. | 2
10.08. | 3
10.08. | 4
10.08. | 5
10.08. | 6
10.08. | 7
10.08. | 8
10.08. | 9
10.08. | 10
10.08. | 11
10.08. | 12
10.08. | 13
10.08. | 14
10.08. | 15
10.08. | 16
10.08. | 17
10.08. | 18
10.08. | 19
10.08. | 20
10.08. | 21
10.08. | 22
10.08. | 23
10.08. | 24
11.08. | 1
11.08. | 2
11.08. | 3
11.08. | 4
11.08. | 5
11.08. | 6
11.08. | 7
11.08. | 8
11.08. | 9
11.08. | 10
11.08. | 11
11.08. | 12
11.08. | 13
11.08. | 14
11.08. | 15
11.08. | 16
11.08. | 17
11.08. | 18
11.08. | 19
11.08. | 20
11.08. | 21
11.08. | 22
11.08. | 23
11.08. | 24
12.08. | 1
12.08. | 2
12.08. | 3
12.08. | 4
12.08. | 5
12.08. | 6
12.08. | 7
12.08. | 8
12.08. | 9
12.08. | 10
12.08. | 11
12.08. | 12
12.08. | 13
12.08. | 14
12.08. | 15
12.08. | 16
12.08. | 17
12.08. | 18
12.08. | 19
12.08. | 20
12.08. | 21
12.08. | 22
12.08. | 23
12.08. | 24
13.08. | 1
13.08. | 2
13.08. | 3
13.08. | 4
13.08. | 5
13.08. | 6
13.08. | 7
13.08. | 8
13.08. | 9
13.08. | 10
13.08. | 11
13.08. | 12
13.08. | 13
13.08. | 14
13.08. | 15
13.08. | 16
13.08. | 17
13.08. | 18
13.08. | 19
13.08. | 20
13.08. | 21
13.08. | 22
13.08. | 23
13.08. | 24
14.08. | 1
14.08. | 2
14.08. | 3
14.08. | 4
14.08. | 5
14.08. | 6
14.08. | 7
14.08. | 8
14.08. | 9
14.08. | 10
14.08. | 11
14.08. | 12
14.08. | 13
14.08. | 14
14.08. | 15
14.08. | 16
14.08. | 17
14.08. | 18
14.08. | 19
14.08. | 20
14.08. | 21
14.08. | 22
14.08. | 23
14.08. | 24
15.08. | 1
15.08. | 2
15.08. | 3
15.08. | 4
15.08. | 5
15.08. | 6
15.08. | 7
15.08. | 8
15.08. | 9
15.08. | 10
15.08. | 11
15.08. | 12
15.08. | 13
15.08. | 14
15.08. | 15
15.08. | 16
15.08. | 17
15.08. | 18
15.08. | 19
15.08. | 20
15.08. | 21
15.08. | 22
15.08. | 23
15.08. | 24
16.08. | 1
16.08. | 2
16.08. | 3
16.08. | 4
16.08. | 5
16.08. | 6
16.08. | 7
16.08. | 8
16.08. | 9
16.08. | 10
16.08. | 11
16.08. | 12
16.08. | 13
16.08. | 14
16.08. | 15
16.08. | 16
16.08. | 17
16.08. | 18
16.08. | 19
16.08. | 20
16.08. | 21
16.08. | 22
16.08. | 23
16.08. | 24
17.08. | 1
17.08. | 2
17.08. | 3
17.08. | 4
17.08. | 5
17.08. | 6
17.08. | 7
17.08. | 8
17.08. | 9
17.08. | 10
17.08. | 11
17.08. | 12
17.08. | 13
17.08. | 14
17.08. | 15
17.08. | 16
17.08. | 17
17.08. | 18
17.08. | 19
17.08. | 20
17.08. | 21
17.08. | 22
17.08. | 23
17.08. | 24
18.08. | 1
18.08. | 2
18.08. | 3
18.08. | 4
18.08. | 5
18.08. | 6
18.08. | 7
18.08. | 8
18.08. | 9
18.08. | 10
18.08. | 11
18.08. | 12
18.08. | 13
18.08. | 14
18.08. | 15
18.08. | 16
18.08. | 17
18.08. | 18
18.08. | 19
18.08. | 20
18.08. | 21
18.08. | 22
18.08. | 23
18.08. | 24
19.08. | 1
19.08. | 2
19.08. | 3
19.08. | 4
19.08. | 5
19.08. | 6
19.08. | 7
19.08. | 8
19.08. | 9
19.08. | 10
19.08. | 11
19.08. | 12
19.08. | 13
19.08. | 14
19.08. | 15
19.08. | 16
19.08. | 17
19.08. | 18
19.08. | 19
19.08. | 20
19.08. | 21
19.08. | 22
19.08. | 23
19.08. | 24
20.08. | 1
20.08. | 2
20.08. | 3
20.08. | 4
20.08. | 5
20.08. | 6
20.08. | 7
20.08. | 8
20.08. | 9
20.08. | 10
20.08. | 11
20.08. | 12
20.08. | 13
20.08. | 14
20.08. | 15
20.08. | 16
20.08. | 17
20.08. | 18
20.08. | 19
20.08. | 20
20.08. | 21
20.08. | 22
20.08. | 23
20.08. | 24
21.08. | 1
21.08. | 2
21.08. | 3
21.08. | 4
21.08. | 5
21.08. | 6
21.08. | 7
21.08. | 8
21.08. | 9
21.08. | 10
21.08. | 11
21.08. | 12
21.08. | 13
21.08. | 14
21.08. | 15
21.08. | 16
21.08. | 17
21.08. | 18
21.08. | 19
21.08. | 20
21.08. | 21
21.08. | 22
21.08. | 23
21.08. | 24
22.08. | 1
22.08. | 2
22.08. | 3
22.08. | 4
22.08. | 5
22.08. | 6
22.08. | 7
22.08. | 8
22.08. | 9
22.08. | 10
22.08. | 11
22.08. | 12
22.08. | 13
22.08. | 14
22.08. | 15
22.08. | 16
22.08. | 17
22.08. | 18
22.08. | 19
22.08. | 20
22.08. | 21
22.08. | 22
22.08. | 23
22.08. | 24
23.08. | 1
23.08. | 2
23.08. | 3
23.08. | 4
23.08. | 5
23.08. | 6
23.08. | 7
23.08. | 8
23.08. | 9
23.08. | 10
23.08. | 11
23.08. | 12
23.08. | 13
23.08. | 14
23.08. | 15
23.08. | 16
23.08. | 17
23.08. | 18
23.08. | 19
23.08. | 20
23.08. | 21
23.08. | 22
23.08. | 23
23.08. | 24
24.08. | 1
24.08. | 2
24.08. | 3
24.08. | 4
24.08. | 5
24.08. | 6
24.08. | 7
24.08. | 8
24.08. | 9
24.08. | 10
24.08. | 11
24.08. | 12
24.08. | 13
24.08. | 14
24.08. | 15
24.08. | 16
24.08. | 17
24.08. | 18
24.08. | 19
24.08. | 20
24.08. | 21
24.08. | 22
24.08. | 23
24.08. | 24
25.08. | 1
25.08. | 2
25.08. | 3
25.08. | 4
25.08. | 5
25.08. | 6
25.08. | 7
25.08. | 8
25.08. | 9
25.08. | 10
25.08. | 11
25.08. | 12
25.08. | 13
25.08. | 14
25.08. | 15
25.08. | 16
25.08. | 17
25.08. | 18
25.08. | 19
25.08. | 20
25.08. | 21
25.08. | 22
25.08. | 23
25.08. | 24
26.08. | 1
26.08. | 2
26.08. | 3
26.08. | 4
26.08. | 5
26.08. | 6
26.08. | 7
26.08. | 8
26.08. | 9
26.08. | 10
26.08. | 11
26.08. | 12
26.08. | 13
26.08. | 14
26.08. | 15
26.08. | 16
26.08. | 17
26.08. | 18
26.08. | 19
26.08. | 20
26.08. | 21
26.08. | 22
26.08. | 23
26.08. | 24
27.08. | 1
27.08. | 2
27.08. | 3
27.08. | 4
27.08. | 5
27.08. | 6
27.08. | 7
27.08. | 8
27.08. | 9
27.08. | 10
27.08. | 11
27.08. | 12
27.08. | 13
27.08. | 14
27.08. | 15
27.08. | 16
27.08. | 17
27.08. | 18
27.08. | 19
27.08. | 20
27.08. | 21
27.08. | 22
27.08. | 23
27.08. | 24
28.08. | 1
28.08. | 2
28.08. | 3
28.08. | 4
28.08. | 5
28.08. | 6
28.08. | 7
28.08. | 8
28.08. | 9
28.08. | 10
28.08. | 11
28.08. | 12
28.08. | 13
28.08. | 14
28.08. | 15
28.08. | 16
28.08. | 17
28.08. | 18
28.08. | 19
28.08. | 20
28.08. | 21
28.08. | 22
28.08. | 23
28.08. | 24
29.08. | 1
29.08. | 2
29.08. | 3
29.08. | 4
29.08. | 5
29.08. | 6
29.08. | 7
29.08. | 8
29.08. | 9
29.08. | 10
29.08. | 11
29.08. | 12
29.08. | 13
29.08. | 14
29.08. | 15
29.08. | 16
29.08. | 17
29.08. | 18
29.08. | 19
29.08. | 20
29.08. | 21
29.08. | 22
29.08. | 23
29.08. | 24
30.08. | 1
30.08. | 2
30.08. | 3
30.08. | 4
30.08. | 5
30.08. | 6
30.08. | 7
30.08. | 8
30.08. | 9
30.08. | 10
30.08. | 11
30.08. | 12
30.08. | 13
30.08. | 14
30.08. | 15
30.08. | 16
30.08. | 17
30.08. | 18
30.08. | 19
30.08. | 20
30.08. | 21
30.08. | 22
30.08. | 23
30.08. | 24
31.08. | 1
31.08. | 2
31.08. | 3
31.08. | 4
31.08. | 5
31.08. | 6
31.08. | 7
31.08. | 8
31.08. | 9
31.08. | 10
31.08. | 11
31.08. | 12
31.08. | 13
31.08. | 14
31.08. | 15
31.08. | 16
31.08. | 17
31.08. | 18
31.08. | 19
31.08. | 20
31.08. | 21
31.08. | 22
31.08. | 23
31.08. | 24
01.09. | 1
01.09. | 2
01.09. | 3
01.09. | 4
01.09. | 5
01.09. | 6
01.09. | 7
01.09. | 8
01.09. | 9
01.09. | 10
01.09. | 11
01.09. | 12
01.09. | 13
01.09. | 14
01.09. | 15
01.09. | 16
01.09. | 17
01.09. | 18
01.09. | 19
01.09. | 20
01.09. | 21
01.09. | 22
01.09. | 23
01.09. | 24
02.09. | 1
02.09. | 2
02.09. | 3
02.09. | 4
02.09. | 5
02.09. | 6
02.09. | 7
02.09. | 8
02.09. | 9
02.09. | 10
02.09. | 11
02.09. | 12
02.09. | 13
02.09. | 14
02.09. | 15
02.09. | 16
02.09. | 17
02.09. | 18
02.09. | 19
02.09. | 20
02.09. | 21
02.09. | 22
02.09. | 23
02.09. | 24
03.09. | 1
03.09. | 2
03.09. | 3
03.09. | 4
03.09. | 5
03.09. | 6
03.09. | 7
03.09. | 8
03.09. | 9
03.09. | 10
03.09. | 11
03.09. | 12
03.09. | 13
03.09. | 14
03.09. | 15
03.09. | 16
03.09. | 17
03.09. | 18
03.09. | 19
03.09. | 20
03.09. | 21
03.09. | 22
03.09. | 23
03.09. | 24
04.09. | 1
04.09. | 2
04.09. | 3
04.09. | 4
04.09. | 5
04.09. | 6
04.09. | 7
04.09. | 8
04.09. | 9
04.09. | 10
04.09. | 11
04.09. | 12
04.09. | 13
04.09. | 14
04.09. | 15
04.09. | 16
04.09. | 17
04.09. | 18
04.09. | 19
04.09. | 20
04.09. | 21
04.09. | 22
04.09. | 23
04.09. | 24
05.09. | 1
05.09. | 2
05.09. | 3
05.09. | 4
05.09. | 5
05.09. | 6
05.09. | 7
05.09. | 8
05.09. | 9
05.09. | 10
05.09. | 11
05.09. | 12
05.09. | 13
05.09. | 14
05.09. | 15
05.09. | 16
05.09. | 17
05.09. | 18
05.09. | 19
05.09. | 20
05.09. | 21
05.09. | 22
05.09. | 23
05.09. | 24
06.09. | 1
06.09. | 2
06.09. | 3
06.09. | 4
06.09. | 5
06.09. | 6
06.09. | 7
06.09. | 8
06.09. | 9
06.09. | 10
06.09. | 11
06.09. | 12
06.09. | 13
06.09. | 14
06.09. | 15
06.09. | 16
06.09. | 17
06.09. | 18
06.09. | 19
06.09. | 20
06.09. | 21
06.09. | 22
06.09. | 23
06.09. | 24
07.09. | 1
07.09. | 2
07.09. | 3
07.09. | 4
07.09. | 5
07.09. | 6
07.09. | 7
07.09. | 8
07.09. | 9
07.09. | 10
07.09. | 11
07.09. | 12
07.09. | 13
07.09. | 14
07.09. | 15
07.09. | 16
07.09. | 17
07.09. | 18
07.09. | 19
07.09. | 20
07.09. | 21
07.09. | 22
07.09. | 23
07.09. | 24
08.09. | 1
08.09. | 2
08.09. | 3
08.09. | 4
08.09. | 5
08.09. | 6
08.09. | 7
08.09. | 8
08.09. | 9
08.09. | 10
08.09. | 11
08.09. | 12
08.09. | 13
08.09. | 14
08.09. | 15
08.09. | 16
08.09. | 17
08.09. | 18
08.09. | 19
08.09. | 20
08.09. | 21
08.09. | 22
08.09. | 23
08.09. | 24
09.09. | 1
09.09. | 2
09.09. | 3
09.09. | 4
09.09. | 5
09.09. | 6
09.09. | 7
09.09. | 8
09.09. | 9
09.09. | 10
09.09. | 11
09.09. | 12
09.09. | 13
09.09. | 14
09.09. | 15
09.09. | 16
09.09. | 17
09.09. | 18
09.09. | 19
09.09. | 20
09.09. | 21
09.09. | 22
09.09. | 23
09.09. | 24
10.09. | 1
10.09. | 2
10.09. | 3
10.09. | 4
10.09. | 5
10.09. | 6
10.09. | 7
10.09. | 8
10.09. | 9
10.09. | 10
10.09. | 11
10.09. | 12
10.09. | 13
10.09. | 14
10.09. | 15
10.09. | 16
10.09. | 17
10.09. | 18
10.09. | 19
10.09. | 20
10.09. | 21
10.09. | 22
10.09. | 23
10.09. | 24
11.09. | 1
11.09. | 2
11.09. | 3
11.09. | 4
11.09. | 5
11.09. | 6
11.09. | 7
11.09. | 8
11.09. | 9
11.09. | 10
11.09. | 11
11.09. | 12
11.09. | 13
11.09. | 14
11.09. | 15
11.09. | 16
11.09. | 17
11.09. | 18
11.09. | 19
11.09. | 20
11.09. | 21
11.09. | 22
11.09. | 23
11.09. | 24
12.09. | 1
12.09. | 2
12.09. | 3
12.09. | 4
12.09. | 5
12.09. | 6
12.09. | 7
12.09. | 8
12.09. | 9
12.09. | 10
12.09. | 11
12.09. | 12
12.09. | 13
12.09. | 14
12.09. | 15
12.09. | 16
12.09. | 17
12.09. | 18
12.09. | 19
12.09. | 20
12.09. | 21
12.09. | 22
12.09. | 23
12.09. | 24
13.09. | 1
13.09. | 2
13.09. | 3
13.09. | 4
13.09. | 5
13.09. | 6
13.09. | 7
13.09. | 8
13.09. | 9
13.09. | 10
13.09. | 11
13.09. | 12
13.09. | 13
13.09. | 14
13.09. | 15
13.09. | 16
13.09. | 17
13.09. | 18
13.09. | 19
13.09. | 20
13.09. | 21
13.09. | 22
13.09. | 23
13.09. | 24
14.09. | 1
14.09. | 2
14.09. | 3
14.09. | 4
14.09. | 5
14.09. | 6
14.09. | 7
14.09. | 8
14.09. | 9
14.09. | 10
14.09. | 11
14.09. | 12
14.09. | 13
14.09. | 14
14.09. | 15
14.09. | 16
14.09. | 17
14.09. | 18
14.09. | 19
14.09. | 20
14.09. | 21
14.09. | 22
14.09. | 23
14.09. | 24
15.09. | 1
15.09. | 2
15.09. | 3
15.09. | 4
15.09. | 5
15.09. | 6
15.09. | 7
15.09. | 8
15.09. | 9
15.09. | 10
15.09. | 11
15.09. | 12
15.09. | 13
15.09. | 14
15.09. | 15
15.09. | 16
15.09. | 17
15.09. | 18
15.09. | 19
15.09. | 20
15.09. | 21
15.09. | 22
15.09. | 23
15.09. | 24
16.09. | 1
16.09. | 2
16.09. | 3
16.09. | 4
16.09. | 5
16.09. | 6
16.09. | 7
16.09. | 8
16.09. | 9
16.09. | 10
16.09. | 11
16.09. | 12
16.09. | 13
16.09. | 14
16.09. | 15
16.09. | 16
16.09. | 17
16.09. | 18
16.09. | 19
16.09. | 20
16.09. | 21
16.09. | 22
16.09. | 23
16.09. | 24
17.09. | 1
17.09. | 2
17.09. | 3
17.09. | 4
17.09. | 5
17.09. | 6
17.09. | 7
17.09. | 8
17.09. | 9
17.09. | 10
17.09. | 11
17.09. | 12
17.09. | 13
17.09. | 14
17.09. | 15
17.09. | 16
17.09. | 17
17.09. | 18
17.09. | 19
17.09. | 20
17.09. | 21
17.09. | 22
17.09. | 23
17.09. | 24
18.09. | 1
18.09. | 2
18.09. | 3
18.09. | 4
18.09. | 5
18.09. | 6
18.09. | 7
18.09. | 8
18.09. | 9
18.09. | 10
18.09. | 11
18.09. | 12
18.09. | 13
18.09. | 14
18.09. | 15
18.09. | 16
18.09. | 17
18.09. | 18
18.09. | 19
18.09. | 20
18.09. | 21
18.09. | 22
18.09. | 23
18.09. | 24
19.09. | 1
19.09. | 2
19.09. | 3
19.09. | 4
19.09. | 5
19.09. | 6
19.09. | 7
19.09. | 8
19.09. | 9
19.09. | 10
19.09. | 11
19.09. | 12
19.09. | 13
19.09. | 14
19.09. | 15
19.09. | 16
19.09. | 17
19.09. | 18
19.09. | 19
19.09. | 20
19.09. | 21
19.09. | 22
19.09. | 23
19.09. | 24
20.09. | 1
20.09. | 2
20.09. | 3
20.09. | 4
20.09. | 5
20.09. | 6
20.09. | 7
20.09. | 8
20.09. | 9
20.09. | 10
20.09. | 11
20.09. | 12
20.09. | 13
20.09. | 14
20.09. | 15
20.09. | 16
20.09. | 17
20.09. | 18
20.09. | 19
20.09. | 20
20.09. | 21
20.09. | 22
20.09. | 23
20.09. | 24
21.09. | 1
21.09. | 2
21.09. | 3
21.09. | 4
21.09. | 5
21.09. | 6
21.09. | 7
21.09. | 8
21.09. | 9
21.09. | 10
21.09. | 11
21.09. | 12
21.09. | 13
21.09. | 14
21.09. | 15
21.09. | 16
21.09. | 17
21.09. | 18
21.09. | 19
21.09. | 20
21.09. | 21
21.09. | 22
21.09. | 23
21.09. | 24
22.09. | 1
22.09. | 2
22.09. | 3
22.09. | 4
22.09. | 5
22.09. | 6
22.09. | 7
22.09. | 8
22.09. | 9
22.09. | 10
22.09. | 11
22.09. | 12
22.09. | 13
22.09. | 14
22.09. | 15
22.09. | 16
22.09. | 17
22.09. | 18
22.09. | 19
22.09. | 20
22.09. | 21
22.09. | 22
22.09. | 23
22.09. | 24
23.09. | 1
23.09. | 2
23.09. | 3
23.09. | 4
23.09. | 5
23.09. | 6
23.09. | 7
23.09. | 8
23.09. | 9
23.09. | 10
23.09. | 11
23.09. | 12
23.09. | 13
23.09. | 14
23.09. | 15
23.09. | 16
23.09. | 17
23.09. | 18
23.09. | 19
23.09. | 20
23.09. | 21
23.09. | 22
23.09. | 23
23.09. | 24
24.09. | 1
24.09. | 2
24.09. | 3
24.09. | 4
24.09. | 5
24.09. | 6
24.09. | 7
24.09. | 8
24.09. | 9
24.09. | 10
24.09. | 11
24.09. | 12
24.09. | 13
24.09. | 14
24.09. | 15
24.09. | 16
24.09. | 17
24.09. | 18
24.09. | 19
24.09. | 20
24.09. | 21
24.09. | 22
24.09. | 23
24.09. | 24
25.09. | 1
25.09. | 2
25.09. | 3
25.09. | 4
25.09. | 5
25.09. | 6
25.09. | 7
25.09. | 8
25.09. | 9
25.09. | 10
25.09. | 11
25.09. | 12
25.09. | 13
25.09. | 14
25.09. | 15
25.09. | 16
25.09. | 17
25.09. | 18
25.09. | 19
25.09. | 20
25.09. | 21
25.09. | 22
25.09. | 23
25.09. | 24
26.09. | 1
26.09. | 2
26.09. | 3
26.09. | 4
26.09. | 5
26.09. | 6
26.09. | 7
26.09. | 8
26.09. | 9
26.09. | 10
26.09. | 11
26.09. | 12
26.09. | 13
26.09. | 14
26.09. | 15
26.09. | 16
26.09. | 17
26.09. | 18
26.09. | 19
26.09. | 20
26.09. | 21
26.09. | 22
26.09. | 23
26.09. | 24
27.09. | 1
27.09. | 2
27.09. | 3
27.09. | 4
27.09. | 5
27.09. | 6
27.09. | 7
27.09. | 8
27.09. | 9
27.09. | 10
27.09. | 11
27.09. | 12
27.09. | 13
27.09. | 14
27.09. | 15
27.09. | 16
27.09. | 17
27.09. | 18
27.09. | 19
27.09. | 20
27.09. | 21
27.09. | 22
27.09. | 23
27.09. | 24
28.09. | 1
28.09. | 2
28.09. | 3
28.09. | 4
28.09. | 5
28.09. | 6
28.09. | 7
28.09. | 8
28.09. | 9
28.09. | 10
28.09. | 11
28.09. | 12
28.09. | 13
28.09. | 14
28.09. | 15
28.09. | 16
28.09. | 17
28.09. | 18
28.09. | 19
28.09. | 20
28.09. | 21
28.09. | 22
28.09. | 23
28.09. | 24
29.09. | 1
29.09. | 2
29.09. | 3
29.09. | 4
29.09. | 5
29.09. | 6
29.09. | 7
29.09. | 8
29.09. | 9
29.09. | 10
29.09. | 11
29.09. | 12
29.09. | 13
29.09. | 14
29.09. | 15
29.09. | 16
29.09. | 17
29.09. | 18
29.09. | 19
29.09. | 20
29.09. | 21
29.09. | 22
29.09. | 23
29.09. | 24
30.09. | 1
30.09. | 2
30.09. | 3
30.09. | 4
30.09. | 5
30.09. | 6
30.09. | 7
30.09. | 8
30.09. | 9
30.09. | 10
30.09. | 11
30.09. | 12
30.09. | 13
30.09. | 14
30.09. | 15
30.09. | 16
30.09. | 17
30.09. | 18
30.09. | 19
30.09. | 20
30.09. | 21
30.09. | 22
30.09. | 23
30.09. | 24
01.10. | 1
01.10. | 2
01.10. | 3
01.10. | 4
01.10. | 5
01.10. | 6
01.10. | 7
01.10. | 8
01.10. | 9
01.10. | 10
01.10. | 11
01.10. | 12
01.10. | 13
01.10. | 14
01.10. | 15
01.10. | 16
01.10. | 17
01.10. | 18
01.10. | 19
01.10. | 20
01.10. | 21
01.10. | 22
01.10. | 23
01.10. | 24
02.10. | 1
02.10. | 2
02.10. | 3
02.10. | 4
02.10. | 5
02.10. | 6
02.10. | 7
02.10. | 8
02.10. | 9
02.10. | 10
02.10. | 11
02.10. | 12
02.10. | 13
02.10. | 14
02.10. | 15
02.10. | 16
02.10. | 17
02.10. | 18
02.10. | 19
02.10. | 20
02.10. | 21
02.10. | 22
02.10. | 23
02.10. | 24
03.10. | 1
03.10. | 2
03.10. | 3
03.10. | 4
03.10. | 5
03.10. | 6
03.10. | 7
03.10. | 8
03.10. | 9
03.10. | 10
03.10. | 11
03.10. | 12
03.10. | 13
03.10. | 14
03.10. | 15
03.10. | 16
03.10. | 17
03.10. | 18
03.10. | 19
03.10. | 20
03.10. | 21
03.10. | 22
03.10. | 23
03.10. | 24
04.10. | 1
04.10. | 2
04.10. | 3
04.10. | 4
04.10. | 5
04.10. | 6
04.10. | 7
04.10. | 8
04.10. | 9
04.10. | 10
04.10. | 11
04.10. | 12
04.10. | 13
04.10. | 14
04.10. | 15
04.10. | 16
04.10. | 17
04.10. | 18
04.10. | 19
04.10. | 20
04.10. | 21
04.10. | 22
04.10. | 23
04.10. | 24
05.10. | 1
05.10. | 2
05.10. | 3
05.10. | 4
05.10. | 5
05.10. | 6
05.10. | 7
05.10. | 8
05.10. | 9
05.10. | 10
05.10. | 11
05.10. | 12
05.10. | 13
05.10. | 14
05.10. | 15
05.10. | 16
05.10. | 17
05.10. | 18
05.10. | 19
05.10. | 20
05.10. | 21
05.10. | 22
05.10. | 23
05.10. | 24
06.10. | 1
06.10. | 2
06.10. | 3
06.10. | 4
06.10. | 5
06.10. | 6
06.10. | 7
06.10. | 8
06.10. | 9
06.10. | 10
06.10. | 11
06.10. | 12
06.10. | 13
06.10. | 14
06.10. | 15
06.10. | 16
06.10. | 17
06.10. | 18
06.10. | 19
06.10. | 20
06.10. | 21
06.10. | 22
06.10. | 23
06.10. | 24
07.10. | 1
07.10. | 2
07.10. | 3
07.10. | 4
07.10. | 5
07.10. | 6
07.10. | 7
07.10. | 8
07.10. | 9
07.10. | 10
07.10. | 11
07.10. | 12
07.10. | 13
07.10. | 14
07.10. | 15
07.10. | 16
07.10. | 17
07.10. | 18
07.10. | 19
07.10. | 20
07.10. | 21
07.10. | 22
07.10. | 23
07.10. | 24
08.10. | 1
08.10. | 2
08.10. | 3
08.10. | 4
08.10. | 5
08.10. | 6
08.10. | 7
08.10. | 8
08.10. | 9
08.10. | 10
08.10. | 11
08.10. | 12
08.10. | 13
08.10. | 14
08.10. | 15
08.10. | 16
08.10. | 17
08.10. | 18
08.10. | 19
08.10. | 20
08.10. | 21
08.10. | 22
08.10. | 23
08.10. | 24
09.10. | 1
09.10. | 2
09.10. | 3
09.10. | 4
09.10. | 5
09.10. | 6
09.10. | 7
09.10. | 8
09.10. | 9
09.10. | 10
09.10. | 11
09.10. | 12
09.10. | 13
09.10. | 14
09.10. | 15
09.10. | 16
09.10. | 17
09.10. | 18
09.10. | 19
09.10. | 20
09.10. | 21
09.10. | 22
09.10. | 23
09.10. | 24
10.10. | 1
10.10. | 2
10.10. | 3
10.10. | 4
10.10. | 5
10.10. | 6
10.10. | 7
10.10. | 8
10.10. | 9
10.10. | 10
10.10. | 11
10.10. | 12
10.10. | 13
10.10. | 14
10.10. | 15
10.10. | 16
10.10. | 17
10.10. | 18
10.10. | 19
10.10. | 20
10.10. | 21
10.10. | 22
10.10. | 23
10.10. | 24
11.10. | 1
11.10. | 2
11.10. | 3
11.10. | 4
11.10. | 5
11.10. | 6
11.10. | 7
11.10. | 8
11.10. | 9
11.10. | 10
11.10. | 11
11.10. | 12
11.10. | 13
11.10. | 14
11.10. | 15
11.10. | 16
11.10. | 17
11.10. | 18
11.10. | 19
11.10. | 20
11.10. | 21
11.10. | 22
11.10. | 23
11.10. | 24
12.10. | 1
12.10. | 2
12.10. | 3
12.10. | 4
12.10. | 5
12.10. | 6
12.10. | 7
12.10. | 8
12.10. | 9
12.10. | 10
12.10. | 11
12.10. | 12
12.10. | 13
12.10. | 14
12.10. | 15
12.10. | 16
12.10. | 17
12.10. | 18
12.10. | 19
12.10. | 20
12.10. | 21
12.10. | 22
12.10. | 23
12.10. | 24
13.10. | 1
13.10. | 2
13.10. | 3
13.10. | 4
13.10. | 5
13.10. | 6
13.10. | 7
13.10. | 8
13.10. | 9
13.10. | 10
13.10. | 11
13.10. | 12
13.10. | 13
13.10. | 14
13.10. | 15
13.10. | 16
13.10. | 17
13.10. | 18
13.10. | 19
13.10. | 20
13.10. | 21
13.10. | 22
13.10. | 23
13.10. | 24
14.10. | 1
14.10. | 2
14.10. | 3
14.10. | 4
14.10. | 5
14.10. | 6
14.10. | 7
14.10. | 8
14.10. | 9
14.10. | 10
14.10. | 11
14.10. | 12
14.10. | 13
14.10. | 14
14.10. | 15
14.10. | 16
14.10. | 17
14.10. | 18
14.10. | 19
14.10. | 20
14.10. | 21
14.10. | 22
14.10. | 23
14.10. | 24
15.10. | 1
15.10. | 2
15.10. | 3
15.10. | 4
15.10. | 5
15.10. | 6
15.10. | 7
15.10. | 8
15.10. | 9
15.10. | 10
15.10. | 11
15.10. | 12
15.10. | 13
15.10. | 14
15.10. | 15
15.10. | 16
15.10. | 17
15.10. | 18
15.10. | 19
15.10. | 20
15.10. | 21
15.10. | 22
15.10. | 23
15.10. | 24
16.10. | 1
16.10. | 2
16.10. | 3
16.10. | 4
16.10. | 5
16.10. | 6
16.10. | 7
16.10. | 8
16.10. | 9
16.10. | 10
16.10. | 11
16.10. | 12
16.10. | 13
16.10. | 14
16.10. | 15
16.10. | 16
16.10. | 17
16.10. | 18
16.10. | 19
16.10. | 20
16.10. | 21
16.10. | 22
16.10. | 23
16.10. | 24
17.10. | 1
17.10. | 2
17.10. | 3
17.10. | 4
17.10. | 5
17.10. | 6
17.10. | 7
17.10. | 8
17.10. | 9
17.10. | 10
17.10. | 11
17.10. | 12
17.10. | 13
17.10. | 14
17.10. | 15
17.10. | 16
17.10. | 17
17.10. | 18
17.10. | 19
17.10. | 20
17.10. | 21
17.10. | 22
17.10. | 23
17.10. | 24
18.10. | 1
18.10. | 2
18.10. | 3
18.10. | 4
18.10. | 5
18.10. | 6
18.10. | 7
18.10. | 8
18.10. | 9
18.10. | 10
18.10. | 11
18.10. | 12
18.10. | 13
18.10. | 14
18.10. | 15
18.10. | 16
18.10. | 17
18.10. | 18
18.10. | 19
18.10. | 20
18.10. | 21
18.10. | 22
18.10. | 23
18.10. | 24
19.10. | 1
19.10. | 2
19.10. | 3
19.10. | 4
19.10. | 5
19.10. | 6
19.10. | 7
19.10. | 8
19.10. | 9
19.10. | 10
19.10. | 11
19.10. | 12
19.10. | 13
19.10. | 14
19.10. | 15
19.10. | 16
19.10. | 17
19.10. | 18
19.10. | 19
19.10. | 20
19.10. | 21
19.10. | 22
19.10. | 23
19.10. | 24
20.10. | 1
20.10. | 2
20.10. | 3
20.10. | 4
20.10. | 5
20.10. | 6
20.10. | 7
20.10. | 8
20.10. | 9
20.10. | 10
20.10. | 11
20.10. | 12
20.10. | 13
20.10. | 14
20.10. | 15
20.10. | 16
20.10. | 17
20.10. | 18
20.10. | 19
20.10. | 20
20.10. | 21
20.10. | 22
20.10. | 23
20.10. | 24
21.10. | 1
21.10. | 2
21.10. | 3
21.10. | 4
21.10. | 5
21.10. | 6
21.10. | 7
21.10. | 8
21.10. | 9
21.10. | 10
21.10. | 11
21.10. | 12
21.10. | 13
21.10. | 14
21.10. | 15
21.10. | 16
21.10. | 17
21.10. | 18
21.10. | 19
21.10. | 20
21.10. | 21
21.10. | 22
21.10. | 23
21.10. | 24
22.10. | 1
22.10. | 2
22.10. | 3
22.10. | 4
22.10. | 5
22.10. | 6
22.10. | 7
22.10. | 8
22.10. | 9
22.10. | 10
22.10. | 11
22.10. | 12
22.10. | 13
22.10. | 14
22.10. | 15
22.10. | 16
22.10. | 17
22.10. | 18
22.10. | 19
22.10. | 20
22.10. | 21
22.10. | 22
22.10. | 23
22.10. | 24
23.10. | 1
23.10. | 2
23.10. | 3
23.10. | 4
23.10. | 5
23.10. | 6
23.10. | 7
23.10. | 8
23.10. | 9
23.10. | 10
23.10. | 11
23.10. | 12
23.10. | 13
23.10. | 14
23.10. | 15
23.10. | 16
23.10. | 17
23.10. | 18
23.10. | 19
23.10. | 20
23.10. | 21
23.10. | 22
23.10. | 23
23.10. | 24
24.10. | 1
24.10. | 2
24.10. | 3
24.10. | 4
24.10. | 5
24.10. | 6
24.10. | 7
24.10. | 8
24.10. | 9
24.10. | 10
24.10. | 11
24.10. | 12
24.10. | 13
24.10. | 14
24.10. | 15
24.10. | 16
24.10. | 17
24.10. | 18
24.10. | 19
24.10. | 20
24.10. | 21
24.10. | 22
24.10. | 23
24.10. | 24
25.10. | 1
25.10. | 2
25.10. | 3
25.10. | 4
25.10. | 5
25.10. | 6
25.10. | 7
25.10. | 8
25.10. | 9
25.10. | 10
25.10. | 11
25.10. | 12
25.10. | 13
25.10. | 14
25.10. | 15
25.10. | 16
25.10. | 17
25.10. | 18
25.10. | 19
25.10. | 20
25.10. | 21
25.10. | 22
25.10. | 23
25.10. | 24
26.10. | 1
26.10. | 2
26.10. | 3
26.10. | 4
26.10. | 5
26.10. | 6
26.10. | 7
26.10. | 8
26.10. | 9
26.10. | 10
26.10. | 11
26.10. | 12
26.10. | 13
26.10. | 14
26.10. | 15
26.10. | 16
26.10. | 17
26.10. | 18
26.10. | 19
26.10. | 20
26.10. | 21
26.10. | 22
26.10. | 23
26.10. | 24
27.10. | 1
27.10. | 2
27.10. | 3
27.10. | 4
27.10. | 5
27.10. | 6
27.10. | 7
27.10. | 8
27.10. | 9
27.10. | 10
27.10. | 11
27.10. | 12
27.10. | 13
27.10. | 14
27.10. | 15
27.10. | 16
27.10. | 17
27.10. | 18
27.10. | 19
27.10. | 20
27.10. | 21
27.10. | 22
27.10. | 23
27.10. | 24
28.10. | 1
28.10. | 2
28.10. | 3
28.10. | 4
28.10. | 5
28.10. | 6
28.10. | 7
28.10. | 8
28.10. | 9
28.10. | 10
28.10. | 11
28.10. | 12
28.10. | 13
28.10. | 14
28.10. | 15
28.10. | 16
28.10. | 17
28.10. | 18
28.10. | 19
28.10. | 20
28.10. | 21
28.10. | 22
28.10. | 23
28.10. | 24
29.10. | 1
29.10. | 2
29.10. | 3
29.10. | 4
29.10. | 5
29.10. | 6
29.10. | 7
29.10. | 8
29.10. | 9
29.10. | 10
29.10. | 11
29.10. | 12
29.10. | 13
29.10. | 14
29.10. | 15
29.10. | 16
29.10. | 17
29.10. | 18
29.10. | 19
29.10. | 20
29.10. | 21
29.10. | 22
29.10. | 23
29.10. | 24
30.10. | 1
30.10. | 2
30.10. | 3
30.10. | 4
30.10. | 5
30.10. | 6
30.10. | 7
30.10. | 8
30.10. | 9
30.10. | 10
30.10. | 11
30.10. | 12
30.10. | 13
30.10. | 14
30.10. | 15
30.10. | 16
30.10. | 17
30.10. | 18
30.10. | 19
30.10. | 20
30.10. | 21
30.10. | 22
30.10. | 23
30.10. | 24
31.10. | 1
31.10. | 2
31.10. | 3
31.10. | 4
31.10. | 5
31.10. | 6
31.10. | 7
31.10. | 8
31.10. | 9
31.10. | 10
31.10. | 11
31.10. | 12
31.10. | 13
31.10. | 14
31.10. | 15
31.10. | 16
31.10. | 17
31.10. | 18
31.10. | 19
31.10. | 20
31.10. | 21
31.10. | 22
31.10. | 23
31.10. | 24
01.11. | 1
01.11. | 2
01.11. | 3
01.11. | 4
01.11. | 5
01.11. | 6
01.11. | 7
01.11. | 8
01.11. | 9
01.11. | 10
01.11. | 11
01.11. | 12
01.11. | 13
01.11. | 14
01.11. | 15
01.11. | 16
01.11. | 17
01.11. | 18
01.11. | 19
01.11. | 20
01.11. | 21
01.11. | 22
01.11. | 23
01.11. | 24
02.11. | 1
02.11. | 2
02.11. | 3
02.11. | 4
02.11. | 5
02.11. | 6
02.11. | 7
02.11. | 8
02.11. | 9
02.11. | 10
02.11. | 11
02.11. | 12
02.11. | 13
02.11. | 14
02.11. | 15
02.11. | 16
02.11. | 17
02.11. | 18
02.11. | 19
02.11. | 20
02.11. | 21
02.11. | 22
02.11. | 23
02.11. | 24
03.11. | 1
03.11. | 2
03.11. | 3
03.11. | 4
03.11. | 5
03.11. | 6
03.11. | 7
03.11. | 8
03.11. | 9
03.11. | 10
03.11. | 11
03.11. | 12
03.11. | 13
03.11. | 14
03.11. | 15
03.11. | 16
03.11. | 17
03.11. | 18
03.11. | 19
03.11. | 20
03.11. | 21
03.11. | 22
03.11. | 23
03.11. | 24
04.11. | 1
04.11. | 2
04.11. | 3
04.11. | 4
04.11. | 5
04.11. | 6
04.11. | 7
04.11. | 8
04.11. | 9
04.11. | 10
04.11. | 11
04.11. | 12
04.11. | 13
04.11. | 14
04.11. | 15
04.11. | 16
04.11. | 17
04.11. | 18
04.11. | 19
04.11. | 20
04.11. | 21
04.11. | 22
04.11. | 23
04.11. | 24
05.11. | 1
05.11. | 2
05.11. | 3
05.11. | 4
05.11. | 5
05.11. | 6
05.11. | 7
05.11. | 8
05.11. | 9
05.11. | 10
05.11. | 11
05.11. | 12
05.11. | 13
05.11. | 14
05.11. | 15
05.11. | 16
05.11. | 17
05.11. | 18
05.11. | 19
05.11. | 20
05.11. | 21
05.11. | 22
05.11. | 23
05.11. | 24
06.11. | 1
06.11. | 2
06.11. | 3
06.11. | 4
06.11. | 5
06.11. | 6
06.11. | 7
06.11. | 8
06.11. | 9
06.11. | 10
06.11. | 11
06.11. | 12
06.11. | 13
06.11. | 14
06.11. | 15
06.11. | 16
06.11. | 17
06.11. | 18
06.11. | 19
06.11. | 20
06.11. | 21
06.11. | 22
06.11. | 23
06.11. | 24
07.11. | 1
07.11. | 2
07.11. | 3
07.11. | 4
07.11. | 5
07.11. | 6
07.11. | 7
07.11. | 8
07.11. | 9
07.11. | 10
07.11. | 11
07.11. | 12
07.11. | 13
07.11. | 14
07.11. | 15
07.11. | 16
07.11. | 17
07.11. | 18
07.11. | 19
07.11. | 20
07.11. | 21
07.11. | 22
07.11. | 23
07.11. | 24
08.11. | 1
08.11. | 2
08.11. | 3
08.11. | 4
08.11. | 5
08.11. | 6
08.11. | 7
08.11. | 8
08.11. | 9
08.11. | 10
08.11. | 11
08.11. | 12
08.11. | 13
08.11. | 14
08.11. | 15
08.11. | 16
08.11. | 17
08.11. | 18
08.11. | 19
08.11. | 20
08.11. | 21
08.11. | 22
08.11. | 23
08.11. | 24
09.11. | 1
09.11. | 2
09.11. | 3
09.11. | 4
09.11. | 5
09.11. | 6
09.11. | 7
09.11. | 8
09.11. | 9
09.11. | 10
09.11. | 11
09.11. | 12
09.11. | 13
09.11. | 14
09.11. | 15
09.11. | 16
09.11. | 17
09.11. | 18
09.11. | 19
09.11. | 20
09.11. | 21
09.11. | 22
09.11. | 23
09.11. | 24
10.11. | 1
10.11. | 2
10.11. | 3
10.11. | 4
10.11. | 5
10.11. | 6
10.11. | 7
10.11. | 8
10.11. | 9
10.11. | 10
10.11. | 11
10.11. | 12
10.11. | 13
10.11. | 14
10.11. | 15
10.11. | 16
10.11. | 17
10.11. | 18
10.11. | 19
10.11. | 20
10.11. | 21
10.11. | 22
10.11. | 23
10.11. | 24
11.11. | 1
11.11. | 2
11.11. | 3
11.11. | 4
11.11. | 5
11.11. | 6
11.11. | 7
11.11. | 8
11.11. | 9
11.11. | 10
11.11. | 11
11.11. | 12
11.11. | 13
11.11. | 14
11.11. | 15
11.11. | 16
11.11. | 17
11.11. | 18
11.11. | 19
11.11. | 20
11.11. | 21
11.11. | 22
11.11. | 23
11.11. | 24
12.11. | 1
12.11. | 2
12.11. | 3
12.11. | 4
12.11. | 5
12.11. | 6
12.11. | 7
12.11. | 8
12.11. | 9
12.11. | 10
12.11. | 11
12.11. | 12
12.11. | 13
12.11. | 14
12.11. | 15
12.11. | 16
12.11. | 17
12.11. | 18
12.11. | 19
12.11. | 20
12.11. | 21
12.11. | 22
12.11. | 23
12.11. | 24
13.11. | 1
13.11. | 2
13.11. | 3
13.11. | 4
13.11. | 5
13.11. | 6
13.11. | 7
13.11. | 8
13.11. | 9
13.11. | 10
13.11. | 11
13.11. | 12
13.11. | 13
13.11. | 14
13.11. | 15
13.11. | 16
13.11. | 17
13.11. | 18
13.11. | 19
13.11. | 20
13.11. | 21
13.11. | 22
13.11. | 23
13.11. | 24
14.11. | 1
14.11. | 2
14.11. | 3
14.11. | 4
14.11. | 5
14.11. | 6
14.11. | 7
14.11. | 8
14.11. | 9
14.11. | 10
14.11. | 11
14.11. | 12
14.11. | 13
14.11. | 14
14.11. | 15
14.11. | 16
14.11. | 17
14.11. | 18
14.11. | 19
14.11. | 20
14.11. | 21
14.11. | 22
14.11. | 23
14.11. | 24
15.11. | 1
15.11. | 2
15.11. | 3
15.11. | 4
15.11. | 5
15.11. | 6
15.11. | 7
15.11. | 8
15.11. | 9
15.11. | 10
15.11. | 11
15.11. | 12
15.11. | 13
15.11. | 14
15.11. | 15
15.11. | 16
15.11. | 17
15.11. | 18
15.11. | 19
15.11. | 20
15.11. | 21
15.11. | 22
15.11. | 23
15.11. | 24
16.11. | 1
16.11. | 2
16.11. | 3
16.11. | 4
16.11. | 5
16.11. | 6
16.11. | 7
16.11. | 8
16.11. | 9
16.11. | 10
16.11. | 11
16.11. | 12
16.11. | 13
16.11. | 14
16.11. | 15
16.11. | 16
16.11. | 17
16.11. | 18
16.11. | 19
16.11. | 20
16.11. | 21
16.11. | 22
16.11. | 23
16.11. | 24
17.11. | 1
17.11. | 2
17.11. | 3
17.11. | 4
17.11. | 5
17.11. | 6
17.11. | 7
17.11. | 8
17.11. | 9
17.11. | 10
17.11. | 11
17.11. | 12
17.11. | 13
17.11. | 14
17.11. | 15
17.11. | 16
17.11. | 17
17.11. | 18
17.11. | 19
17.11. | 20
17.11. | 21
17.11. | 22
17.11. | 23
17.11. | 24
18.11. | 1
18.11. | 2
18.11. | 3
18.11. | 4
18.11. | 5
18.11. | 6
18.11. | 7
18.11. | 8
18.11. | 9
18.11. | 10
18.11. | 11
18.11. | 12
18.11. | 13
18.11. | 14
18.11. | 15
18.11. | 16
18.11. | 17
18.11. | 18
18.11. | 19
18.11. | 20
18.11. | 21
18.11. | 22
18.11. | 23
18.11. | 24
19.11. | 1
19.11. | 2
19.11. | 3
19.11. | 4
19.11. | 5
19.11. | 6
19.11. | 7
19.11. | 8
19.11. | 9
19.11. | 10
19.11. | 11
19.11. | 12
19.11. | 13
19.11. | 14
19.11. | 15
19.11. | 16
19.11. | 17
19.11. | 18
19.11. | 19
19.11. | 20
19.11. | 21
19.11. | 22
19.11. | 23
19.11. | 24
20.11. | 1
20.11. | 2
20.11. | 3
20.11. | 4
20.11. | 5
20.11. | 6
20.11. | 7
20.11. | 8
20.11. | 9
20.11. | 10
20.11. | 11
20.11. | 12
20.11. | 13
20.11. | 14
20.11. | 15
20.11. | 16
20.11. | 17
20.11. | 18
20.11. | 19
20.11. | 20
20.11. | 21
20.11. | 22
20.11. | 23
20.11. | 24
21.11. | 1
21.11. | 2
21.11. | 3
21.11. | 4
21.11. | 5
21.11. | 6
21.11. | 7
21.11. | 8
21.11. | 9
21.11. | 10
21.11. | 11
21.11. | 12
21.11. | 13
21.11. | 14
21.11. | 15
21.11. | 16
21.11. | 17
21.11. | 18
21.11. | 19
21.11. | 20
21.11. | 21
21.11. | 22
21.11. | 23
21.11. | 24
22.11. | 1
22.11. | 2
22.11. | 3
22.11. | 4
22.11. | 5
22.11. | 6
22.11. | 7
22.11. | 8
22.11. | 9
22.11. | 10
22.11. | 11
22.11. | 12
22.11. | 13
22.11. | 14
22.11. | 15
22.11. | 16
22.11. | 17
22.11. | 18
22.11. | 19
22.11. | 20
22.11. | 21
22.11. | 22
22.11. | 23
22.11. | 24
23.11. | 1
23.11. | 2
23.11. | 3
23.11. | 4
23.11. | 5
23.11. | 6
23.11. | 7
23.11. | 8
23.11. | 9
23.11. | 10
23.11. | 11
23.11. | 12
23.11. | 13
23.11. | 14
23.11. | 15
23.11. | 16
23.11. | 17
23.11. | 18
23.11. | 19
23.11. | 20
23.11. | 21
23.11. | 22
23.11. | 23
23.11. | 24
24.11. | 1
24.11. | 2
24.11. | 3
24.11. | 4
24.11. | 5
24.11. | 6
24.11. | 7
24.11. | 8
24.11. | 9
24.11. | 10
24.11. | 11
24.11. | 12
24.11. | 13
24.11. | 14
24.11. | 15
24.11. | 16
24.11. | 17
24.11. | 18
24.11. | 19
24.11. | 20
24.11. | 21
24.11. | 22
24.11. | 23
24.11. | 24
25.11. | 1
25.11. | 2
25.11. | 3
25.11. | 4
25.11. | 5
25.11. | 6
25.11. | 7
25.11. | 8
25.11. | 9
25.11. | 10
25.11. | 11
25.11. | 12
25.11. | 13
25.11. | 14
25.11. | 15
25.11. | 16
25.11. | 17
25.11. | 18
25.11. | 19
25.11. | 20
25.11. | 21
25.11. | 22
25.11. | 23
25.11. | 24
26.11. | 1
26.11. | 2
26.11. | 3
26.11. | 4
26.11. | 5
26.11. | 6
26.11. | 7
26.11. | 8
26.11. | 9
26.11. | 10
26.11. | 11
26.11. | 12
26.11. | 13
26.11. | 14
26.11. | 15
26.11. | 16
26.11. | 17
26.11. | 18
26.11. | 19
26.11. | 20
26.11. | 21
26.11. | 22
26.11. | 23
26.11. | 24
27.11. | 1
27.11. | 2
27.11. | 3
27.11. | 4
27.11. | 5
27.11. | 6
27.11. | 7
27.11. | 8
27.11. | 9
27.11. | 10
27.11. | 11
27.11. | 12
27.11. | 13
27.11. | 14
27.11. | 15
27.11. | 16
27.11. | 17
27.11. | 18
27.11. | 19
27.11. | 20
27.11. | 21
27.11. | 22
27.11. | 23
27.11. | 24
28.11. | 1
28.11. | 2
28.11. | 3
28.11. | 4
28.11. | 5
28.11. | 6
28.11. | 7
28.11. | 8
28.11. | 9
28.11. | 10
28.11. | 11
28.11. | 12
28.11. | 13
28.11. | 14
28.11. | 15
28.11. | 16
28.11. | 17
28.11. | 18
28.11. | 19
28.11. | 20
28.11. | 21
28.11. | 22
28.11. | 23
28.11. | 24
29.11. | 1
29.11. | 2
29.11. | 3
29.11. | 4
29.11. | 5
29.11. | 6
29.11. | 7
29.11. | 8
29.11. | 9
29.11. | 10
29.11. | 11
29.11. | 12
29.11. | 13
29.11. | 14
29.11. | 15
29.11. | 16
29.11. | 17
29.11. | 18
29.11. | 19
29.11. | 20
29.11. | 21
29.11. | 22
29.11. | 23
29.11. | 24
30.11. | 1
30.11. | 2
30.11. | 3
30.11. | 4
30.11. | 5
30.11. | 6
30.11. | 7
30.11. | 8
30.11. | 9
30.11. | 10
30.11. | 11
30.11. | 12
30.11. | 13
30.11. | 14
30.11. | 15
30.11. | 16
30.11. | 17
30.11. | 18
30.11. | 19
30.11. | 20
30.11. | 21
30.11. | 22
30.11. | 23
30.11. | 24
01.12. | 1
01.12. | 2
01.12. | 3
01.12. | 4
01.12. | 5
01.12. | 6
01.12. | 7
01.12. | 8
01.12. | 9
01.12. | 10
01.12. | 11
01.12. | 12
01.12. | 13
01.12. | 14
01.12. | 15
01.12. | 16
01.12. | 17
01.12. | 18
01.12. | 19
01.12. | 20
01.12. | 21
01.12. | 22
01.12. | 23
01.12. | 24
02.12. | 1
02.12. | 2
02.12. | 3
02.12. | 4
02.12. | 5
02.12. | 6
02.12. | 7
02.12. | 8
02.12. | 9
02.12. | 10
02.12. | 11
02.12. | 12
02.12. | 13
02.12. | 14
02.12. | 15
02.12. | 16
02.12. | 17
02.12. | 18
02.12. | 19
02.12. | 20
02.12. | 21
02.12. | 22
02.12. | 23
02.12. | 24
03.12. | 1
03.12. | 2
03.12. | 3
03.12. | 4
03.12. | 5
03.12. | 6
03.12. | 7
03.12. | 8
03.12. | 9
03.12. | 10
03.12. | 11
03.12. | 12
03.12. | 13
03.12. | 14
03.12. | 15
03.12. | 16
03.12. | 17
03.12. | 18
03.12. | 19
03.12. | 20
03.12. | 21
03.12. | 22
03.12. | 23
03.12. | 24
04.12. | 1
04.12. | 2
04.12. | 3
04.12. | 4
04.12. | 5
04.12. | 6
04.12. | 7
04.12. | 8
04.12. | 9
04.12. | 10
04.12. | 11
04.12. | 12
04.12. | 13
04.12. | 14
04.12. | 15
04.12. | 16
04.12. | 17
04.12. | 18
04.12. | 19
04.12. | 20
04.12. | 21
04.12. | 22
04.12. | 23
04.12. | 24
05.12. | 1
05.12. | 2
05.12. | 3
05.12. | 4
05.12. | 5
05.12. | 6
05.12. | 7
05.12. | 8
05.12. | 9
05.12. | 10
05.12. | 11
05.12. | 12
05.12. | 13
05.12. | 14
05.12. | 15
05.12. | 16
05.12. | 17
05.12. | 18
05.12. | 19
05.12. | 20
05.12. | 21
05.12. | 22
05.12. | 23
05.12. | 24
06.12. | 1
06.12. | 2
06.12. | 3
06.12. | 4
06.12. | 5
06.12. | 6
06.12. | 7
06.12. | 8
06.12. | 9
06.12. | 10
06.12. | 11
06.12. | 12
06.12. | 13
06.12. | 14
06.12. | 15
06.12. | 16
06.12. | 17
06.12. | 18
06.12. | 19
06.12. | 20
06.12. | 21
06.12. | 22
06.12. | 23
06.12. | 24
07.12. | 1
07.12. | 2
07.12. | 3
07.12. | 4
07.12. | 5
07.12. | 6
07.12. | 7
07.12. | 8
07.12. | 9
07.12. | 10
07.12. | 11
07.12. | 12
07.12. | 13
07.12. | 14
07.12. | 15
07.12. | 16
07.12. | 17
07.12. | 18
07.12. | 19
07.12. | 20
07.12. | 21
07.12. | 22
07.12. | 23
07.12. | 24
08.12. | 1
08.12. | 2
08.12. | 3
08.12. | 4
08.12. | 5
08.12. | 6
08.12. | 7
08.12. | 8
08.12. | 9
08.12. | 10
08.12. | 11
08.12. | 12
08.12. | 13
08.12. | 14
08.12. | 15
08.12. | 16
08.12. | 17
08.12. | 18
08.12. | 19
08.12. | 20
08.12. | 21
08.12. | 22
08.12. | 23
08.12. | 24
09.12. | 1
09.12. | 2
09.12. | 3
09.12. | 4
09.12. | 5
09.12. | 6
09.12. | 7
09.12. | 8
09.12. | 9
09.12. | 10
09.12. | 11
09.12. | 12
09.12. | 13
09.12. | 14
09.12. | 15
09.12. | 16
09.12. | 17
09.12. | 18
09.12. | 19
09.12. | 20
09.12. | 21
09.12. | 22
09.12. | 23
09.12. | 24
10.12. | 1
10.12. | 2
10.12. | 3
10.12. | 4
10.12. | 5
10.12. | 6
10.12. | 7
10.12. | 8
10.12. | 9
10.12. | 10
10.12. | 11
10.12. | 12
10.12. | 13
10.12. | 14
10.12. | 15
10.12. | 16
10.12. | 17
10.12. | 18
10.12. | 19
10.12. | 20
10.12. | 21
10.12. | 22
10.12. | 23
10.12. | 24
11.12. | 1
11.12. | 2
11.12. | 3
11.12. | 4
11.12. | 5
11.12. | 6
11.12. | 7
11.12. | 8
11.12. | 9
11.12. | 10
11.12. | 11
11.12. | 12
11.12. | 13
11.12. | 14
11.12. | 15
11.12. | 16
11.12. | 17
11.12. | 18
11.12. | 19
11.12. | 20
11.12. | 21
11.12. | 22
11.12. | 23
11.12. | 24
12.12. | 1
12.12. | 2
12.12. | 3
12.12. | 4
12.12. | 5
12.12. | 6
12.12. | 7
12.12. | 8
12.12. | 9
12.12. | 10
12.12. | 11
12.12. | 12
12.12. | 13
12.12. | 14
12.12. | 15
12.12. | 16
12.12. | 17
12.12. | 18
12.12. | 19
12.12. | 20
12.12. | 21
12.12. | 22
12.12. | 23
12.12. | 24
13.12. | 1
13.12. | 2
13.12. | 3
13.12. | 4
13.12. | 5
13.12. | 6
13.12. | 7
13.12. | 8
13.12. | 9
13.12. | 10
13.12. | 11
13.12. | 12
13.12. | 13
13.12. | 14
13.12. | 15
13.12. | 16
13.12. | 17
13.12. | 18
13.12. | 19
13.12. | 20
13.12. | 21
13.12. | 22
13.12. | 23
13.12. | 24
14.12. | 1
14.12. | 2
14.12. | 3
14.12. | 4
14.12. | 5
14.12. | 6
14.12. | 7
14.12. | 8
14.12. | 9
14.12. | 10
14.12. | 11
14.12. | 12
14.12. | 13
14.12. | 14
14.12. | 15
14.12. | 16
14.12. | 17
14.12. | 18
14.12. | 19
14.12. | 20
14.12. | 21
14.12. | 22
14.12. | 23
14.12. | 24
15.12. | 1
15.12. | 2
15.12. | 3
15.12. | 4
15.12. | 5
15.12. | 6
15.12. | 7
15.12. | 8
15.12. | 9
15.12. | 10
15.12. | 11
15.12. | 12
15.12. | 13
15.12. | 14
15.12. | 15
15.12. | 16
15.12. | 17
15.12. | 18
15.12. | 19
15.12. | 20
15.12. | 21
15.12. | 22
15.12. | 23
15.12. | 24
16.12. | 1
16.12. | 2
16.12. | 3
16.12. | 4
16.12. | 5
16.12. | 6
16.12. | 7
16.12. | 8
16.12. | 9
16.12. | 10
16.12. | 11
16.12. | 12
16.12. | 13
16.12. | 14
16.12. | 15
16.12. | 16
16.12. | 17
16.12. | 18
16.12. | 19
16.12. | 20
16.12. | 21
16.12. | 22
16.12. | 23
16.12. | 24
17.12. | 1
17.12. | 2
17.12. | 3
17.12. | 4
17.12. | 5
17.12. | 6
17.12. | 7
17.12. | 8
17.12. | 9
17.12. | 10
17.12. | 11
17.12. | 12
17.12. | 13
17.12. | 14
17.12. | 15
17.12. | 16
17.12. | 17
17.12. | 18
17.12. | 19
17.12. | 20
17.12. | 21
17.12. | 22
17.12. | 23
17.12. | 24
18.12. | 1
18.12. | 2
18.12. | 3
18.12. | 4
18.12. | 5
18.12. | 6
18.12. | 7
18.12. | 8
18.12. | 9
18.12. | 10
18.12. | 11
18.12. | 12
18.12. | 13
18.12. | 14
18.12. | 15
18.12. | 16
18.12. | 17
18.12. | 18
18.12. | 19
18.12. | 20
18.12. | 21
18.12. | 22
18.12. | 23
18.12. | 24
19.12. | 1
19.12. | 2
19.12. | 3
19.12. | 4
19.12. | 5
19.12. | 6
19.12. | 7
19.12. | 8
19.12. | 9
19.12. | 10
19.12. | 11
19.12. | 12
19.12. | 13
19.12. | 14
19.12. | 15
19.12. | 16
19.12. | 17
19.12. | 18
19.12. | 19
19.12. | 20
19.12. | 21
19.12. | 22
19.12. | 23
19.12. | 24
20.12. | 1
20.12. | 2
20.12. | 3
20.12. | 4
20.12. | 5
20.12. | 6
20.12. | 7
20.12. | 8
20.12. | 9
20.12. | 10
20.12. | 11
20.12. | 12
20.12. | 13
20.12. | 14
20.12. | 15
20.12. | 16
20.12. | 17
20.12. | 18
20.12. | 19
20.12. | 20
20.12. | 21
20.12. | 22
20.12. | 23
20.12. | 24
21.12. | 1
21.12. | 2
21.12. | 3
21.12. | 4
21.12. | 5
21.12. | 6
21.12. | 7
21.12. | 8
21.12. | 9
21.12. | 10
21.12. | 11
21.12. | 12
21.12. | 13
21.12. | 14
21.12. | 15
21.12. | 16
21.12. | 17
21.12. | 18
21.12. | 19
21.12. | 20
21.12. | 21
21.12. | 22
21.12. | 23
21.12. | 24
22.12. | 1
22.12. | 2
22.12. | 3
22.12. | 4
22.12. | 5
22.12. | 6
22.12. | 7
22.12. | 8
22.12. | 9
22.12. | 10
22.12. | 11
22.12. | 12
22.12. | 13
22.12. | 14
22.12. | 15
22.12. | 16
22.12. | 17
22.12. | 18
22.12. | 19
22.12. | 20
22.12. | 21
22.12. | 22
22.12. | 23
22.12. | 24
23.12. | 1
23.12. | 2
23.12. | 3
23.12. | 4
23.12. | 5
23.12. | 6
23.12. | 7
23.12. | 8
23.12. | 9
23.12. | 10
23.12. | 11
23.12. | 12
23.12. | 13
23.12. | 14
23.12. | 15
23.12. | 16
23.12. | 17
23.12. | 18
23.12. | 19
23.12. | 20
23.12. | 21
23.12. | 22
23.12. | 23
23.12. | 24
24.12. | 1
24.12. | 2
24.12. | 3
24.12. | 4
24.12. | 5
24.12. | 6
24.12. | 7
24.12. | 8
24.12. | 9
24.12. | 10
24.12. | 11
24.12. | 12
24.12. | 13
24.12. | 14
24.12. | 15
24.12. | 16
24.12. | 17
24.12. | 18
24.12. | 19
24.12. | 20
24.12. | 21
24.12. | 22
24.12. | 23
24.12. | 24
25.12. | 1
25.12. | 2
25.12. | 3
25.12. | 4
25.12. | 5
25.12. | 6
25.12. | 7
25.12. | 8
25.12. | 9
25.12. | 10
25.12. | 11
25.12. | 12
25.12. | 13
25.12. | 14
25.12. | 15
25.12. | 16
25.12. | 17
25.12. | 18
25.12. | 19
25.12. | 20
25.12. | 21
25.12. | 22
25.12. | 23
25.12. | 24
26.12. | 1
26.12. | 2
26.12. | 3
26.12. | 4
26.12. | 5
26.12. | 6
26.12. | 7
26.12. | 8
26.12. | 9
26.12. | 10
26.12. | 11
26.12. | 12
26.12. | 13
26.12. | 14
26.12. | 15
26.12. | 16
26.12. | 17
26.12. | 18
26.12. | 19
26.12. | 20
26.12. | 21
26.12. | 22
26.12. | 23
26.12. | 24
27.12. | 1
27.12. | 2
27.12. | 3
27.12. | 4
27.12. | 5
27.12. | 6
27.12. | 7
27.12. | 8
27.12. | 9
27.12. | 10
27.12. | 11
27.12. | 12
27.12. | 13
27.12. | 14
27.12. | 15
27.12. | 16
27.12. | 17
27.12. | 18
27.12. | 19
27.12. | 20
27.12. | 21
27.12. | 22
27.12. | 23
27.12. | 24
28.12. | 1
28.12. | 2
28.12. | 3
28.12. | 4
28.12. | 5
28.12. | 6
28.12. | 7
28.12. | 8
28.12. | 9
28.12. | 10
28.12. | 11
28.12. | 12
28.12. | 13
28.12. | 14
28.12. | 15
28.12. | 16
28.12. | 17
28.12. | 18
28.12. | 19
28.12. | 20
28.12. | 21
28.12. | 22
28.12. | 23
28.12. | 24
29.12. | 1
29.12. | 2
29.12. | 3
29.12. | 4
29.12. | 5
29.12. | 6
29.12. | 7
29.12. | 8
29.12. | 9
29.12. | 10
29.12. | 11
29.12. | 12
29.12. | 13
29.12. | 14
29.12. | 15
29.12. | 16
29.12. | 17
29.12. | 18
29.12. | 19
29.12. | 20
29.12. | 21
29.12. | 22
29.12. | 23
29.12. | 24
30.12. | 1
30.12. | 2
30.12. | 3
30.12. | 4
30.12. | 5
30.12. | 6
30.12. | 7
30.12. | 8
30.12. | 9
30.12. | 10
30.12. | 11
30.12. | 12
30.12. | 13
30.12. | 14
30.12. | 15
30.12. | 16
30.12. | 17
30.12. | 18
30.12. | 19
30.12. | 20
30.12. | 21
30.12. | 22
30.12. | 23
30.12. | 24
31.12. | 1
31.12. | 2
31.12. | 3
31.12. | 4
31.12. | 5
31.12. | 6
31.12. | 7
31.12. | 8
31.12. | 9
31.12. | 10
31.12. | 11
31.12. | 12
31.12. | 13
31.12. | 14
31.12. | 15
31.12. | 16
31.12. | 17
31.12. | 18
31.12. | 19
31.12. | 20
31.12. | 21
31.12. | 22
31.12. | 23
31.12. | 24

## Reserves
ENTSO-E Market Modelling Database: Reserves
Country:
Market Node: | SK00
Year:
Climate year
Scenario
Frequency Containment Reserves (FCR)
Total Market Node Requirement | [MW] | 0
FCR that need to be made available by thermal unit commitment (already net with generating capacities on Thermal sheet, not causing additional commitment on Thermal units apart from what highlighted in the unit-by-unit Thermal sheet) | [MW]
Provided by HYDRO - Reserve that should be procured by further constraining the 'Maximum generation' of either Reservoir either Pumped Storage | [MW] | 0
Reserve available from Demand (reduction of demand possible thanks to specific contract to cope with system imbalances; while DSR would work on the DA & ID,here it should be considered only interruptible contract activated to contain system frequency) | [MW] | 0
FCR that need to be made available by thermal unit commitment additional to the FCR allocations highlighted in the unit-by-unit Thermal sheet (this will be allocated additionally on Thermal units as provided FCR) | [MW] | 15
Frequency Restoration Reserves (FRR) - includind both automatic (aFRR) and manual (mFRR)
Total Market Node Requirement | [MW] | 312
FRR that will be procured by thermal (unit commitment of thermal units able to provide FRR take IN REAL LIFE into account this requirements) | [MW] | 312
Provided by HYDRO - Reserve that should be procured by further constraining the 'Maximum generation' of either Reservoir either Pumped Storage | [MW] | 0
Simplified modelling assumptions (to account reserve requirements on e.g. day ahead market as currently done for MAF)
Additional load (should be <= FCR + FRR needed from thermal) | [MW]
Provided by HYDRO - Reserve that should be procured by further constraining the 'Maximum generation' of Reservoir units | [MW]
Provided by HYDRO - Reserve that should be procured by further constraining the 'Maximum generation' of Pumped Storage Open Loop units | [MW]
Provided by HYDRO - Reserve that should be procured by further constraining the 'Maximum generation' of Pumped Storage Closed Loop units | [MW] | 527

## DSR
ENTSO-E Market Modelling Database: DSR
Country:
Market Node: | SK00
Year:
Climate year
Scenario
| Demand Side Response | Price Band 1 | Price Band 2 | Price Band 3 | Price Band 4 | Price Band 5 | Price Band 6 | Price Band 7 | Price Band 8 | Price Band 9 | Price Band 10 | Price Band 11
Capacity
Units
Hours
Price
Climate year start
Climate year end
Date | Hour | Available Demand Response (MW) | Available Demand Response (MW) | Available Demand Response (MW) | Available Demand Response (MW) | Available Demand Response (MW) | Available Demand Response (MW) | Available Demand Response (MW) | Available Demand Response (MW) | Available Demand Response (MW) | Available Demand Response (MW) | N.B. use convention first January always Monday (2007 calendar year) --> see guidelines for further details
01.01. | 1
01.01. | 2
01.01. | 3
01.01. | 4
01.01. | 5
01.01. | 6
01.01. | 7
01.01. | 8
01.01. | 9
01.01. | 10
01.01. | 11
01.01. | 12
01.01. | 13
01.01. | 14
01.01. | 15
01.01. | 16
01.01. | 17
01.01. | 18
01.01. | 19
01.01. | 20
01.01. | 21
01.01. | 22
01.01. | 23
01.01. | 24
02.01. | 1
02.01. | 2
02.01. | 3
02.01. | 4
02.01. | 5
02.01. | 6
02.01. | 7
02.01. | 8
02.01. | 9
02.01. | 10
02.01. | 11
02.01. | 12
02.01. | 13
02.01. | 14
02.01. | 15
02.01. | 16
02.01. | 17
02.01. | 18
02.01. | 19
02.01. | 20
02.01. | 21
02.01. | 22
02.01. | 23
02.01. | 24
03.01. | 1
03.01. | 2
03.01. | 3
03.01. | 4
03.01. | 5
03.01. | 6
03.01. | 7
03.01. | 8
03.01. | 9
03.01. | 10
03.01. | 11
03.01. | 12
03.01. | 13
03.01. | 14
03.01. | 15
03.01. | 16
03.01. | 17
03.01. | 18
03.01. | 19
03.01. | 20
03.01. | 21
03.01. | 22
03.01. | 23
03.01. | 24
04.01. | 1
04.01. | 2
04.01. | 3
04.01. | 4
04.01. | 5
04.01. | 6
04.01. | 7
04.01. | 8
04.01. | 9
04.01. | 10
04.01. | 11
04.01. | 12
04.01. | 13
04.01. | 14
04.01. | 15
04.01. | 16
04.01. | 17
04.01. | 18
04.01. | 19
04.01. | 20
04.01. | 21
04.01. | 22
04.01. | 23
04.01. | 24
05.01. | 1
05.01. | 2
05.01. | 3
05.01. | 4
05.01. | 5
05.01. | 6
05.01. | 7
05.01. | 8
05.01. | 9
05.01. | 10
05.01. | 11
05.01. | 12
05.01. | 13
05.01. | 14
05.01. | 15
05.01. | 16
05.01. | 17
05.01. | 18
05.01. | 19
05.01. | 20
05.01. | 21
05.01. | 22
05.01. | 23
05.01. | 24
06.01. | 1
06.01. | 2
06.01. | 3
06.01. | 4
06.01. | 5
06.01. | 6
06.01. | 7
06.01. | 8
06.01. | 9
06.01. | 10
06.01. | 11
06.01. | 12
06.01. | 13
06.01. | 14
06.01. | 15
06.01. | 16
06.01. | 17
06.01. | 18
06.01. | 19
06.01. | 20
06.01. | 21
06.01. | 22
06.01. | 23
06.01. | 24
07.01. | 1
07.01. | 2
07.01. | 3
07.01. | 4
07.01. | 5
07.01. | 6
07.01. | 7
07.01. | 8
07.01. | 9
07.01. | 10
07.01. | 11
07.01. | 12
07.01. | 13
07.01. | 14
07.01. | 15
07.01. | 16
07.01. | 17
07.01. | 18
07.01. | 19
07.01. | 20
07.01. | 21
07.01. | 22
07.01. | 23
07.01. | 24
08.01. | 1
08.01. | 2
08.01. | 3
08.01. | 4
08.01. | 5
08.01. | 6
08.01. | 7
08.01. | 8
08.01. | 9
08.01. | 10
08.01. | 11
08.01. | 12
08.01. | 13
08.01. | 14
08.01. | 15
08.01. | 16
08.01. | 17
08.01. | 18
08.01. | 19
08.01. | 20
08.01. | 21
08.01. | 22
08.01. | 23
08.01. | 24
09.01. | 1
09.01. | 2
09.01. | 3
09.01. | 4
09.01. | 5
09.01. | 6
09.01. | 7
09.01. | 8
09.01. | 9
09.01. | 10
09.01. | 11
09.01. | 12
09.01. | 13
09.01. | 14
09.01. | 15
09.01. | 16
09.01. | 17
09.01. | 18
09.01. | 19
09.01. | 20
09.01. | 21
09.01. | 22
09.01. | 23
09.01. | 24
10.01. | 1
10.01. | 2
10.01. | 3
10.01. | 4
10.01. | 5
10.01. | 6
10.01. | 7
10.01. | 8
10.01. | 9
10.01. | 10
10.01. | 11
10.01. | 12
10.01. | 13
10.01. | 14
10.01. | 15
10.01. | 16
10.01. | 17
10.01. | 18
10.01. | 19
10.01. | 20
10.01. | 21
10.01. | 22
10.01. | 23
10.01. | 24
11.01. | 1
11.01. | 2
11.01. | 3
11.01. | 4
11.01. | 5
11.01. | 6
11.01. | 7
11.01. | 8
11.01. | 9
11.01. | 10
11.01. | 11
11.01. | 12
11.01. | 13
11.01. | 14
11.01. | 15
11.01. | 16
11.01. | 17
11.01. | 18
11.01. | 19
11.01. | 20
11.01. | 21
11.01. | 22
11.01. | 23
11.01. | 24
12.01. | 1
12.01. | 2
12.01. | 3
12.01. | 4
12.01. | 5
12.01. | 6
12.01. | 7
12.01. | 8
12.01. | 9
12.01. | 10
12.01. | 11
12.01. | 12
12.01. | 13
12.01. | 14
12.01. | 15
12.01. | 16
12.01. | 17
12.01. | 18
12.01. | 19
12.01. | 20
12.01. | 21
12.01. | 22
12.01. | 23
12.01. | 24
13.01. | 1
13.01. | 2
13.01. | 3
13.01. | 4
13.01. | 5
13.01. | 6
13.01. | 7
13.01. | 8
13.01. | 9
13.01. | 10
13.01. | 11
13.01. | 12
13.01. | 13
13.01. | 14
13.01. | 15
13.01. | 16
13.01. | 17
13.01. | 18
13.01. | 19
13.01. | 20
13.01. | 21
13.01. | 22
13.01. | 23
13.01. | 24
14.01. | 1
14.01. | 2
14.01. | 3
14.01. | 4
14.01. | 5
14.01. | 6
14.01. | 7
14.01. | 8
14.01. | 9
14.01. | 10
14.01. | 11
14.01. | 12
14.01. | 13
14.01. | 14
14.01. | 15
14.01. | 16
14.01. | 17
14.01. | 18
14.01. | 19
14.01. | 20
14.01. | 21
14.01. | 22
14.01. | 23
14.01. | 24
15.01. | 1
15.01. | 2
15.01. | 3
15.01. | 4
15.01. | 5
15.01. | 6
15.01. | 7
15.01. | 8
15.01. | 9
15.01. | 10
15.01. | 11
15.01. | 12
15.01. | 13
15.01. | 14
15.01. | 15
15.01. | 16
15.01. | 17
15.01. | 18
15.01. | 19
15.01. | 20
15.01. | 21
15.01. | 22
15.01. | 23
15.01. | 24
16.01. | 1
16.01. | 2
16.01. | 3
16.01. | 4
16.01. | 5
16.01. | 6
16.01. | 7
16.01. | 8
16.01. | 9
16.01. | 10
16.01. | 11
16.01. | 12
16.01. | 13
16.01. | 14
16.01. | 15
16.01. | 16
16.01. | 17
16.01. | 18
16.01. | 19
16.01. | 20
16.01. | 21
16.01. | 22
16.01. | 23
16.01. | 24
17.01. | 1
17.01. | 2
17.01. | 3
17.01. | 4
17.01. | 5
17.01. | 6
17.01. | 7
17.01. | 8
17.01. | 9
17.01. | 10
17.01. | 11
17.01. | 12
17.01. | 13
17.01. | 14
17.01. | 15
17.01. | 16
17.01. | 17
17.01. | 18
17.01. | 19
17.01. | 20
17.01. | 21
17.01. | 22
17.01. | 23
17.01. | 24
18.01. | 1
18.01. | 2
18.01. | 3
18.01. | 4
18.01. | 5
18.01. | 6
18.01. | 7
18.01. | 8
18.01. | 9
18.01. | 10
18.01. | 11
18.01. | 12
18.01. | 13
18.01. | 14
18.01. | 15
18.01. | 16
18.01. | 17
18.01. | 18
18.01. | 19
18.01. | 20
18.01. | 21
18.01. | 22
18.01. | 23
18.01. | 24
19.01. | 1
19.01. | 2
19.01. | 3
19.01. | 4
19.01. | 5
19.01. | 6
19.01. | 7
19.01. | 8
19.01. | 9
19.01. | 10
19.01. | 11
19.01. | 12
19.01. | 13
19.01. | 14
19.01. | 15
19.01. | 16
19.01. | 17
19.01. | 18
19.01. | 19
19.01. | 20
19.01. | 21
19.01. | 22
19.01. | 23
19.01. | 24
20.01. | 1
20.01. | 2
20.01. | 3
20.01. | 4
20.01. | 5
20.01. | 6
20.01. | 7
20.01. | 8
20.01. | 9
20.01. | 10
20.01. | 11
20.01. | 12
20.01. | 13
20.01. | 14
20.01. | 15
20.01. | 16
20.01. | 17
20.01. | 18
20.01. | 19
20.01. | 20
20.01. | 21
20.01. | 22
20.01. | 23
20.01. | 24
21.01. | 1
21.01. | 2
21.01. | 3
21.01. | 4
21.01. | 5
21.01. | 6
21.01. | 7
21.01. | 8
21.01. | 9
21.01. | 10
21.01. | 11
21.01. | 12
21.01. | 13
21.01. | 14
21.01. | 15
21.01. | 16
21.01. | 17
21.01. | 18
21.01. | 19
21.01. | 20
21.01. | 21
21.01. | 22
21.01. | 23
21.01. | 24
22.01. | 1
22.01. | 2
22.01. | 3
22.01. | 4
22.01. | 5
22.01. | 6
22.01. | 7
22.01. | 8
22.01. | 9
22.01. | 10
22.01. | 11
22.01. | 12
22.01. | 13
22.01. | 14
22.01. | 15
22.01. | 16
22.01. | 17
22.01. | 18
22.01. | 19
22.01. | 20
22.01. | 21
22.01. | 22
22.01. | 23
22.01. | 24
23.01. | 1
23.01. | 2
23.01. | 3
23.01. | 4
23.01. | 5
23.01. | 6
23.01. | 7
23.01. | 8
23.01. | 9
23.01. | 10
23.01. | 11
23.01. | 12
23.01. | 13
23.01. | 14
23.01. | 15
23.01. | 16
23.01. | 17
23.01. | 18
23.01. | 19
23.01. | 20
23.01. | 21
23.01. | 22
23.01. | 23
23.01. | 24
24.01. | 1
24.01. | 2
24.01. | 3
24.01. | 4
24.01. | 5
24.01. | 6
24.01. | 7
24.01. | 8
24.01. | 9
24.01. | 10
24.01. | 11
24.01. | 12
24.01. | 13
24.01. | 14
24.01. | 15
24.01. | 16
24.01. | 17
24.01. | 18
24.01. | 19
24.01. | 20
24.01. | 21
24.01. | 22
24.01. | 23
24.01. | 24
25.01. | 1
25.01. | 2
25.01. | 3
25.01. | 4
25.01. | 5
25.01. | 6
25.01. | 7
25.01. | 8
25.01. | 9
25.01. | 10
25.01. | 11
25.01. | 12
25.01. | 13
25.01. | 14
25.01. | 15
25.01. | 16
25.01. | 17
25.01. | 18
25.01. | 19
25.01. | 20
25.01. | 21
25.01. | 22
25.01. | 23
25.01. | 24
26.01. | 1
26.01. | 2
26.01. | 3
26.01. | 4
26.01. | 5
26.01. | 6
26.01. | 7
26.01. | 8
26.01. | 9
26.01. | 10
26.01. | 11
26.01. | 12
26.01. | 13
26.01. | 14
26.01. | 15
26.01. | 16
26.01. | 17
26.01. | 18
26.01. | 19
26.01. | 20
26.01. | 21
26.01. | 22
26.01. | 23
26.01. | 24
27.01. | 1
27.01. | 2
27.01. | 3
27.01. | 4
27.01. | 5
27.01. | 6
27.01. | 7
27.01. | 8
27.01. | 9
27.01. | 10
27.01. | 11
27.01. | 12
27.01. | 13
27.01. | 14
27.01. | 15
27.01. | 16
27.01. | 17
27.01. | 18
27.01. | 19
27.01. | 20
27.01. | 21
27.01. | 22
27.01. | 23
27.01. | 24
28.01. | 1
28.01. | 2
28.01. | 3
28.01. | 4
28.01. | 5
28.01. | 6
28.01. | 7
28.01. | 8
28.01. | 9
28.01. | 10
28.01. | 11
28.01. | 12
28.01. | 13
28.01. | 14
28.01. | 15
28.01. | 16
28.01. | 17
28.01. | 18
28.01. | 19
28.01. | 20
28.01. | 21
28.01. | 22
28.01. | 23
28.01. | 24
29.01. | 1
29.01. | 2
29.01. | 3
29.01. | 4
29.01. | 5
29.01. | 6
29.01. | 7
29.01. | 8
29.01. | 9
29.01. | 10
29.01. | 11
29.01. | 12
29.01. | 13
29.01. | 14
29.01. | 15
29.01. | 16
29.01. | 17
29.01. | 18
29.01. | 19
29.01. | 20
29.01. | 21
29.01. | 22
29.01. | 23
29.01. | 24
30.01. | 1
30.01. | 2
30.01. | 3
30.01. | 4
30.01. | 5
30.01. | 6
30.01. | 7
30.01. | 8
30.01. | 9
30.01. | 10
30.01. | 11
30.01. | 12
30.01. | 13
30.01. | 14
30.01. | 15
30.01. | 16
30.01. | 17
30.01. | 18
30.01. | 19
30.01. | 20
30.01. | 21
30.01. | 22
30.01. | 23
30.01. | 24
31.01. | 1
31.01. | 2
31.01. | 3
31.01. | 4
31.01. | 5
31.01. | 6
31.01. | 7
31.01. | 8
31.01. | 9
31.01. | 10
31.01. | 11
31.01. | 12
31.01. | 13
31.01. | 14
31.01. | 15
31.01. | 16
31.01. | 17
31.01. | 18
31.01. | 19
31.01. | 20
31.01. | 21
31.01. | 22
31.01. | 23
31.01. | 24
01.02. | 1
01.02. | 2
01.02. | 3
01.02. | 4
01.02. | 5
01.02. | 6
01.02. | 7
01.02. | 8
01.02. | 9
01.02. | 10
01.02. | 11
01.02. | 12
01.02. | 13
01.02. | 14
01.02. | 15
01.02. | 16
01.02. | 17
01.02. | 18
01.02. | 19
01.02. | 20
01.02. | 21
01.02. | 22
01.02. | 23
01.02. | 24
02.02. | 1
02.02. | 2
02.02. | 3
02.02. | 4
02.02. | 5
02.02. | 6
02.02. | 7
02.02. | 8
02.02. | 9
02.02. | 10
02.02. | 11
02.02. | 12
02.02. | 13
02.02. | 14
02.02. | 15
02.02. | 16
02.02. | 17
02.02. | 18
02.02. | 19
02.02. | 20
02.02. | 21
02.02. | 22
02.02. | 23
02.02. | 24
03.02. | 1
03.02. | 2
03.02. | 3
03.02. | 4
03.02. | 5
03.02. | 6
03.02. | 7
03.02. | 8
03.02. | 9
03.02. | 10
03.02. | 11
03.02. | 12
03.02. | 13
03.02. | 14
03.02. | 15
03.02. | 16
03.02. | 17
03.02. | 18
03.02. | 19
03.02. | 20
03.02. | 21
03.02. | 22
03.02. | 23
03.02. | 24
04.02. | 1
04.02. | 2
04.02. | 3
04.02. | 4
04.02. | 5
04.02. | 6
04.02. | 7
04.02. | 8
04.02. | 9
04.02. | 10
04.02. | 11
04.02. | 12
04.02. | 13
04.02. | 14
04.02. | 15
04.02. | 16
04.02. | 17
04.02. | 18
04.02. | 19
04.02. | 20
04.02. | 21
04.02. | 22
04.02. | 23
04.02. | 24
05.02. | 1
05.02. | 2
05.02. | 3
05.02. | 4
05.02. | 5
05.02. | 6
05.02. | 7
05.02. | 8
05.02. | 9
05.02. | 10
05.02. | 11
05.02. | 12
05.02. | 13
05.02. | 14
05.02. | 15
05.02. | 16
05.02. | 17
05.02. | 18
05.02. | 19
05.02. | 20
05.02. | 21
05.02. | 22
05.02. | 23
05.02. | 24
06.02. | 1
06.02. | 2
06.02. | 3
06.02. | 4
06.02. | 5
06.02. | 6
06.02. | 7
06.02. | 8
06.02. | 9
06.02. | 10
06.02. | 11
06.02. | 12
06.02. | 13
06.02. | 14
06.02. | 15
06.02. | 16
06.02. | 17
06.02. | 18
06.02. | 19
06.02. | 20
06.02. | 21
06.02. | 22
06.02. | 23
06.02. | 24
07.02. | 1
07.02. | 2
07.02. | 3
07.02. | 4
07.02. | 5
07.02. | 6
07.02. | 7
07.02. | 8
07.02. | 9
07.02. | 10
07.02. | 11
07.02. | 12
07.02. | 13
07.02. | 14
07.02. | 15
07.02. | 16
07.02. | 17
07.02. | 18
07.02. | 19
07.02. | 20
07.02. | 21
07.02. | 22
07.02. | 23
07.02. | 24
08.02. | 1
08.02. | 2
08.02. | 3
08.02. | 4
08.02. | 5
08.02. | 6
08.02. | 7
08.02. | 8
08.02. | 9
08.02. | 10
08.02. | 11
08.02. | 12
08.02. | 13
08.02. | 14
08.02. | 15
08.02. | 16
08.02. | 17
08.02. | 18
08.02. | 19
08.02. | 20
08.02. | 21
08.02. | 22
08.02. | 23
08.02. | 24
09.02. | 1
09.02. | 2
09.02. | 3
09.02. | 4
09.02. | 5
09.02. | 6
09.02. | 7
09.02. | 8
09.02. | 9
09.02. | 10
09.02. | 11
09.02. | 12
09.02. | 13
09.02. | 14
09.02. | 15
09.02. | 16
09.02. | 17
09.02. | 18
09.02. | 19
09.02. | 20
09.02. | 21
09.02. | 22
09.02. | 23
09.02. | 24
10.02. | 1
10.02. | 2
10.02. | 3
10.02. | 4
10.02. | 5
10.02. | 6
10.02. | 7
10.02. | 8
10.02. | 9
10.02. | 10
10.02. | 11
10.02. | 12
10.02. | 13
10.02. | 14
10.02. | 15
10.02. | 16
10.02. | 17
10.02. | 18
10.02. | 19
10.02. | 20
10.02. | 21
10.02. | 22
10.02. | 23
10.02. | 24
11.02. | 1
11.02. | 2
11.02. | 3
11.02. | 4
11.02. | 5
11.02. | 6
11.02. | 7
11.02. | 8
11.02. | 9
11.02. | 10
11.02. | 11
11.02. | 12
11.02. | 13
11.02. | 14
11.02. | 15
11.02. | 16
11.02. | 17
11.02. | 18
11.02. | 19
11.02. | 20
11.02. | 21
11.02. | 22
11.02. | 23
11.02. | 24
12.02. | 1
12.02. | 2
12.02. | 3
12.02. | 4
12.02. | 5
12.02. | 6
12.02. | 7
12.02. | 8
12.02. | 9
12.02. | 10
12.02. | 11
12.02. | 12
12.02. | 13
12.02. | 14
12.02. | 15
12.02. | 16
12.02. | 17
12.02. | 18
12.02. | 19
12.02. | 20
12.02. | 21
12.02. | 22
12.02. | 23
12.02. | 24
13.02. | 1
13.02. | 2
13.02. | 3
13.02. | 4
13.02. | 5
13.02. | 6
13.02. | 7
13.02. | 8
13.02. | 9
13.02. | 10
13.02. | 11
13.02. | 12
13.02. | 13
13.02. | 14
13.02. | 15
13.02. | 16
13.02. | 17
13.02. | 18
13.02. | 19
13.02. | 20
13.02. | 21
13.02. | 22
13.02. | 23
13.02. | 24
14.02. | 1
14.02. | 2
14.02. | 3
14.02. | 4
14.02. | 5
14.02. | 6
14.02. | 7
14.02. | 8
14.02. | 9
14.02. | 10
14.02. | 11
14.02. | 12
14.02. | 13
14.02. | 14
14.02. | 15
14.02. | 16
14.02. | 17
14.02. | 18
14.02. | 19
14.02. | 20
14.02. | 21
14.02. | 22
14.02. | 23
14.02. | 24
15.02. | 1
15.02. | 2
15.02. | 3
15.02. | 4
15.02. | 5
15.02. | 6
15.02. | 7
15.02. | 8
15.02. | 9
15.02. | 10
15.02. | 11
15.02. | 12
15.02. | 13
15.02. | 14
15.02. | 15
15.02. | 16
15.02. | 17
15.02. | 18
15.02. | 19
15.02. | 20
15.02. | 21
15.02. | 22
15.02. | 23
15.02. | 24
16.02. | 1
16.02. | 2
16.02. | 3
16.02. | 4
16.02. | 5
16.02. | 6
16.02. | 7
16.02. | 8
16.02. | 9
16.02. | 10
16.02. | 11
16.02. | 12
16.02. | 13
16.02. | 14
16.02. | 15
16.02. | 16
16.02. | 17
16.02. | 18
16.02. | 19
16.02. | 20
16.02. | 21
16.02. | 22
16.02. | 23
16.02. | 24
17.02. | 1
17.02. | 2
17.02. | 3
17.02. | 4
17.02. | 5
17.02. | 6
17.02. | 7
17.02. | 8
17.02. | 9
17.02. | 10
17.02. | 11
17.02. | 12
17.02. | 13
17.02. | 14
17.02. | 15
17.02. | 16
17.02. | 17
17.02. | 18
17.02. | 19
17.02. | 20
17.02. | 21
17.02. | 22
17.02. | 23
17.02. | 24
18.02. | 1
18.02. | 2
18.02. | 3
18.02. | 4
18.02. | 5
18.02. | 6
18.02. | 7
18.02. | 8
18.02. | 9
18.02. | 10
18.02. | 11
18.02. | 12
18.02. | 13
18.02. | 14
18.02. | 15
18.02. | 16
18.02. | 17
18.02. | 18
18.02. | 19
18.02. | 20
18.02. | 21
18.02. | 22
18.02. | 23
18.02. | 24
19.02. | 1
19.02. | 2
19.02. | 3
19.02. | 4
19.02. | 5
19.02. | 6
19.02. | 7
19.02. | 8
19.02. | 9
19.02. | 10
19.02. | 11
19.02. | 12
19.02. | 13
19.02. | 14
19.02. | 15
19.02. | 16
19.02. | 17
19.02. | 18
19.02. | 19
19.02. | 20
19.02. | 21
19.02. | 22
19.02. | 23
19.02. | 24
20.02. | 1
20.02. | 2
20.02. | 3
20.02. | 4
20.02. | 5
20.02. | 6
20.02. | 7
20.02. | 8
20.02. | 9
20.02. | 10
20.02. | 11
20.02. | 12
20.02. | 13
20.02. | 14
20.02. | 15
20.02. | 16
20.02. | 17
20.02. | 18
20.02. | 19
20.02. | 20
20.02. | 21
20.02. | 22
20.02. | 23
20.02. | 24
21.02. | 1
21.02. | 2
21.02. | 3
21.02. | 4
21.02. | 5
21.02. | 6
21.02. | 7
21.02. | 8
21.02. | 9
21.02. | 10
21.02. | 11
21.02. | 12
21.02. | 13
21.02. | 14
21.02. | 15
21.02. | 16
21.02. | 17
21.02. | 18
21.02. | 19
21.02. | 20
21.02. | 21
21.02. | 22
21.02. | 23
21.02. | 24
22.02. | 1
22.02. | 2
22.02. | 3
22.02. | 4
22.02. | 5
22.02. | 6
22.02. | 7
22.02. | 8
22.02. | 9
22.02. | 10
22.02. | 11
22.02. | 12
22.02. | 13
22.02. | 14
22.02. | 15
22.02. | 16
22.02. | 17
22.02. | 18
22.02. | 19
22.02. | 20
22.02. | 21
22.02. | 22
22.02. | 23
22.02. | 24
23.02. | 1
23.02. | 2
23.02. | 3
23.02. | 4
23.02. | 5
23.02. | 6
23.02. | 7
23.02. | 8
23.02. | 9
23.02. | 10
23.02. | 11
23.02. | 12
23.02. | 13
23.02. | 14
23.02. | 15
23.02. | 16
23.02. | 17
23.02. | 18
23.02. | 19
23.02. | 20
23.02. | 21
23.02. | 22
23.02. | 23
23.02. | 24
24.02. | 1
24.02. | 2
24.02. | 3
24.02. | 4
24.02. | 5
24.02. | 6
24.02. | 7
24.02. | 8
24.02. | 9
24.02. | 10
24.02. | 11
24.02. | 12
24.02. | 13
24.02. | 14
24.02. | 15
24.02. | 16
24.02. | 17
24.02. | 18
24.02. | 19
24.02. | 20
24.02. | 21
24.02. | 22
24.02. | 23
24.02. | 24
25.02. | 1
25.02. | 2
25.02. | 3
25.02. | 4
25.02. | 5
25.02. | 6
25.02. | 7
25.02. | 8
25.02. | 9
25.02. | 10
25.02. | 11
25.02. | 12
25.02. | 13
25.02. | 14
25.02. | 15
25.02. | 16
25.02. | 17
25.02. | 18
25.02. | 19
25.02. | 20
25.02. | 21
25.02. | 22
25.02. | 23
25.02. | 24
26.02. | 1
26.02. | 2
26.02. | 3
26.02. | 4
26.02. | 5
26.02. | 6
26.02. | 7
26.02. | 8
26.02. | 9
26.02. | 10
26.02. | 11
26.02. | 12
26.02. | 13
26.02. | 14
26.02. | 15
26.02. | 16
26.02. | 17
26.02. | 18
26.02. | 19
26.02. | 20
26.02. | 21
26.02. | 22
26.02. | 23
26.02. | 24
27.02. | 1
27.02. | 2
27.02. | 3
27.02. | 4
27.02. | 5
27.02. | 6
27.02. | 7
27.02. | 8
27.02. | 9
27.02. | 10
27.02. | 11
27.02. | 12
27.02. | 13
27.02. | 14
27.02. | 15
27.02. | 16
27.02. | 17
27.02. | 18
27.02. | 19
27.02. | 20
27.02. | 21
27.02. | 22
27.02. | 23
27.02. | 24
28.02. | 1
28.02. | 2
28.02. | 3
28.02. | 4
28.02. | 5
28.02. | 6
28.02. | 7
28.02. | 8
28.02. | 9
28.02. | 10
28.02. | 11
28.02. | 12
28.02. | 13
28.02. | 14
28.02. | 15
28.02. | 16
28.02. | 17
28.02. | 18
28.02. | 19
28.02. | 20
28.02. | 21
28.02. | 22
28.02. | 23
28.02. | 24
01.03. | 1
01.03. | 2
01.03. | 3
01.03. | 4
01.03. | 5
01.03. | 6
01.03. | 7
01.03. | 8
01.03. | 9
01.03. | 10
01.03. | 11
01.03. | 12
01.03. | 13
01.03. | 14
01.03. | 15
01.03. | 16
01.03. | 17
01.03. | 18
01.03. | 19
01.03. | 20
01.03. | 21
01.03. | 22
01.03. | 23
01.03. | 24
02.03. | 1
02.03. | 2
02.03. | 3
02.03. | 4
02.03. | 5
02.03. | 6
02.03. | 7
02.03. | 8
02.03. | 9
02.03. | 10
02.03. | 11
02.03. | 12
02.03. | 13
02.03. | 14
02.03. | 15
02.03. | 16
02.03. | 17
02.03. | 18
02.03. | 19
02.03. | 20
02.03. | 21
02.03. | 22
02.03. | 23
02.03. | 24
03.03. | 1
03.03. | 2
03.03. | 3
03.03. | 4
03.03. | 5
03.03. | 6
03.03. | 7
03.03. | 8
03.03. | 9
03.03. | 10
03.03. | 11
03.03. | 12
03.03. | 13
03.03. | 14
03.03. | 15
03.03. | 16
03.03. | 17
03.03. | 18
03.03. | 19
03.03. | 20
03.03. | 21
03.03. | 22
03.03. | 23
03.03. | 24
04.03. | 1
04.03. | 2
04.03. | 3
04.03. | 4
04.03. | 5
04.03. | 6
04.03. | 7
04.03. | 8
04.03. | 9
04.03. | 10
04.03. | 11
04.03. | 12
04.03. | 13
04.03. | 14
04.03. | 15
04.03. | 16
04.03. | 17
04.03. | 18
04.03. | 19
04.03. | 20
04.03. | 21
04.03. | 22
04.03. | 23
04.03. | 24
05.03. | 1
05.03. | 2
05.03. | 3
05.03. | 4
05.03. | 5
05.03. | 6
05.03. | 7
05.03. | 8
05.03. | 9
05.03. | 10
05.03. | 11
05.03. | 12
05.03. | 13
05.03. | 14
05.03. | 15
05.03. | 16
05.03. | 17
05.03. | 18
05.03. | 19
05.03. | 20
05.03. | 21
05.03. | 22
05.03. | 23
05.03. | 24
06.03. | 1
06.03. | 2
06.03. | 3
06.03. | 4
06.03. | 5
06.03. | 6
06.03. | 7
06.03. | 8
06.03. | 9
06.03. | 10
06.03. | 11
06.03. | 12
06.03. | 13
06.03. | 14
06.03. | 15
06.03. | 16
06.03. | 17
06.03. | 18
06.03. | 19
06.03. | 20
06.03. | 21
06.03. | 22
06.03. | 23
06.03. | 24
07.03. | 1
07.03. | 2
07.03. | 3
07.03. | 4
07.03. | 5
07.03. | 6
07.03. | 7
07.03. | 8
07.03. | 9
07.03. | 10
07.03. | 11
07.03. | 12
07.03. | 13
07.03. | 14
07.03. | 15
07.03. | 16
07.03. | 17
07.03. | 18
07.03. | 19
07.03. | 20
07.03. | 21
07.03. | 22
07.03. | 23
07.03. | 24
08.03. | 1
08.03. | 2
08.03. | 3
08.03. | 4
08.03. | 5
08.03. | 6
08.03. | 7
08.03. | 8
08.03. | 9
08.03. | 10
08.03. | 11
08.03. | 12
08.03. | 13
08.03. | 14
08.03. | 15
08.03. | 16
08.03. | 17
08.03. | 18
08.03. | 19
08.03. | 20
08.03. | 21
08.03. | 22
08.03. | 23
08.03. | 24
09.03. | 1
09.03. | 2
09.03. | 3
09.03. | 4
09.03. | 5
09.03. | 6
09.03. | 7
09.03. | 8
09.03. | 9
09.03. | 10
09.03. | 11
09.03. | 12
09.03. | 13
09.03. | 14
09.03. | 15
09.03. | 16
09.03. | 17
09.03. | 18
09.03. | 19
09.03. | 20
09.03. | 21
09.03. | 22
09.03. | 23
09.03. | 24
10.03. | 1
10.03. | 2
10.03. | 3
10.03. | 4
10.03. | 5
10.03. | 6
10.03. | 7
10.03. | 8
10.03. | 9
10.03. | 10
10.03. | 11
10.03. | 12
10.03. | 13
10.03. | 14
10.03. | 15
10.03. | 16
10.03. | 17
10.03. | 18
10.03. | 19
10.03. | 20
10.03. | 21
10.03. | 22
10.03. | 23
10.03. | 24
11.03. | 1
11.03. | 2
11.03. | 3
11.03. | 4
11.03. | 5
11.03. | 6
11.03. | 7
11.03. | 8
11.03. | 9
11.03. | 10
11.03. | 11
11.03. | 12
11.03. | 13
11.03. | 14
11.03. | 15
11.03. | 16
11.03. | 17
11.03. | 18
11.03. | 19
11.03. | 20
11.03. | 21
11.03. | 22
11.03. | 23
11.03. | 24
12.03. | 1
12.03. | 2
12.03. | 3
12.03. | 4
12.03. | 5
12.03. | 6
12.03. | 7
12.03. | 8
12.03. | 9
12.03. | 10
12.03. | 11
12.03. | 12
12.03. | 13
12.03. | 14
12.03. | 15
12.03. | 16
12.03. | 17
12.03. | 18
12.03. | 19
12.03. | 20
12.03. | 21
12.03. | 22
12.03. | 23
12.03. | 24
13.03. | 1
13.03. | 2
13.03. | 3
13.03. | 4
13.03. | 5
13.03. | 6
13.03. | 7
13.03. | 8
13.03. | 9
13.03. | 10
13.03. | 11
13.03. | 12
13.03. | 13
13.03. | 14
13.03. | 15
13.03. | 16
13.03. | 17
13.03. | 18
13.03. | 19
13.03. | 20
13.03. | 21
13.03. | 22
13.03. | 23
13.03. | 24
14.03. | 1
14.03. | 2
14.03. | 3
14.03. | 4
14.03. | 5
14.03. | 6
14.03. | 7
14.03. | 8
14.03. | 9
14.03. | 10
14.03. | 11
14.03. | 12
14.03. | 13
14.03. | 14
14.03. | 15
14.03. | 16
14.03. | 17
14.03. | 18
14.03. | 19
14.03. | 20
14.03. | 21
14.03. | 22
14.03. | 23
14.03. | 24
15.03. | 1
15.03. | 2
15.03. | 3
15.03. | 4
15.03. | 5
15.03. | 6
15.03. | 7
15.03. | 8
15.03. | 9
15.03. | 10
15.03. | 11
15.03. | 12
15.03. | 13
15.03. | 14
15.03. | 15
15.03. | 16
15.03. | 17
15.03. | 18
15.03. | 19
15.03. | 20
15.03. | 21
15.03. | 22
15.03. | 23
15.03. | 24
16.03. | 1
16.03. | 2
16.03. | 3
16.03. | 4
16.03. | 5
16.03. | 6
16.03. | 7
16.03. | 8
16.03. | 9
16.03. | 10
16.03. | 11
16.03. | 12
16.03. | 13
16.03. | 14
16.03. | 15
16.03. | 16
16.03. | 17
16.03. | 18
16.03. | 19
16.03. | 20
16.03. | 21
16.03. | 22
16.03. | 23
16.03. | 24
17.03. | 1
17.03. | 2
17.03. | 3
17.03. | 4
17.03. | 5
17.03. | 6
17.03. | 7
17.03. | 8
17.03. | 9
17.03. | 10
17.03. | 11
17.03. | 12
17.03. | 13
17.03. | 14
17.03. | 15
17.03. | 16
17.03. | 17
17.03. | 18
17.03. | 19
17.03. | 20
17.03. | 21
17.03. | 22
17.03. | 23
17.03. | 24
18.03. | 1
18.03. | 2
18.03. | 3
18.03. | 4
18.03. | 5
18.03. | 6
18.03. | 7
18.03. | 8
18.03. | 9
18.03. | 10
18.03. | 11
18.03. | 12
18.03. | 13
18.03. | 14
18.03. | 15
18.03. | 16
18.03. | 17
18.03. | 18
18.03. | 19
18.03. | 20
18.03. | 21
18.03. | 22
18.03. | 23
18.03. | 24
19.03. | 1
19.03. | 2
19.03. | 3
19.03. | 4
19.03. | 5
19.03. | 6
19.03. | 7
19.03. | 8
19.03. | 9
19.03. | 10
19.03. | 11
19.03. | 12
19.03. | 13
19.03. | 14
19.03. | 15
19.03. | 16
19.03. | 17
19.03. | 18
19.03. | 19
19.03. | 20
19.03. | 21
19.03. | 22
19.03. | 23
19.03. | 24
20.03. | 1
20.03. | 2
20.03. | 3
20.03. | 4
20.03. | 5
20.03. | 6
20.03. | 7
20.03. | 8
20.03. | 9
20.03. | 10
20.03. | 11
20.03. | 12
20.03. | 13
20.03. | 14
20.03. | 15
20.03. | 16
20.03. | 17
20.03. | 18
20.03. | 19
20.03. | 20
20.03. | 21
20.03. | 22
20.03. | 23
20.03. | 24
21.03. | 1
21.03. | 2
21.03. | 3
21.03. | 4
21.03. | 5
21.03. | 6
21.03. | 7
21.03. | 8
21.03. | 9
21.03. | 10
21.03. | 11
21.03. | 12
21.03. | 13
21.03. | 14
21.03. | 15
21.03. | 16
21.03. | 17
21.03. | 18
21.03. | 19
21.03. | 20
21.03. | 21
21.03. | 22
21.03. | 23
21.03. | 24
22.03. | 1
22.03. | 2
22.03. | 3
22.03. | 4
22.03. | 5
22.03. | 6
22.03. | 7
22.03. | 8
22.03. | 9
22.03. | 10
22.03. | 11
22.03. | 12
22.03. | 13
22.03. | 14
22.03. | 15
22.03. | 16
22.03. | 17
22.03. | 18
22.03. | 19
22.03. | 20
22.03. | 21
22.03. | 22
22.03. | 23
22.03. | 24
23.03. | 1
23.03. | 2
23.03. | 3
23.03. | 4
23.03. | 5
23.03. | 6
23.03. | 7
23.03. | 8
23.03. | 9
23.03. | 10
23.03. | 11
23.03. | 12
23.03. | 13
23.03. | 14
23.03. | 15
23.03. | 16
23.03. | 17
23.03. | 18
23.03. | 19
23.03. | 20
23.03. | 21
23.03. | 22
23.03. | 23
23.03. | 24
24.03. | 1
24.03. | 2
24.03. | 3
24.03. | 4
24.03. | 5
24.03. | 6
24.03. | 7
24.03. | 8
24.03. | 9
24.03. | 10
24.03. | 11
24.03. | 12
24.03. | 13
24.03. | 14
24.03. | 15
24.03. | 16
24.03. | 17
24.03. | 18
24.03. | 19
24.03. | 20
24.03. | 21
24.03. | 22
24.03. | 23
24.03. | 24
25.03. | 1
25.03. | 2
25.03. | 3
25.03. | 4
25.03. | 5
25.03. | 6
25.03. | 7
25.03. | 8
25.03. | 9
25.03. | 10
25.03. | 11
25.03. | 12
25.03. | 13
25.03. | 14
25.03. | 15
25.03. | 16
25.03. | 17
25.03. | 18
25.03. | 19
25.03. | 20
25.03. | 21
25.03. | 22
25.03. | 23
25.03. | 24
26.03. | 1
26.03. | 2
26.03. | 3
26.03. | 4
26.03. | 5
26.03. | 6
26.03. | 7
26.03. | 8
26.03. | 9
26.03. | 10
26.03. | 11
26.03. | 12
26.03. | 13
26.03. | 14
26.03. | 15
26.03. | 16
26.03. | 17
26.03. | 18
26.03. | 19
26.03. | 20
26.03. | 21
26.03. | 22
26.03. | 23
26.03. | 24
27.03. | 1
27.03. | 2
27.03. | 3
27.03. | 4
27.03. | 5
27.03. | 6
27.03. | 7
27.03. | 8
27.03. | 9
27.03. | 10
27.03. | 11
27.03. | 12
27.03. | 13
27.03. | 14
27.03. | 15
27.03. | 16
27.03. | 17
27.03. | 18
27.03. | 19
27.03. | 20
27.03. | 21
27.03. | 22
27.03. | 23
27.03. | 24
28.03. | 1
28.03. | 2
28.03. | 3
28.03. | 4
28.03. | 5
28.03. | 6
28.03. | 7
28.03. | 8
28.03. | 9
28.03. | 10
28.03. | 11
28.03. | 12
28.03. | 13
28.03. | 14
28.03. | 15
28.03. | 16
28.03. | 17
28.03. | 18
28.03. | 19
28.03. | 20
28.03. | 21
28.03. | 22
28.03. | 23
28.03. | 24
29.03. | 1
29.03. | 2
29.03. | 3
29.03. | 4
29.03. | 5
29.03. | 6
29.03. | 7
29.03. | 8
29.03. | 9
29.03. | 10
29.03. | 11
29.03. | 12
29.03. | 13
29.03. | 14
29.03. | 15
29.03. | 16
29.03. | 17
29.03. | 18
29.03. | 19
29.03. | 20
29.03. | 21
29.03. | 22
29.03. | 23
29.03. | 24
30.03. | 1
30.03. | 2
30.03. | 3
30.03. | 4
30.03. | 5
30.03. | 6
30.03. | 7
30.03. | 8
30.03. | 9
30.03. | 10
30.03. | 11
30.03. | 12
30.03. | 13
30.03. | 14
30.03. | 15
30.03. | 16
30.03. | 17
30.03. | 18
30.03. | 19
30.03. | 20
30.03. | 21
30.03. | 22
30.03. | 23
30.03. | 24
31.03. | 1
31.03. | 2
31.03. | 3
31.03. | 4
31.03. | 5
31.03. | 6
31.03. | 7
31.03. | 8
31.03. | 9
31.03. | 10
31.03. | 11
31.03. | 12
31.03. | 13
31.03. | 14
31.03. | 15
31.03. | 16
31.03. | 17
31.03. | 18
31.03. | 19
31.03. | 20
31.03. | 21
31.03. | 22
31.03. | 23
31.03. | 24
01.04. | 1
01.04. | 2
01.04. | 3
01.04. | 4
01.04. | 5
01.04. | 6
01.04. | 7
01.04. | 8
01.04. | 9
01.04. | 10
01.04. | 11
01.04. | 12
01.04. | 13
01.04. | 14
01.04. | 15
01.04. | 16
01.04. | 17
01.04. | 18
01.04. | 19
01.04. | 20
01.04. | 21
01.04. | 22
01.04. | 23
01.04. | 24
02.04. | 1
02.04. | 2
02.04. | 3
02.04. | 4
02.04. | 5
02.04. | 6
02.04. | 7
02.04. | 8
02.04. | 9
02.04. | 10
02.04. | 11
02.04. | 12
02.04. | 13
02.04. | 14
02.04. | 15
02.04. | 16
02.04. | 17
02.04. | 18
02.04. | 19
02.04. | 20
02.04. | 21
02.04. | 22
02.04. | 23
02.04. | 24
03.04. | 1
03.04. | 2
03.04. | 3
03.04. | 4
03.04. | 5
03.04. | 6
03.04. | 7
03.04. | 8
03.04. | 9
03.04. | 10
03.04. | 11
03.04. | 12
03.04. | 13
03.04. | 14
03.04. | 15
03.04. | 16
03.04. | 17
03.04. | 18
03.04. | 19
03.04. | 20
03.04. | 21
03.04. | 22
03.04. | 23
03.04. | 24
04.04. | 1
04.04. | 2
04.04. | 3
04.04. | 4
04.04. | 5
04.04. | 6
04.04. | 7
04.04. | 8
04.04. | 9
04.04. | 10
04.04. | 11
04.04. | 12
04.04. | 13
04.04. | 14
04.04. | 15
04.04. | 16
04.04. | 17
04.04. | 18
04.04. | 19
04.04. | 20
04.04. | 21
04.04. | 22
04.04. | 23
04.04. | 24
05.04. | 1
05.04. | 2
05.04. | 3
05.04. | 4
05.04. | 5
05.04. | 6
05.04. | 7
05.04. | 8
05.04. | 9
05.04. | 10
05.04. | 11
05.04. | 12
05.04. | 13
05.04. | 14
05.04. | 15
05.04. | 16
05.04. | 17
05.04. | 18
05.04. | 19
05.04. | 20
05.04. | 21
05.04. | 22
05.04. | 23
05.04. | 24
06.04. | 1
06.04. | 2
06.04. | 3
06.04. | 4
06.04. | 5
06.04. | 6
06.04. | 7
06.04. | 8
06.04. | 9
06.04. | 10
06.04. | 11
06.04. | 12
06.04. | 13
06.04. | 14
06.04. | 15
06.04. | 16
06.04. | 17
06.04. | 18
06.04. | 19
06.04. | 20
06.04. | 21
06.04. | 22
06.04. | 23
06.04. | 24
07.04. | 1
07.04. | 2
07.04. | 3
07.04. | 4
07.04. | 5
07.04. | 6
07.04. | 7
07.04. | 8
07.04. | 9
07.04. | 10
07.04. | 11
07.04. | 12
07.04. | 13
07.04. | 14
07.04. | 15
07.04. | 16
07.04. | 17
07.04. | 18
07.04. | 19
07.04. | 20
07.04. | 21
07.04. | 22
07.04. | 23
07.04. | 24
08.04. | 1
08.04. | 2
08.04. | 3
08.04. | 4
08.04. | 5
08.04. | 6
08.04. | 7
08.04. | 8
08.04. | 9
08.04. | 10
08.04. | 11
08.04. | 12
08.04. | 13
08.04. | 14
08.04. | 15
08.04. | 16
08.04. | 17
08.04. | 18
08.04. | 19
08.04. | 20
08.04. | 21
08.04. | 22
08.04. | 23
08.04. | 24
09.04. | 1
09.04. | 2
09.04. | 3
09.04. | 4
09.04. | 5
09.04. | 6
09.04. | 7
09.04. | 8
09.04. | 9
09.04. | 10
09.04. | 11
09.04. | 12
09.04. | 13
09.04. | 14
09.04. | 15
09.04. | 16
09.04. | 17
09.04. | 18
09.04. | 19
09.04. | 20
09.04. | 21
09.04. | 22
09.04. | 23
09.04. | 24
10.04. | 1
10.04. | 2
10.04. | 3
10.04. | 4
10.04. | 5
10.04. | 6
10.04. | 7
10.04. | 8
10.04. | 9
10.04. | 10
10.04. | 11
10.04. | 12
10.04. | 13
10.04. | 14
10.04. | 15
10.04. | 16
10.04. | 17
10.04. | 18
10.04. | 19
10.04. | 20
10.04. | 21
10.04. | 22
10.04. | 23
10.04. | 24
11.04. | 1
11.04. | 2
11.04. | 3
11.04. | 4
11.04. | 5
11.04. | 6
11.04. | 7
11.04. | 8
11.04. | 9
11.04. | 10
11.04. | 11
11.04. | 12
11.04. | 13
11.04. | 14
11.04. | 15
11.04. | 16
11.04. | 17
11.04. | 18
11.04. | 19
11.04. | 20
11.04. | 21
11.04. | 22
11.04. | 23
11.04. | 24
12.04. | 1
12.04. | 2
12.04. | 3
12.04. | 4
12.04. | 5
12.04. | 6
12.04. | 7
12.04. | 8
12.04. | 9
12.04. | 10
12.04. | 11
12.04. | 12
12.04. | 13
12.04. | 14
12.04. | 15
12.04. | 16
12.04. | 17
12.04. | 18
12.04. | 19
12.04. | 20
12.04. | 21
12.04. | 22
12.04. | 23
12.04. | 24
13.04. | 1
13.04. | 2
13.04. | 3
13.04. | 4
13.04. | 5
13.04. | 6
13.04. | 7
13.04. | 8
13.04. | 9
13.04. | 10
13.04. | 11
13.04. | 12
13.04. | 13
13.04. | 14
13.04. | 15
13.04. | 16
13.04. | 17
13.04. | 18
13.04. | 19
13.04. | 20
13.04. | 21
13.04. | 22
13.04. | 23
13.04. | 24
14.04. | 1
14.04. | 2
14.04. | 3
14.04. | 4
14.04. | 5
14.04. | 6
14.04. | 7
14.04. | 8
14.04. | 9
14.04. | 10
14.04. | 11
14.04. | 12
14.04. | 13
14.04. | 14
14.04. | 15
14.04. | 16
14.04. | 17
14.04. | 18
14.04. | 19
14.04. | 20
14.04. | 21
14.04. | 22
14.04. | 23
14.04. | 24
15.04. | 1
15.04. | 2
15.04. | 3
15.04. | 4
15.04. | 5
15.04. | 6
15.04. | 7
15.04. | 8
15.04. | 9
15.04. | 10
15.04. | 11
15.04. | 12
15.04. | 13
15.04. | 14
15.04. | 15
15.04. | 16
15.04. | 17
15.04. | 18
15.04. | 19
15.04. | 20
15.04. | 21
15.04. | 22
15.04. | 23
15.04. | 24
16.04. | 1
16.04. | 2
16.04. | 3
16.04. | 4
16.04. | 5
16.04. | 6
16.04. | 7
16.04. | 8
16.04. | 9
16.04. | 10
16.04. | 11
16.04. | 12
16.04. | 13
16.04. | 14
16.04. | 15
16.04. | 16
16.04. | 17
16.04. | 18
16.04. | 19
16.04. | 20
16.04. | 21
16.04. | 22
16.04. | 23
16.04. | 24
17.04. | 1
17.04. | 2
17.04. | 3
17.04. | 4
17.04. | 5
17.04. | 6
17.04. | 7
17.04. | 8
17.04. | 9
17.04. | 10
17.04. | 11
17.04. | 12
17.04. | 13
17.04. | 14
17.04. | 15
17.04. | 16
17.04. | 17
17.04. | 18
17.04. | 19
17.04. | 20
17.04. | 21
17.04. | 22
17.04. | 23
17.04. | 24
18.04. | 1
18.04. | 2
18.04. | 3
18.04. | 4
18.04. | 5
18.04. | 6
18.04. | 7
18.04. | 8
18.04. | 9
18.04. | 10
18.04. | 11
18.04. | 12
18.04. | 13
18.04. | 14
18.04. | 15
18.04. | 16
18.04. | 17
18.04. | 18
18.04. | 19
18.04. | 20
18.04. | 21
18.04. | 22
18.04. | 23
18.04. | 24
19.04. | 1
19.04. | 2
19.04. | 3
19.04. | 4
19.04. | 5
19.04. | 6
19.04. | 7
19.04. | 8
19.04. | 9
19.04. | 10
19.04. | 11
19.04. | 12
19.04. | 13
19.04. | 14
19.04. | 15
19.04. | 16
19.04. | 17
19.04. | 18
19.04. | 19
19.04. | 20
19.04. | 21
19.04. | 22
19.04. | 23
19.04. | 24
20.04. | 1
20.04. | 2
20.04. | 3
20.04. | 4
20.04. | 5
20.04. | 6
20.04. | 7
20.04. | 8
20.04. | 9
20.04. | 10
20.04. | 11
20.04. | 12
20.04. | 13
20.04. | 14
20.04. | 15
20.04. | 16
20.04. | 17
20.04. | 18
20.04. | 19
20.04. | 20
20.04. | 21
20.04. | 22
20.04. | 23
20.04. | 24
21.04. | 1
21.04. | 2
21.04. | 3
21.04. | 4
21.04. | 5
21.04. | 6
21.04. | 7
21.04. | 8
21.04. | 9
21.04. | 10
21.04. | 11
21.04. | 12
21.04. | 13
21.04. | 14
21.04. | 15
21.04. | 16
21.04. | 17
21.04. | 18
21.04. | 19
21.04. | 20
21.04. | 21
21.04. | 22
21.04. | 23
21.04. | 24
22.04. | 1
22.04. | 2
22.04. | 3
22.04. | 4
22.04. | 5
22.04. | 6
22.04. | 7
22.04. | 8
22.04. | 9
22.04. | 10
22.04. | 11
22.04. | 12
22.04. | 13
22.04. | 14
22.04. | 15
22.04. | 16
22.04. | 17
22.04. | 18
22.04. | 19
22.04. | 20
22.04. | 21
22.04. | 22
22.04. | 23
22.04. | 24
23.04. | 1
23.04. | 2
23.04. | 3
23.04. | 4
23.04. | 5
23.04. | 6
23.04. | 7
23.04. | 8
23.04. | 9
23.04. | 10
23.04. | 11
23.04. | 12
23.04. | 13
23.04. | 14
23.04. | 15
23.04. | 16
23.04. | 17
23.04. | 18
23.04. | 19
23.04. | 20
23.04. | 21
23.04. | 22
23.04. | 23
23.04. | 24
24.04. | 1
24.04. | 2
24.04. | 3
24.04. | 4
24.04. | 5
24.04. | 6
24.04. | 7
24.04. | 8
24.04. | 9
24.04. | 10
24.04. | 11
24.04. | 12
24.04. | 13
24.04. | 14
24.04. | 15
24.04. | 16
24.04. | 17
24.04. | 18
24.04. | 19
24.04. | 20
24.04. | 21
24.04. | 22
24.04. | 23
24.04. | 24
25.04. | 1
25.04. | 2
25.04. | 3
25.04. | 4
25.04. | 5
25.04. | 6
25.04. | 7
25.04. | 8
25.04. | 9
25.04. | 10
25.04. | 11
25.04. | 12
25.04. | 13
25.04. | 14
25.04. | 15
25.04. | 16
25.04. | 17
25.04. | 18
25.04. | 19
25.04. | 20
25.04. | 21
25.04. | 22
25.04. | 23
25.04. | 24
26.04. | 1
26.04. | 2
26.04. | 3
26.04. | 4
26.04. | 5
26.04. | 6
26.04. | 7
26.04. | 8
26.04. | 9
26.04. | 10
26.04. | 11
26.04. | 12
26.04. | 13
26.04. | 14
26.04. | 15
26.04. | 16
26.04. | 17
26.04. | 18
26.04. | 19
26.04. | 20
26.04. | 21
26.04. | 22
26.04. | 23
26.04. | 24
27.04. | 1
27.04. | 2
27.04. | 3
27.04. | 4
27.04. | 5
27.04. | 6
27.04. | 7
27.04. | 8
27.04. | 9
27.04. | 10
27.04. | 11
27.04. | 12
27.04. | 13
27.04. | 14
27.04. | 15
27.04. | 16
27.04. | 17
27.04. | 18
27.04. | 19
27.04. | 20
27.04. | 21
27.04. | 22
27.04. | 23
27.04. | 24
28.04. | 1
28.04. | 2
28.04. | 3
28.04. | 4
28.04. | 5
28.04. | 6
28.04. | 7
28.04. | 8
28.04. | 9
28.04. | 10
28.04. | 11
28.04. | 12
28.04. | 13
28.04. | 14
28.04. | 15
28.04. | 16
28.04. | 17
28.04. | 18
28.04. | 19
28.04. | 20
28.04. | 21
28.04. | 22
28.04. | 23
28.04. | 24
29.04. | 1
29.04. | 2
29.04. | 3
29.04. | 4
29.04. | 5
29.04. | 6
29.04. | 7
29.04. | 8
29.04. | 9
29.04. | 10
29.04. | 11
29.04. | 12
29.04. | 13
29.04. | 14
29.04. | 15
29.04. | 16
29.04. | 17
29.04. | 18
29.04. | 19
29.04. | 20
29.04. | 21
29.04. | 22
29.04. | 23
29.04. | 24
30.04. | 1
30.04. | 2
30.04. | 3
30.04. | 4
30.04. | 5
30.04. | 6
30.04. | 7
30.04. | 8
30.04. | 9
30.04. | 10
30.04. | 11
30.04. | 12
30.04. | 13
30.04. | 14
30.04. | 15
30.04. | 16
30.04. | 17
30.04. | 18
30.04. | 19
30.04. | 20
30.04. | 21
30.04. | 22
30.04. | 23
30.04. | 24
01.05. | 1
01.05. | 2
01.05. | 3
01.05. | 4
01.05. | 5
01.05. | 6
01.05. | 7
01.05. | 8
01.05. | 9
01.05. | 10
01.05. | 11
01.05. | 12
01.05. | 13
01.05. | 14
01.05. | 15
01.05. | 16
01.05. | 17
01.05. | 18
01.05. | 19
01.05. | 20
01.05. | 21
01.05. | 22
01.05. | 23
01.05. | 24
02.05. | 1
02.05. | 2
02.05. | 3
02.05. | 4
02.05. | 5
02.05. | 6
02.05. | 7
02.05. | 8
02.05. | 9
02.05. | 10
02.05. | 11
02.05. | 12
02.05. | 13
02.05. | 14
02.05. | 15
02.05. | 16
02.05. | 17
02.05. | 18
02.05. | 19
02.05. | 20
02.05. | 21
02.05. | 22
02.05. | 23
02.05. | 24
03.05. | 1
03.05. | 2
03.05. | 3
03.05. | 4
03.05. | 5
03.05. | 6
03.05. | 7
03.05. | 8
03.05. | 9
03.05. | 10
03.05. | 11
03.05. | 12
03.05. | 13
03.05. | 14
03.05. | 15
03.05. | 16
03.05. | 17
03.05. | 18
03.05. | 19
03.05. | 20
03.05. | 21
03.05. | 22
03.05. | 23
03.05. | 24
04.05. | 1
04.05. | 2
04.05. | 3
04.05. | 4
04.05. | 5
04.05. | 6
04.05. | 7
04.05. | 8
04.05. | 9
04.05. | 10
04.05. | 11
04.05. | 12
04.05. | 13
04.05. | 14
04.05. | 15
04.05. | 16
04.05. | 17
04.05. | 18
04.05. | 19
04.05. | 20
04.05. | 21
04.05. | 22
04.05. | 23
04.05. | 24
05.05. | 1
05.05. | 2
05.05. | 3
05.05. | 4
05.05. | 5
05.05. | 6
05.05. | 7
05.05. | 8
05.05. | 9
05.05. | 10
05.05. | 11
05.05. | 12
05.05. | 13
05.05. | 14
05.05. | 15
05.05. | 16
05.05. | 17
05.05. | 18
05.05. | 19
05.05. | 20
05.05. | 21
05.05. | 22
05.05. | 23
05.05. | 24
06.05. | 1
06.05. | 2
06.05. | 3
06.05. | 4
06.05. | 5
06.05. | 6
06.05. | 7
06.05. | 8
06.05. | 9
06.05. | 10
06.05. | 11
06.05. | 12
06.05. | 13
06.05. | 14
06.05. | 15
06.05. | 16
06.05. | 17
06.05. | 18
06.05. | 19
06.05. | 20
06.05. | 21
06.05. | 22
06.05. | 23
06.05. | 24
07.05. | 1
07.05. | 2
07.05. | 3
07.05. | 4
07.05. | 5
07.05. | 6
07.05. | 7
07.05. | 8
07.05. | 9
07.05. | 10
07.05. | 11
07.05. | 12
07.05. | 13
07.05. | 14
07.05. | 15
07.05. | 16
07.05. | 17
07.05. | 18
07.05. | 19
07.05. | 20
07.05. | 21
07.05. | 22
07.05. | 23
07.05. | 24
08.05. | 1
08.05. | 2
08.05. | 3
08.05. | 4
08.05. | 5
08.05. | 6
08.05. | 7
08.05. | 8
08.05. | 9
08.05. | 10
08.05. | 11
08.05. | 12
08.05. | 13
08.05. | 14
08.05. | 15
08.05. | 16
08.05. | 17
08.05. | 18
08.05. | 19
08.05. | 20
08.05. | 21
08.05. | 22
08.05. | 23
08.05. | 24
09.05. | 1
09.05. | 2
09.05. | 3
09.05. | 4
09.05. | 5
09.05. | 6
09.05. | 7
09.05. | 8
09.05. | 9
09.05. | 10
09.05. | 11
09.05. | 12
09.05. | 13
09.05. | 14
09.05. | 15
09.05. | 16
09.05. | 17
09.05. | 18
09.05. | 19
09.05. | 20
09.05. | 21
09.05. | 22
09.05. | 23
09.05. | 24
10.05. | 1
10.05. | 2
10.05. | 3
10.05. | 4
10.05. | 5
10.05. | 6
10.05. | 7
10.05. | 8
10.05. | 9
10.05. | 10
10.05. | 11
10.05. | 12
10.05. | 13
10.05. | 14
10.05. | 15
10.05. | 16
10.05. | 17
10.05. | 18
10.05. | 19
10.05. | 20
10.05. | 21
10.05. | 22
10.05. | 23
10.05. | 24
11.05. | 1
11.05. | 2
11.05. | 3
11.05. | 4
11.05. | 5
11.05. | 6
11.05. | 7
11.05. | 8
11.05. | 9
11.05. | 10
11.05. | 11
11.05. | 12
11.05. | 13
11.05. | 14
11.05. | 15
11.05. | 16
11.05. | 17
11.05. | 18
11.05. | 19
11.05. | 20
11.05. | 21
11.05. | 22
11.05. | 23
11.05. | 24
12.05. | 1
12.05. | 2
12.05. | 3
12.05. | 4
12.05. | 5
12.05. | 6
12.05. | 7
12.05. | 8
12.05. | 9
12.05. | 10
12.05. | 11
12.05. | 12
12.05. | 13
12.05. | 14
12.05. | 15
12.05. | 16
12.05. | 17
12.05. | 18
12.05. | 19
12.05. | 20
12.05. | 21
12.05. | 22
12.05. | 23
12.05. | 24
13.05. | 1
13.05. | 2
13.05. | 3
13.05. | 4
13.05. | 5
13.05. | 6
13.05. | 7
13.05. | 8
13.05. | 9
13.05. | 10
13.05. | 11
13.05. | 12
13.05. | 13
13.05. | 14
13.05. | 15
13.05. | 16
13.05. | 17
13.05. | 18
13.05. | 19
13.05. | 20
13.05. | 21
13.05. | 22
13.05. | 23
13.05. | 24
14.05. | 1
14.05. | 2
14.05. | 3
14.05. | 4
14.05. | 5
14.05. | 6
14.05. | 7
14.05. | 8
14.05. | 9
14.05. | 10
14.05. | 11
14.05. | 12
14.05. | 13
14.05. | 14
14.05. | 15
14.05. | 16
14.05. | 17
14.05. | 18
14.05. | 19
14.05. | 20
14.05. | 21
14.05. | 22
14.05. | 23
14.05. | 24
15.05. | 1
15.05. | 2
15.05. | 3
15.05. | 4
15.05. | 5
15.05. | 6
15.05. | 7
15.05. | 8
15.05. | 9
15.05. | 10
15.05. | 11
15.05. | 12
15.05. | 13
15.05. | 14
15.05. | 15
15.05. | 16
15.05. | 17
15.05. | 18
15.05. | 19
15.05. | 20
15.05. | 21
15.05. | 22
15.05. | 23
15.05. | 24
16.05. | 1
16.05. | 2
16.05. | 3
16.05. | 4
16.05. | 5
16.05. | 6
16.05. | 7
16.05. | 8
16.05. | 9
16.05. | 10
16.05. | 11
16.05. | 12
16.05. | 13
16.05. | 14
16.05. | 15
16.05. | 16
16.05. | 17
16.05. | 18
16.05. | 19
16.05. | 20
16.05. | 21
16.05. | 22
16.05. | 23
16.05. | 24
17.05. | 1
17.05. | 2
17.05. | 3
17.05. | 4
17.05. | 5
17.05. | 6
17.05. | 7
17.05. | 8
17.05. | 9
17.05. | 10
17.05. | 11
17.05. | 12
17.05. | 13
17.05. | 14
17.05. | 15
17.05. | 16
17.05. | 17
17.05. | 18
17.05. | 19
17.05. | 20
17.05. | 21
17.05. | 22
17.05. | 23
17.05. | 24
18.05. | 1
18.05. | 2
18.05. | 3
18.05. | 4
18.05. | 5
18.05. | 6
18.05. | 7
18.05. | 8
18.05. | 9
18.05. | 10
18.05. | 11
18.05. | 12
18.05. | 13
18.05. | 14
18.05. | 15
18.05. | 16
18.05. | 17
18.05. | 18
18.05. | 19
18.05. | 20
18.05. | 21
18.05. | 22
18.05. | 23
18.05. | 24
19.05. | 1
19.05. | 2
19.05. | 3
19.05. | 4
19.05. | 5
19.05. | 6
19.05. | 7
19.05. | 8
19.05. | 9
19.05. | 10
19.05. | 11
19.05. | 12
19.05. | 13
19.05. | 14
19.05. | 15
19.05. | 16
19.05. | 17
19.05. | 18
19.05. | 19
19.05. | 20
19.05. | 21
19.05. | 22
19.05. | 23
19.05. | 24
20.05. | 1
20.05. | 2
20.05. | 3
20.05. | 4
20.05. | 5
20.05. | 6
20.05. | 7
20.05. | 8
20.05. | 9
20.05. | 10
20.05. | 11
20.05. | 12
20.05. | 13
20.05. | 14
20.05. | 15
20.05. | 16
20.05. | 17
20.05. | 18
20.05. | 19
20.05. | 20
20.05. | 21
20.05. | 22
20.05. | 23
20.05. | 24
21.05. | 1
21.05. | 2
21.05. | 3
21.05. | 4
21.05. | 5
21.05. | 6
21.05. | 7
21.05. | 8
21.05. | 9
21.05. | 10
21.05. | 11
21.05. | 12
21.05. | 13
21.05. | 14
21.05. | 15
21.05. | 16
21.05. | 17
21.05. | 18
21.05. | 19
21.05. | 20
21.05. | 21
21.05. | 22
21.05. | 23
21.05. | 24
22.05. | 1
22.05. | 2
22.05. | 3
22.05. | 4
22.05. | 5
22.05. | 6
22.05. | 7
22.05. | 8
22.05. | 9
22.05. | 10
22.05. | 11
22.05. | 12
22.05. | 13
22.05. | 14
22.05. | 15
22.05. | 16
22.05. | 17
22.05. | 18
22.05. | 19
22.05. | 20
22.05. | 21
22.05. | 22
22.05. | 23
22.05. | 24
23.05. | 1
23.05. | 2
23.05. | 3
23.05. | 4
23.05. | 5
23.05. | 6
23.05. | 7
23.05. | 8
23.05. | 9
23.05. | 10
23.05. | 11
23.05. | 12
23.05. | 13
23.05. | 14
23.05. | 15
23.05. | 16
23.05. | 17
23.05. | 18
23.05. | 19
23.05. | 20
23.05. | 21
23.05. | 22
23.05. | 23
23.05. | 24
24.05. | 1
24.05. | 2
24.05. | 3
24.05. | 4
24.05. | 5
24.05. | 6
24.05. | 7
24.05. | 8
24.05. | 9
24.05. | 10
24.05. | 11
24.05. | 12
24.05. | 13
24.05. | 14
24.05. | 15
24.05. | 16
24.05. | 17
24.05. | 18
24.05. | 19
24.05. | 20
24.05. | 21
24.05. | 22
24.05. | 23
24.05. | 24
25.05. | 1
25.05. | 2
25.05. | 3
25.05. | 4
25.05. | 5
25.05. | 6
25.05. | 7
25.05. | 8
25.05. | 9
25.05. | 10
25.05. | 11
25.05. | 12
25.05. | 13
25.05. | 14
25.05. | 15
25.05. | 16
25.05. | 17
25.05. | 18
25.05. | 19
25.05. | 20
25.05. | 21
25.05. | 22
25.05. | 23
25.05. | 24
26.05. | 1
26.05. | 2
26.05. | 3
26.05. | 4
26.05. | 5
26.05. | 6
26.05. | 7
26.05. | 8
26.05. | 9
26.05. | 10
26.05. | 11
26.05. | 12
26.05. | 13
26.05. | 14
26.05. | 15
26.05. | 16
26.05. | 17
26.05. | 18
26.05. | 19
26.05. | 20
26.05. | 21
26.05. | 22
26.05. | 23
26.05. | 24
27.05. | 1
27.05. | 2
27.05. | 3
27.05. | 4
27.05. | 5
27.05. | 6
27.05. | 7
27.05. | 8
27.05. | 9
27.05. | 10
27.05. | 11
27.05. | 12
27.05. | 13
27.05. | 14
27.05. | 15
27.05. | 16
27.05. | 17
27.05. | 18
27.05. | 19
27.05. | 20
27.05. | 21
27.05. | 22
27.05. | 23
27.05. | 24
28.05. | 1
28.05. | 2
28.05. | 3
28.05. | 4
28.05. | 5
28.05. | 6
28.05. | 7
28.05. | 8
28.05. | 9
28.05. | 10
28.05. | 11
28.05. | 12
28.05. | 13
28.05. | 14
28.05. | 15
28.05. | 16
28.05. | 17
28.05. | 18
28.05. | 19
28.05. | 20
28.05. | 21
28.05. | 22
28.05. | 23
28.05. | 24
29.05. | 1
29.05. | 2
29.05. | 3
29.05. | 4
29.05. | 5
29.05. | 6
29.05. | 7
29.05. | 8
29.05. | 9
29.05. | 10
29.05. | 11
29.05. | 12
29.05. | 13
29.05. | 14
29.05. | 15
29.05. | 16
29.05. | 17
29.05. | 18
29.05. | 19
29.05. | 20
29.05. | 21
29.05. | 22
29.05. | 23
29.05. | 24
30.05. | 1
30.05. | 2
30.05. | 3
30.05. | 4
30.05. | 5
30.05. | 6
30.05. | 7
30.05. | 8
30.05. | 9
30.05. | 10
30.05. | 11
30.05. | 12
30.05. | 13
30.05. | 14
30.05. | 15
30.05. | 16
30.05. | 17
30.05. | 18
30.05. | 19
30.05. | 20
30.05. | 21
30.05. | 22
30.05. | 23
30.05. | 24
31.05. | 1
31.05. | 2
31.05. | 3
31.05. | 4
31.05. | 5
31.05. | 6
31.05. | 7
31.05. | 8
31.05. | 9
31.05. | 10
31.05. | 11
31.05. | 12
31.05. | 13
31.05. | 14
31.05. | 15
31.05. | 16
31.05. | 17
31.05. | 18
31.05. | 19
31.05. | 20
31.05. | 21
31.05. | 22
31.05. | 23
31.05. | 24
01.06. | 1
01.06. | 2
01.06. | 3
01.06. | 4
01.06. | 5
01.06. | 6
01.06. | 7
01.06. | 8
01.06. | 9
01.06. | 10
01.06. | 11
01.06. | 12
01.06. | 13
01.06. | 14
01.06. | 15
01.06. | 16
01.06. | 17
01.06. | 18
01.06. | 19
01.06. | 20
01.06. | 21
01.06. | 22
01.06. | 23
01.06. | 24
02.06. | 1
02.06. | 2
02.06. | 3
02.06. | 4
02.06. | 5
02.06. | 6
02.06. | 7
02.06. | 8
02.06. | 9
02.06. | 10
02.06. | 11
02.06. | 12
02.06. | 13
02.06. | 14
02.06. | 15
02.06. | 16
02.06. | 17
02.06. | 18
02.06. | 19
02.06. | 20
02.06. | 21
02.06. | 22
02.06. | 23
02.06. | 24
03.06. | 1
03.06. | 2
03.06. | 3
03.06. | 4
03.06. | 5
03.06. | 6
03.06. | 7
03.06. | 8
03.06. | 9
03.06. | 10
03.06. | 11
03.06. | 12
03.06. | 13
03.06. | 14
03.06. | 15
03.06. | 16
03.06. | 17
03.06. | 18
03.06. | 19
03.06. | 20
03.06. | 21
03.06. | 22
03.06. | 23
03.06. | 24
04.06. | 1
04.06. | 2
04.06. | 3
04.06. | 4
04.06. | 5
04.06. | 6
04.06. | 7
04.06. | 8
04.06. | 9
04.06. | 10
04.06. | 11
04.06. | 12
04.06. | 13
04.06. | 14
04.06. | 15
04.06. | 16
04.06. | 17
04.06. | 18
04.06. | 19
04.06. | 20
04.06. | 21
04.06. | 22
04.06. | 23
04.06. | 24
05.06. | 1
05.06. | 2
05.06. | 3
05.06. | 4
05.06. | 5
05.06. | 6
05.06. | 7
05.06. | 8
05.06. | 9
05.06. | 10
05.06. | 11
05.06. | 12
05.06. | 13
05.06. | 14
05.06. | 15
05.06. | 16
05.06. | 17
05.06. | 18
05.06. | 19
05.06. | 20
05.06. | 21
05.06. | 22
05.06. | 23
05.06. | 24
06.06. | 1
06.06. | 2
06.06. | 3
06.06. | 4
06.06. | 5
06.06. | 6
06.06. | 7
06.06. | 8
06.06. | 9
06.06. | 10
06.06. | 11
06.06. | 12
06.06. | 13
06.06. | 14
06.06. | 15
06.06. | 16
06.06. | 17
06.06. | 18
06.06. | 19
06.06. | 20
06.06. | 21
06.06. | 22
06.06. | 23
06.06. | 24
07.06. | 1
07.06. | 2
07.06. | 3
07.06. | 4
07.06. | 5
07.06. | 6
07.06. | 7
07.06. | 8
07.06. | 9
07.06. | 10
07.06. | 11
07.06. | 12
07.06. | 13
07.06. | 14
07.06. | 15
07.06. | 16
07.06. | 17
07.06. | 18
07.06. | 19
07.06. | 20
07.06. | 21
07.06. | 22
07.06. | 23
07.06. | 24
08.06. | 1
08.06. | 2
08.06. | 3
08.06. | 4
08.06. | 5
08.06. | 6
08.06. | 7
08.06. | 8
08.06. | 9
08.06. | 10
08.06. | 11
08.06. | 12
08.06. | 13
08.06. | 14
08.06. | 15
08.06. | 16
08.06. | 17
08.06. | 18
08.06. | 19
08.06. | 20
08.06. | 21
08.06. | 22
08.06. | 23
08.06. | 24
09.06. | 1
09.06. | 2
09.06. | 3
09.06. | 4
09.06. | 5
09.06. | 6
09.06. | 7
09.06. | 8
09.06. | 9
09.06. | 10
09.06. | 11
09.06. | 12
09.06. | 13
09.06. | 14
09.06. | 15
09.06. | 16
09.06. | 17
09.06. | 18
09.06. | 19
09.06. | 20
09.06. | 21
09.06. | 22
09.06. | 23
09.06. | 24
10.06. | 1
10.06. | 2
10.06. | 3
10.06. | 4
10.06. | 5
10.06. | 6
10.06. | 7
10.06. | 8
10.06. | 9
10.06. | 10
10.06. | 11
10.06. | 12
10.06. | 13
10.06. | 14
10.06. | 15
10.06. | 16
10.06. | 17
10.06. | 18
10.06. | 19
10.06. | 20
10.06. | 21
10.06. | 22
10.06. | 23
10.06. | 24
11.06. | 1
11.06. | 2
11.06. | 3
11.06. | 4
11.06. | 5
11.06. | 6
11.06. | 7
11.06. | 8
11.06. | 9
11.06. | 10
11.06. | 11
11.06. | 12
11.06. | 13
11.06. | 14
11.06. | 15
11.06. | 16
11.06. | 17
11.06. | 18
11.06. | 19
11.06. | 20
11.06. | 21
11.06. | 22
11.06. | 23
11.06. | 24
12.06. | 1
12.06. | 2
12.06. | 3
12.06. | 4
12.06. | 5
12.06. | 6
12.06. | 7
12.06. | 8
12.06. | 9
12.06. | 10
12.06. | 11
12.06. | 12
12.06. | 13
12.06. | 14
12.06. | 15
12.06. | 16
12.06. | 17
12.06. | 18
12.06. | 19
12.06. | 20
12.06. | 21
12.06. | 22
12.06. | 23
12.06. | 24
13.06. | 1
13.06. | 2
13.06. | 3
13.06. | 4
13.06. | 5
13.06. | 6
13.06. | 7
13.06. | 8
13.06. | 9
13.06. | 10
13.06. | 11
13.06. | 12
13.06. | 13
13.06. | 14
13.06. | 15
13.06. | 16
13.06. | 17
13.06. | 18
13.06. | 19
13.06. | 20
13.06. | 21
13.06. | 22
13.06. | 23
13.06. | 24
14.06. | 1
14.06. | 2
14.06. | 3
14.06. | 4
14.06. | 5
14.06. | 6
14.06. | 7
14.06. | 8
14.06. | 9
14.06. | 10
14.06. | 11
14.06. | 12
14.06. | 13
14.06. | 14
14.06. | 15
14.06. | 16
14.06. | 17
14.06. | 18
14.06. | 19
14.06. | 20
14.06. | 21
14.06. | 22
14.06. | 23
14.06. | 24
15.06. | 1
15.06. | 2
15.06. | 3
15.06. | 4
15.06. | 5
15.06. | 6
15.06. | 7
15.06. | 8
15.06. | 9
15.06. | 10
15.06. | 11
15.06. | 12
15.06. | 13
15.06. | 14
15.06. | 15
15.06. | 16
15.06. | 17
15.06. | 18
15.06. | 19
15.06. | 20
15.06. | 21
15.06. | 22
15.06. | 23
15.06. | 24
16.06. | 1
16.06. | 2
16.06. | 3
16.06. | 4
16.06. | 5
16.06. | 6
16.06. | 7
16.06. | 8
16.06. | 9
16.06. | 10
16.06. | 11
16.06. | 12
16.06. | 13
16.06. | 14
16.06. | 15
16.06. | 16
16.06. | 17
16.06. | 18
16.06. | 19
16.06. | 20
16.06. | 21
16.06. | 22
16.06. | 23
16.06. | 24
17.06. | 1
17.06. | 2
17.06. | 3
17.06. | 4
17.06. | 5
17.06. | 6
17.06. | 7
17.06. | 8
17.06. | 9
17.06. | 10
17.06. | 11
17.06. | 12
17.06. | 13
17.06. | 14
17.06. | 15
17.06. | 16
17.06. | 17
17.06. | 18
17.06. | 19
17.06. | 20
17.06. | 21
17.06. | 22
17.06. | 23
17.06. | 24
18.06. | 1
18.06. | 2
18.06. | 3
18.06. | 4
18.06. | 5
18.06. | 6
18.06. | 7
18.06. | 8
18.06. | 9
18.06. | 10
18.06. | 11
18.06. | 12
18.06. | 13
18.06. | 14
18.06. | 15
18.06. | 16
18.06. | 17
18.06. | 18
18.06. | 19
18.06. | 20
18.06. | 21
18.06. | 22
18.06. | 23
18.06. | 24
19.06. | 1
19.06. | 2
19.06. | 3
19.06. | 4
19.06. | 5
19.06. | 6
19.06. | 7
19.06. | 8
19.06. | 9
19.06. | 10
19.06. | 11
19.06. | 12
19.06. | 13
19.06. | 14
19.06. | 15
19.06. | 16
19.06. | 17
19.06. | 18
19.06. | 19
19.06. | 20
19.06. | 21
19.06. | 22
19.06. | 23
19.06. | 24
20.06. | 1
20.06. | 2
20.06. | 3
20.06. | 4
20.06. | 5
20.06. | 6
20.06. | 7
20.06. | 8
20.06. | 9
20.06. | 10
20.06. | 11
20.06. | 12
20.06. | 13
20.06. | 14
20.06. | 15
20.06. | 16
20.06. | 17
20.06. | 18
20.06. | 19
20.06. | 20
20.06. | 21
20.06. | 22
20.06. | 23
20.06. | 24
21.06. | 1
21.06. | 2
21.06. | 3
21.06. | 4
21.06. | 5
21.06. | 6
21.06. | 7
21.06. | 8
21.06. | 9
21.06. | 10
21.06. | 11
21.06. | 12
21.06. | 13
21.06. | 14
21.06. | 15
21.06. | 16
21.06. | 17
21.06. | 18
21.06. | 19
21.06. | 20
21.06. | 21
21.06. | 22
21.06. | 23
21.06. | 24
22.06. | 1
22.06. | 2
22.06. | 3
22.06. | 4
22.06. | 5
22.06. | 6
22.06. | 7
22.06. | 8
22.06. | 9
22.06. | 10
22.06. | 11
22.06. | 12
22.06. | 13
22.06. | 14
22.06. | 15
22.06. | 16
22.06. | 17
22.06. | 18
22.06. | 19
22.06. | 20
22.06. | 21
22.06. | 22
22.06. | 23
22.06. | 24
23.06. | 1
23.06. | 2
23.06. | 3
23.06. | 4
23.06. | 5
23.06. | 6
23.06. | 7
23.06. | 8
23.06. | 9
23.06. | 10
23.06. | 11
23.06. | 12
23.06. | 13
23.06. | 14
23.06. | 15
23.06. | 16
23.06. | 17
23.06. | 18
23.06. | 19
23.06. | 20
23.06. | 21
23.06. | 22
23.06. | 23
23.06. | 24
24.06. | 1
24.06. | 2
24.06. | 3
24.06. | 4
24.06. | 5
24.06. | 6
24.06. | 7
24.06. | 8
24.06. | 9
24.06. | 10
24.06. | 11
24.06. | 12
24.06. | 13
24.06. | 14
24.06. | 15
24.06. | 16
24.06. | 17
24.06. | 18
24.06. | 19
24.06. | 20
24.06. | 21
24.06. | 22
24.06. | 23
24.06. | 24
25.06. | 1
25.06. | 2
25.06. | 3
25.06. | 4
25.06. | 5
25.06. | 6
25.06. | 7
25.06. | 8
25.06. | 9
25.06. | 10
25.06. | 11
25.06. | 12
25.06. | 13
25.06. | 14
25.06. | 15
25.06. | 16
25.06. | 17
25.06. | 18
25.06. | 19
25.06. | 20
25.06. | 21
25.06. | 22
25.06. | 23
25.06. | 24
26.06. | 1
26.06. | 2
26.06. | 3
26.06. | 4
26.06. | 5
26.06. | 6
26.06. | 7
26.06. | 8
26.06. | 9
26.06. | 10
26.06. | 11
26.06. | 12
26.06. | 13
26.06. | 14
26.06. | 15
26.06. | 16
26.06. | 17
26.06. | 18
26.06. | 19
26.06. | 20
26.06. | 21
26.06. | 22
26.06. | 23
26.06. | 24
27.06. | 1
27.06. | 2
27.06. | 3
27.06. | 4
27.06. | 5
27.06. | 6
27.06. | 7
27.06. | 8
27.06. | 9
27.06. | 10
27.06. | 11
27.06. | 12
27.06. | 13
27.06. | 14
27.06. | 15
27.06. | 16
27.06. | 17
27.06. | 18
27.06. | 19
27.06. | 20
27.06. | 21
27.06. | 22
27.06. | 23
27.06. | 24
28.06. | 1
28.06. | 2
28.06. | 3
28.06. | 4
28.06. | 5
28.06. | 6
28.06. | 7
28.06. | 8
28.06. | 9
28.06. | 10
28.06. | 11
28.06. | 12
28.06. | 13
28.06. | 14
28.06. | 15
28.06. | 16
28.06. | 17
28.06. | 18
28.06. | 19
28.06. | 20
28.06. | 21
28.06. | 22
28.06. | 23
28.06. | 24
29.06. | 1
29.06. | 2
29.06. | 3
29.06. | 4
29.06. | 5
29.06. | 6
29.06. | 7
29.06. | 8
29.06. | 9
29.06. | 10
29.06. | 11
29.06. | 12
29.06. | 13
29.06. | 14
29.06. | 15
29.06. | 16
29.06. | 17
29.06. | 18
29.06. | 19
29.06. | 20
29.06. | 21
29.06. | 22
29.06. | 23
29.06. | 24
30.06. | 1
30.06. | 2
30.06. | 3
30.06. | 4
30.06. | 5
30.06. | 6
30.06. | 7
30.06. | 8
30.06. | 9
30.06. | 10
30.06. | 11
30.06. | 12
30.06. | 13
30.06. | 14
30.06. | 15
30.06. | 16
30.06. | 17
30.06. | 18
30.06. | 19
30.06. | 20
30.06. | 21
30.06. | 22
30.06. | 23
30.06. | 24
01.07. | 1
01.07. | 2
01.07. | 3
01.07. | 4
01.07. | 5
01.07. | 6
01.07. | 7
01.07. | 8
01.07. | 9
01.07. | 10
01.07. | 11
01.07. | 12
01.07. | 13
01.07. | 14
01.07. | 15
01.07. | 16
01.07. | 17
01.07. | 18
01.07. | 19
01.07. | 20
01.07. | 21
01.07. | 22
01.07. | 23
01.07. | 24
02.07. | 1
02.07. | 2
02.07. | 3
02.07. | 4
02.07. | 5
02.07. | 6
02.07. | 7
02.07. | 8
02.07. | 9
02.07. | 10
02.07. | 11
02.07. | 12
02.07. | 13
02.07. | 14
02.07. | 15
02.07. | 16
02.07. | 17
02.07. | 18
02.07. | 19
02.07. | 20
02.07. | 21
02.07. | 22
02.07. | 23
02.07. | 24
03.07. | 1
03.07. | 2
03.07. | 3
03.07. | 4
03.07. | 5
03.07. | 6
03.07. | 7
03.07. | 8
03.07. | 9
03.07. | 10
03.07. | 11
03.07. | 12
03.07. | 13
03.07. | 14
03.07. | 15
03.07. | 16
03.07. | 17
03.07. | 18
03.07. | 19
03.07. | 20
03.07. | 21
03.07. | 22
03.07. | 23
03.07. | 24
04.07. | 1
04.07. | 2
04.07. | 3
04.07. | 4
04.07. | 5
04.07. | 6
04.07. | 7
04.07. | 8
04.07. | 9
04.07. | 10
04.07. | 11
04.07. | 12
04.07. | 13
04.07. | 14
04.07. | 15
04.07. | 16
04.07. | 17
04.07. | 18
04.07. | 19
04.07. | 20
04.07. | 21
04.07. | 22
04.07. | 23
04.07. | 24
05.07. | 1
05.07. | 2
05.07. | 3
05.07. | 4
05.07. | 5
05.07. | 6
05.07. | 7
05.07. | 8
05.07. | 9
05.07. | 10
05.07. | 11
05.07. | 12
05.07. | 13
05.07. | 14
05.07. | 15
05.07. | 16
05.07. | 17
05.07. | 18
05.07. | 19
05.07. | 20
05.07. | 21
05.07. | 22
05.07. | 23
05.07. | 24
06.07. | 1
06.07. | 2
06.07. | 3
06.07. | 4
06.07. | 5
06.07. | 6
06.07. | 7
06.07. | 8
06.07. | 9
06.07. | 10
06.07. | 11
06.07. | 12
06.07. | 13
06.07. | 14
06.07. | 15
06.07. | 16
06.07. | 17
06.07. | 18
06.07. | 19
06.07. | 20
06.07. | 21
06.07. | 22
06.07. | 23
06.07. | 24
07.07. | 1
07.07. | 2
07.07. | 3
07.07. | 4
07.07. | 5
07.07. | 6
07.07. | 7
07.07. | 8
07.07. | 9
07.07. | 10
07.07. | 11
07.07. | 12
07.07. | 13
07.07. | 14
07.07. | 15
07.07. | 16
07.07. | 17
07.07. | 18
07.07. | 19
07.07. | 20
07.07. | 21
07.07. | 22
07.07. | 23
07.07. | 24
08.07. | 1
08.07. | 2
08.07. | 3
08.07. | 4
08.07. | 5
08.07. | 6
08.07. | 7
08.07. | 8
08.07. | 9
08.07. | 10
08.07. | 11
08.07. | 12
08.07. | 13
08.07. | 14
08.07. | 15
08.07. | 16
08.07. | 17
08.07. | 18
08.07. | 19
08.07. | 20
08.07. | 21
08.07. | 22
08.07. | 23
08.07. | 24
09.07. | 1
09.07. | 2
09.07. | 3
09.07. | 4
09.07. | 5
09.07. | 6
09.07. | 7
09.07. | 8
09.07. | 9
09.07. | 10
09.07. | 11
09.07. | 12
09.07. | 13
09.07. | 14
09.07. | 15
09.07. | 16
09.07. | 17
09.07. | 18
09.07. | 19
09.07. | 20
09.07. | 21
09.07. | 22
09.07. | 23
09.07. | 24
10.07. | 1
10.07. | 2
10.07. | 3
10.07. | 4
10.07. | 5
10.07. | 6
10.07. | 7
10.07. | 8
10.07. | 9
10.07. | 10
10.07. | 11
10.07. | 12
10.07. | 13
10.07. | 14
10.07. | 15
10.07. | 16
10.07. | 17
10.07. | 18
10.07. | 19
10.07. | 20
10.07. | 21
10.07. | 22
10.07. | 23
10.07. | 24
11.07. | 1
11.07. | 2
11.07. | 3
11.07. | 4
11.07. | 5
11.07. | 6
11.07. | 7
11.07. | 8
11.07. | 9
11.07. | 10
11.07. | 11
11.07. | 12
11.07. | 13
11.07. | 14
11.07. | 15
11.07. | 16
11.07. | 17
11.07. | 18
11.07. | 19
11.07. | 20
11.07. | 21
11.07. | 22
11.07. | 23
11.07. | 24
12.07. | 1
12.07. | 2
12.07. | 3
12.07. | 4
12.07. | 5
12.07. | 6
12.07. | 7
12.07. | 8
12.07. | 9
12.07. | 10
12.07. | 11
12.07. | 12
12.07. | 13
12.07. | 14
12.07. | 15
12.07. | 16
12.07. | 17
12.07. | 18
12.07. | 19
12.07. | 20
12.07. | 21
12.07. | 22
12.07. | 23
12.07. | 24
13.07. | 1
13.07. | 2
13.07. | 3
13.07. | 4
13.07. | 5
13.07. | 6
13.07. | 7
13.07. | 8
13.07. | 9
13.07. | 10
13.07. | 11
13.07. | 12
13.07. | 13
13.07. | 14
13.07. | 15
13.07. | 16
13.07. | 17
13.07. | 18
13.07. | 19
13.07. | 20
13.07. | 21
13.07. | 22
13.07. | 23
13.07. | 24
14.07. | 1
14.07. | 2
14.07. | 3
14.07. | 4
14.07. | 5
14.07. | 6
14.07. | 7
14.07. | 8
14.07. | 9
14.07. | 10
14.07. | 11
14.07. | 12
14.07. | 13
14.07. | 14
14.07. | 15
14.07. | 16
14.07. | 17
14.07. | 18
14.07. | 19
14.07. | 20
14.07. | 21
14.07. | 22
14.07. | 23
14.07. | 24
15.07. | 1
15.07. | 2
15.07. | 3
15.07. | 4
15.07. | 5
15.07. | 6
15.07. | 7
15.07. | 8
15.07. | 9
15.07. | 10
15.07. | 11
15.07. | 12
15.07. | 13
15.07. | 14
15.07. | 15
15.07. | 16
15.07. | 17
15.07. | 18
15.07. | 19
15.07. | 20
15.07. | 21
15.07. | 22
15.07. | 23
15.07. | 24
16.07. | 1
16.07. | 2
16.07. | 3
16.07. | 4
16.07. | 5
16.07. | 6
16.07. | 7
16.07. | 8
16.07. | 9
16.07. | 10
16.07. | 11
16.07. | 12
16.07. | 13
16.07. | 14
16.07. | 15
16.07. | 16
16.07. | 17
16.07. | 18
16.07. | 19
16.07. | 20
16.07. | 21
16.07. | 22
16.07. | 23
16.07. | 24
17.07. | 1
17.07. | 2
17.07. | 3
17.07. | 4
17.07. | 5
17.07. | 6
17.07. | 7
17.07. | 8
17.07. | 9
17.07. | 10
17.07. | 11
17.07. | 12
17.07. | 13
17.07. | 14
17.07. | 15
17.07. | 16
17.07. | 17
17.07. | 18
17.07. | 19
17.07. | 20
17.07. | 21
17.07. | 22
17.07. | 23
17.07. | 24
18.07. | 1
18.07. | 2
18.07. | 3
18.07. | 4
18.07. | 5
18.07. | 6
18.07. | 7
18.07. | 8
18.07. | 9
18.07. | 10
18.07. | 11
18.07. | 12
18.07. | 13
18.07. | 14
18.07. | 15
18.07. | 16
18.07. | 17
18.07. | 18
18.07. | 19
18.07. | 20
18.07. | 21
18.07. | 22
18.07. | 23
18.07. | 24
19.07. | 1
19.07. | 2
19.07. | 3
19.07. | 4
19.07. | 5
19.07. | 6
19.07. | 7
19.07. | 8
19.07. | 9
19.07. | 10
19.07. | 11
19.07. | 12
19.07. | 13
19.07. | 14
19.07. | 15
19.07. | 16
19.07. | 17
19.07. | 18
19.07. | 19
19.07. | 20
19.07. | 21
19.07. | 22
19.07. | 23
19.07. | 24
20.07. | 1
20.07. | 2
20.07. | 3
20.07. | 4
20.07. | 5
20.07. | 6
20.07. | 7
20.07. | 8
20.07. | 9
20.07. | 10
20.07. | 11
20.07. | 12
20.07. | 13
20.07. | 14
20.07. | 15
20.07. | 16
20.07. | 17
20.07. | 18
20.07. | 19
20.07. | 20
20.07. | 21
20.07. | 22
20.07. | 23
20.07. | 24
21.07. | 1
21.07. | 2
21.07. | 3
21.07. | 4
21.07. | 5
21.07. | 6
21.07. | 7
21.07. | 8
21.07. | 9
21.07. | 10
21.07. | 11
21.07. | 12
21.07. | 13
21.07. | 14
21.07. | 15
21.07. | 16
21.07. | 17
21.07. | 18
21.07. | 19
21.07. | 20
21.07. | 21
21.07. | 22
21.07. | 23
21.07. | 24
22.07. | 1
22.07. | 2
22.07. | 3
22.07. | 4
22.07. | 5
22.07. | 6
22.07. | 7
22.07. | 8
22.07. | 9
22.07. | 10
22.07. | 11
22.07. | 12
22.07. | 13
22.07. | 14
22.07. | 15
22.07. | 16
22.07. | 17
22.07. | 18
22.07. | 19
22.07. | 20
22.07. | 21
22.07. | 22
22.07. | 23
22.07. | 24
23.07. | 1
23.07. | 2
23.07. | 3
23.07. | 4
23.07. | 5
23.07. | 6
23.07. | 7
23.07. | 8
23.07. | 9
23.07. | 10
23.07. | 11
23.07. | 12
23.07. | 13
23.07. | 14
23.07. | 15
23.07. | 16
23.07. | 17
23.07. | 18
23.07. | 19
23.07. | 20
23.07. | 21
23.07. | 22
23.07. | 23
23.07. | 24
24.07. | 1
24.07. | 2
24.07. | 3
24.07. | 4
24.07. | 5
24.07. | 6
24.07. | 7
24.07. | 8
24.07. | 9
24.07. | 10
24.07. | 11
24.07. | 12
24.07. | 13
24.07. | 14
24.07. | 15
24.07. | 16
24.07. | 17
24.07. | 18
24.07. | 19
24.07. | 20
24.07. | 21
24.07. | 22
24.07. | 23
24.07. | 24
25.07. | 1
25.07. | 2
25.07. | 3
25.07. | 4
25.07. | 5
25.07. | 6
25.07. | 7
25.07. | 8
25.07. | 9
25.07. | 10
25.07. | 11
25.07. | 12
25.07. | 13
25.07. | 14
25.07. | 15
25.07. | 16
25.07. | 17
25.07. | 18
25.07. | 19
25.07. | 20
25.07. | 21
25.07. | 22
25.07. | 23
25.07. | 24
26.07. | 1
26.07. | 2
26.07. | 3
26.07. | 4
26.07. | 5
26.07. | 6
26.07. | 7
26.07. | 8
26.07. | 9
26.07. | 10
26.07. | 11
26.07. | 12
26.07. | 13
26.07. | 14
26.07. | 15
26.07. | 16
26.07. | 17
26.07. | 18
26.07. | 19
26.07. | 20
26.07. | 21
26.07. | 22
26.07. | 23
26.07. | 24
27.07. | 1
27.07. | 2
27.07. | 3
27.07. | 4
27.07. | 5
27.07. | 6
27.07. | 7
27.07. | 8
27.07. | 9
27.07. | 10
27.07. | 11
27.07. | 12
27.07. | 13
27.07. | 14
27.07. | 15
27.07. | 16
27.07. | 17
27.07. | 18
27.07. | 19
27.07. | 20
27.07. | 21
27.07. | 22
27.07. | 23
27.07. | 24
28.07. | 1
28.07. | 2
28.07. | 3
28.07. | 4
28.07. | 5
28.07. | 6
28.07. | 7
28.07. | 8
28.07. | 9
28.07. | 10
28.07. | 11
28.07. | 12
28.07. | 13
28.07. | 14
28.07. | 15
28.07. | 16
28.07. | 17
28.07. | 18
28.07. | 19
28.07. | 20
28.07. | 21
28.07. | 22
28.07. | 23
28.07. | 24
29.07. | 1
29.07. | 2
29.07. | 3
29.07. | 4
29.07. | 5
29.07. | 6
29.07. | 7
29.07. | 8
29.07. | 9
29.07. | 10
29.07. | 11
29.07. | 12
29.07. | 13
29.07. | 14
29.07. | 15
29.07. | 16
29.07. | 17
29.07. | 18
29.07. | 19
29.07. | 20
29.07. | 21
29.07. | 22
29.07. | 23
29.07. | 24
30.07. | 1
30.07. | 2
30.07. | 3
30.07. | 4
30.07. | 5
30.07. | 6
30.07. | 7
30.07. | 8
30.07. | 9
30.07. | 10
30.07. | 11
30.07. | 12
30.07. | 13
30.07. | 14
30.07. | 15
30.07. | 16
30.07. | 17
30.07. | 18
30.07. | 19
30.07. | 20
30.07. | 21
30.07. | 22
30.07. | 23
30.07. | 24
31.07. | 1
31.07. | 2
31.07. | 3
31.07. | 4
31.07. | 5
31.07. | 6
31.07. | 7
31.07. | 8
31.07. | 9
31.07. | 10
31.07. | 11
31.07. | 12
31.07. | 13
31.07. | 14
31.07. | 15
31.07. | 16
31.07. | 17
31.07. | 18
31.07. | 19
31.07. | 20
31.07. | 21
31.07. | 22
31.07. | 23
31.07. | 24
01.08. | 1
01.08. | 2
01.08. | 3
01.08. | 4
01.08. | 5
01.08. | 6
01.08. | 7
01.08. | 8
01.08. | 9
01.08. | 10
01.08. | 11
01.08. | 12
01.08. | 13
01.08. | 14
01.08. | 15
01.08. | 16
01.08. | 17
01.08. | 18
01.08. | 19
01.08. | 20
01.08. | 21
01.08. | 22
01.08. | 23
01.08. | 24
02.08. | 1
02.08. | 2
02.08. | 3
02.08. | 4
02.08. | 5
02.08. | 6
02.08. | 7
02.08. | 8
02.08. | 9
02.08. | 10
02.08. | 11
02.08. | 12
02.08. | 13
02.08. | 14
02.08. | 15
02.08. | 16
02.08. | 17
02.08. | 18
02.08. | 19
02.08. | 20
02.08. | 21
02.08. | 22
02.08. | 23
02.08. | 24
03.08. | 1
03.08. | 2
03.08. | 3
03.08. | 4
03.08. | 5
03.08. | 6
03.08. | 7
03.08. | 8
03.08. | 9
03.08. | 10
03.08. | 11
03.08. | 12
03.08. | 13
03.08. | 14
03.08. | 15
03.08. | 16
03.08. | 17
03.08. | 18
03.08. | 19
03.08. | 20
03.08. | 21
03.08. | 22
03.08. | 23
03.08. | 24
04.08. | 1
04.08. | 2
04.08. | 3
04.08. | 4
04.08. | 5
04.08. | 6
04.08. | 7
04.08. | 8
04.08. | 9
04.08. | 10
04.08. | 11
04.08. | 12
04.08. | 13
04.08. | 14
04.08. | 15
04.08. | 16
04.08. | 17
04.08. | 18
04.08. | 19
04.08. | 20
04.08. | 21
04.08. | 22
04.08. | 23
04.08. | 24
05.08. | 1
05.08. | 2
05.08. | 3
05.08. | 4
05.08. | 5
05.08. | 6
05.08. | 7
05.08. | 8
05.08. | 9
05.08. | 10
05.08. | 11
05.08. | 12
05.08. | 13
05.08. | 14
05.08. | 15
05.08. | 16
05.08. | 17
05.08. | 18
05.08. | 19
05.08. | 20
05.08. | 21
05.08. | 22
05.08. | 23
05.08. | 24
06.08. | 1
06.08. | 2
06.08. | 3
06.08. | 4
06.08. | 5
06.08. | 6
06.08. | 7
06.08. | 8
06.08. | 9
06.08. | 10
06.08. | 11
06.08. | 12
06.08. | 13
06.08. | 14
06.08. | 15
06.08. | 16
06.08. | 17
06.08. | 18
06.08. | 19
06.08. | 20
06.08. | 21
06.08. | 22
06.08. | 23
06.08. | 24
07.08. | 1
07.08. | 2
07.08. | 3
07.08. | 4
07.08. | 5
07.08. | 6
07.08. | 7
07.08. | 8
07.08. | 9
07.08. | 10
07.08. | 11
07.08. | 12
07.08. | 13
07.08. | 14
07.08. | 15
07.08. | 16
07.08. | 17
07.08. | 18
07.08. | 19
07.08. | 20
07.08. | 21
07.08. | 22
07.08. | 23
07.08. | 24
08.08. | 1
08.08. | 2
08.08. | 3
08.08. | 4
08.08. | 5
08.08. | 6
08.08. | 7
08.08. | 8
08.08. | 9
08.08. | 10
08.08. | 11
08.08. | 12
08.08. | 13
08.08. | 14
08.08. | 15
08.08. | 16
08.08. | 17
08.08. | 18
08.08. | 19
08.08. | 20
08.08. | 21
08.08. | 22
08.08. | 23
08.08. | 24
09.08. | 1
09.08. | 2
09.08. | 3
09.08. | 4
09.08. | 5
09.08. | 6
09.08. | 7
09.08. | 8
09.08. | 9
09.08. | 10
09.08. | 11
09.08. | 12
09.08. | 13
09.08. | 14
09.08. | 15
09.08. | 16
09.08. | 17
09.08. | 18
09.08. | 19
09.08. | 20
09.08. | 21
09.08. | 22
09.08. | 23
09.08. | 24
10.08. | 1
10.08. | 2
10.08. | 3
10.08. | 4
10.08. | 5
10.08. | 6
10.08. | 7
10.08. | 8
10.08. | 9
10.08. | 10
10.08. | 11
10.08. | 12
10.08. | 13
10.08. | 14
10.08. | 15
10.08. | 16
10.08. | 17
10.08. | 18
10.08. | 19
10.08. | 20
10.08. | 21
10.08. | 22
10.08. | 23
10.08. | 24
11.08. | 1
11.08. | 2
11.08. | 3
11.08. | 4
11.08. | 5
11.08. | 6
11.08. | 7
11.08. | 8
11.08. | 9
11.08. | 10
11.08. | 11
11.08. | 12
11.08. | 13
11.08. | 14
11.08. | 15
11.08. | 16
11.08. | 17
11.08. | 18
11.08. | 19
11.08. | 20
11.08. | 21
11.08. | 22
11.08. | 23
11.08. | 24
12.08. | 1
12.08. | 2
12.08. | 3
12.08. | 4
12.08. | 5
12.08. | 6
12.08. | 7
12.08. | 8
12.08. | 9
12.08. | 10
12.08. | 11
12.08. | 12
12.08. | 13
12.08. | 14
12.08. | 15
12.08. | 16
12.08. | 17
12.08. | 18
12.08. | 19
12.08. | 20
12.08. | 21
12.08. | 22
12.08. | 23
12.08. | 24
13.08. | 1
13.08. | 2
13.08. | 3
13.08. | 4
13.08. | 5
13.08. | 6
13.08. | 7
13.08. | 8
13.08. | 9
13.08. | 10
13.08. | 11
13.08. | 12
13.08. | 13
13.08. | 14
13.08. | 15
13.08. | 16
13.08. | 17
13.08. | 18
13.08. | 19
13.08. | 20
13.08. | 21
13.08. | 22
13.08. | 23
13.08. | 24
14.08. | 1
14.08. | 2
14.08. | 3
14.08. | 4
14.08. | 5
14.08. | 6
14.08. | 7
14.08. | 8
14.08. | 9
14.08. | 10
14.08. | 11
14.08. | 12
14.08. | 13
14.08. | 14
14.08. | 15
14.08. | 16
14.08. | 17
14.08. | 18
14.08. | 19
14.08. | 20
14.08. | 21
14.08. | 22
14.08. | 23
14.08. | 24
15.08. | 1
15.08. | 2
15.08. | 3
15.08. | 4
15.08. | 5
15.08. | 6
15.08. | 7
15.08. | 8
15.08. | 9
15.08. | 10
15.08. | 11
15.08. | 12
15.08. | 13
15.08. | 14
15.08. | 15
15.08. | 16
15.08. | 17
15.08. | 18
15.08. | 19
15.08. | 20
15.08. | 21
15.08. | 22
15.08. | 23
15.08. | 24
16.08. | 1
16.08. | 2
16.08. | 3
16.08. | 4
16.08. | 5
16.08. | 6
16.08. | 7
16.08. | 8
16.08. | 9
16.08. | 10
16.08. | 11
16.08. | 12
16.08. | 13
16.08. | 14
16.08. | 15
16.08. | 16
16.08. | 17
16.08. | 18
16.08. | 19
16.08. | 20
16.08. | 21
16.08. | 22
16.08. | 23
16.08. | 24
17.08. | 1
17.08. | 2
17.08. | 3
17.08. | 4
17.08. | 5
17.08. | 6
17.08. | 7
17.08. | 8
17.08. | 9
17.08. | 10
17.08. | 11
17.08. | 12
17.08. | 13
17.08. | 14
17.08. | 15
17.08. | 16
17.08. | 17
17.08. | 18
17.08. | 19
17.08. | 20
17.08. | 21
17.08. | 22
17.08. | 23
17.08. | 24
18.08. | 1
18.08. | 2
18.08. | 3
18.08. | 4
18.08. | 5
18.08. | 6
18.08. | 7
18.08. | 8
18.08. | 9
18.08. | 10
18.08. | 11
18.08. | 12
18.08. | 13
18.08. | 14
18.08. | 15
18.08. | 16
18.08. | 17
18.08. | 18
18.08. | 19
18.08. | 20
18.08. | 21
18.08. | 22
18.08. | 23
18.08. | 24
19.08. | 1
19.08. | 2
19.08. | 3
19.08. | 4
19.08. | 5
19.08. | 6
19.08. | 7
19.08. | 8
19.08. | 9
19.08. | 10
19.08. | 11
19.08. | 12
19.08. | 13
19.08. | 14
19.08. | 15
19.08. | 16
19.08. | 17
19.08. | 18
19.08. | 19
19.08. | 20
19.08. | 21
19.08. | 22
19.08. | 23
19.08. | 24
20.08. | 1
20.08. | 2
20.08. | 3
20.08. | 4
20.08. | 5
20.08. | 6
20.08. | 7
20.08. | 8
20.08. | 9
20.08. | 10
20.08. | 11
20.08. | 12
20.08. | 13
20.08. | 14
20.08. | 15
20.08. | 16
20.08. | 17
20.08. | 18
20.08. | 19
20.08. | 20
20.08. | 21
20.08. | 22
20.08. | 23
20.08. | 24
21.08. | 1
21.08. | 2
21.08. | 3
21.08. | 4
21.08. | 5
21.08. | 6
21.08. | 7
21.08. | 8
21.08. | 9
21.08. | 10
21.08. | 11
21.08. | 12
21.08. | 13
21.08. | 14
21.08. | 15
21.08. | 16
21.08. | 17
21.08. | 18
21.08. | 19
21.08. | 20
21.08. | 21
21.08. | 22
21.08. | 23
21.08. | 24
22.08. | 1
22.08. | 2
22.08. | 3
22.08. | 4
22.08. | 5
22.08. | 6
22.08. | 7
22.08. | 8
22.08. | 9
22.08. | 10
22.08. | 11
22.08. | 12
22.08. | 13
22.08. | 14
22.08. | 15
22.08. | 16
22.08. | 17
22.08. | 18
22.08. | 19
22.08. | 20
22.08. | 21
22.08. | 22
22.08. | 23
22.08. | 24
23.08. | 1
23.08. | 2
23.08. | 3
23.08. | 4
23.08. | 5
23.08. | 6
23.08. | 7
23.08. | 8
23.08. | 9
23.08. | 10
23.08. | 11
23.08. | 12
23.08. | 13
23.08. | 14
23.08. | 15
23.08. | 16
23.08. | 17
23.08. | 18
23.08. | 19
23.08. | 20
23.08. | 21
23.08. | 22
23.08. | 23
23.08. | 24
24.08. | 1
24.08. | 2
24.08. | 3
24.08. | 4
24.08. | 5
24.08. | 6
24.08. | 7
24.08. | 8
24.08. | 9
24.08. | 10
24.08. | 11
24.08. | 12
24.08. | 13
24.08. | 14
24.08. | 15
24.08. | 16
24.08. | 17
24.08. | 18
24.08. | 19
24.08. | 20
24.08. | 21
24.08. | 22
24.08. | 23
24.08. | 24
25.08. | 1
25.08. | 2
25.08. | 3
25.08. | 4
25.08. | 5
25.08. | 6
25.08. | 7
25.08. | 8
25.08. | 9
25.08. | 10
25.08. | 11
25.08. | 12
25.08. | 13
25.08. | 14
25.08. | 15
25.08. | 16
25.08. | 17
25.08. | 18
25.08. | 19
25.08. | 20
25.08. | 21
25.08. | 22
25.08. | 23
25.08. | 24
26.08. | 1
26.08. | 2
26.08. | 3
26.08. | 4
26.08. | 5
26.08. | 6
26.08. | 7
26.08. | 8
26.08. | 9
26.08. | 10
26.08. | 11
26.08. | 12
26.08. | 13
26.08. | 14
26.08. | 15
26.08. | 16
26.08. | 17
26.08. | 18
26.08. | 19
26.08. | 20
26.08. | 21
26.08. | 22
26.08. | 23
26.08. | 24
27.08. | 1
27.08. | 2
27.08. | 3
27.08. | 4
27.08. | 5
27.08. | 6
27.08. | 7
27.08. | 8
27.08. | 9
27.08. | 10
27.08. | 11
27.08. | 12
27.08. | 13
27.08. | 14
27.08. | 15
27.08. | 16
27.08. | 17
27.08. | 18
27.08. | 19
27.08. | 20
27.08. | 21
27.08. | 22
27.08. | 23
27.08. | 24
28.08. | 1
28.08. | 2
28.08. | 3
28.08. | 4
28.08. | 5
28.08. | 6
28.08. | 7
28.08. | 8
28.08. | 9
28.08. | 10
28.08. | 11
28.08. | 12
28.08. | 13
28.08. | 14
28.08. | 15
28.08. | 16
28.08. | 17
28.08. | 18
28.08. | 19
28.08. | 20
28.08. | 21
28.08. | 22
28.08. | 23
28.08. | 24
29.08. | 1
29.08. | 2
29.08. | 3
29.08. | 4
29.08. | 5
29.08. | 6
29.08. | 7
29.08. | 8
29.08. | 9
29.08. | 10
29.08. | 11
29.08. | 12
29.08. | 13
29.08. | 14
29.08. | 15
29.08. | 16
29.08. | 17
29.08. | 18
29.08. | 19
29.08. | 20
29.08. | 21
29.08. | 22
29.08. | 23
29.08. | 24
30.08. | 1
30.08. | 2
30.08. | 3
30.08. | 4
30.08. | 5
30.08. | 6
30.08. | 7
30.08. | 8
30.08. | 9
30.08. | 10
30.08. | 11
30.08. | 12
30.08. | 13
30.08. | 14
30.08. | 15
30.08. | 16
30.08. | 17
30.08. | 18
30.08. | 19
30.08. | 20
30.08. | 21
30.08. | 22
30.08. | 23
30.08. | 24
31.08. | 1
31.08. | 2
31.08. | 3
31.08. | 4
31.08. | 5
31.08. | 6
31.08. | 7
31.08. | 8
31.08. | 9
31.08. | 10
31.08. | 11
31.08. | 12
31.08. | 13
31.08. | 14
31.08. | 15
31.08. | 16
31.08. | 17
31.08. | 18
31.08. | 19
31.08. | 20
31.08. | 21
31.08. | 22
31.08. | 23
31.08. | 24
01.09. | 1
01.09. | 2
01.09. | 3
01.09. | 4
01.09. | 5
01.09. | 6
01.09. | 7
01.09. | 8
01.09. | 9
01.09. | 10
01.09. | 11
01.09. | 12
01.09. | 13
01.09. | 14
01.09. | 15
01.09. | 16
01.09. | 17
01.09. | 18
01.09. | 19
01.09. | 20
01.09. | 21
01.09. | 22
01.09. | 23
01.09. | 24
02.09. | 1
02.09. | 2
02.09. | 3
02.09. | 4
02.09. | 5
02.09. | 6
02.09. | 7
02.09. | 8
02.09. | 9
02.09. | 10
02.09. | 11
02.09. | 12
02.09. | 13
02.09. | 14
02.09. | 15
02.09. | 16
02.09. | 17
02.09. | 18
02.09. | 19
02.09. | 20
02.09. | 21
02.09. | 22
02.09. | 23
02.09. | 24
03.09. | 1
03.09. | 2
03.09. | 3
03.09. | 4
03.09. | 5
03.09. | 6
03.09. | 7
03.09. | 8
03.09. | 9
03.09. | 10
03.09. | 11
03.09. | 12
03.09. | 13
03.09. | 14
03.09. | 15
03.09. | 16
03.09. | 17
03.09. | 18
03.09. | 19
03.09. | 20
03.09. | 21
03.09. | 22
03.09. | 23
03.09. | 24
04.09. | 1
04.09. | 2
04.09. | 3
04.09. | 4
04.09. | 5
04.09. | 6
04.09. | 7
04.09. | 8
04.09. | 9
04.09. | 10
04.09. | 11
04.09. | 12
04.09. | 13
04.09. | 14
04.09. | 15
04.09. | 16
04.09. | 17
04.09. | 18
04.09. | 19
04.09. | 20
04.09. | 21
04.09. | 22
04.09. | 23
04.09. | 24
05.09. | 1
05.09. | 2
05.09. | 3
05.09. | 4
05.09. | 5
05.09. | 6
05.09. | 7
05.09. | 8
05.09. | 9
05.09. | 10
05.09. | 11
05.09. | 12
05.09. | 13
05.09. | 14
05.09. | 15
05.09. | 16
05.09. | 17
05.09. | 18
05.09. | 19
05.09. | 20
05.09. | 21
05.09. | 22
05.09. | 23
05.09. | 24
06.09. | 1
06.09. | 2
06.09. | 3
06.09. | 4
06.09. | 5
06.09. | 6
06.09. | 7
06.09. | 8
06.09. | 9
06.09. | 10
06.09. | 11
06.09. | 12
06.09. | 13
06.09. | 14
06.09. | 15
06.09. | 16
06.09. | 17
06.09. | 18
06.09. | 19
06.09. | 20
06.09. | 21
06.09. | 22
06.09. | 23
06.09. | 24
07.09. | 1
07.09. | 2
07.09. | 3
07.09. | 4
07.09. | 5
07.09. | 6
07.09. | 7
07.09. | 8
07.09. | 9
07.09. | 10
07.09. | 11
07.09. | 12
07.09. | 13
07.09. | 14
07.09. | 15
07.09. | 16
07.09. | 17
07.09. | 18
07.09. | 19
07.09. | 20
07.09. | 21
07.09. | 22
07.09. | 23
07.09. | 24
08.09. | 1
08.09. | 2
08.09. | 3
08.09. | 4
08.09. | 5
08.09. | 6
08.09. | 7
08.09. | 8
08.09. | 9
08.09. | 10
08.09. | 11
08.09. | 12
08.09. | 13
08.09. | 14
08.09. | 15
08.09. | 16
08.09. | 17
08.09. | 18
08.09. | 19
08.09. | 20
08.09. | 21
08.09. | 22
08.09. | 23
08.09. | 24
09.09. | 1
09.09. | 2
09.09. | 3
09.09. | 4
09.09. | 5
09.09. | 6
09.09. | 7
09.09. | 8
09.09. | 9
09.09. | 10
09.09. | 11
09.09. | 12
09.09. | 13
09.09. | 14
09.09. | 15
09.09. | 16
09.09. | 17
09.09. | 18
09.09. | 19
09.09. | 20
09.09. | 21
09.09. | 22
09.09. | 23
09.09. | 24
10.09. | 1
10.09. | 2
10.09. | 3
10.09. | 4
10.09. | 5
10.09. | 6
10.09. | 7
10.09. | 8
10.09. | 9
10.09. | 10
10.09. | 11
10.09. | 12
10.09. | 13
10.09. | 14
10.09. | 15
10.09. | 16
10.09. | 17
10.09. | 18
10.09. | 19
10.09. | 20
10.09. | 21
10.09. | 22
10.09. | 23
10.09. | 24
11.09. | 1
11.09. | 2
11.09. | 3
11.09. | 4
11.09. | 5
11.09. | 6
11.09. | 7
11.09. | 8
11.09. | 9
11.09. | 10
11.09. | 11
11.09. | 12
11.09. | 13
11.09. | 14
11.09. | 15
11.09. | 16
11.09. | 17
11.09. | 18
11.09. | 19
11.09. | 20
11.09. | 21
11.09. | 22
11.09. | 23
11.09. | 24
12.09. | 1
12.09. | 2
12.09. | 3
12.09. | 4
12.09. | 5
12.09. | 6
12.09. | 7
12.09. | 8
12.09. | 9
12.09. | 10
12.09. | 11
12.09. | 12
12.09. | 13
12.09. | 14
12.09. | 15
12.09. | 16
12.09. | 17
12.09. | 18
12.09. | 19
12.09. | 20
12.09. | 21
12.09. | 22
12.09. | 23
12.09. | 24
13.09. | 1
13.09. | 2
13.09. | 3
13.09. | 4
13.09. | 5
13.09. | 6
13.09. | 7
13.09. | 8
13.09. | 9
13.09. | 10
13.09. | 11
13.09. | 12
13.09. | 13
13.09. | 14
13.09. | 15
13.09. | 16
13.09. | 17
13.09. | 18
13.09. | 19
13.09. | 20
13.09. | 21
13.09. | 22
13.09. | 23
13.09. | 24
14.09. | 1
14.09. | 2
14.09. | 3
14.09. | 4
14.09. | 5
14.09. | 6
14.09. | 7
14.09. | 8
14.09. | 9
14.09. | 10
14.09. | 11
14.09. | 12
14.09. | 13
14.09. | 14
14.09. | 15
14.09. | 16
14.09. | 17
14.09. | 18
14.09. | 19
14.09. | 20
14.09. | 21
14.09. | 22
14.09. | 23
14.09. | 24
15.09. | 1
15.09. | 2
15.09. | 3
15.09. | 4
15.09. | 5
15.09. | 6
15.09. | 7
15.09. | 8
15.09. | 9
15.09. | 10
15.09. | 11
15.09. | 12
15.09. | 13
15.09. | 14
15.09. | 15
15.09. | 16
15.09. | 17
15.09. | 18
15.09. | 19
15.09. | 20
15.09. | 21
15.09. | 22
15.09. | 23
15.09. | 24
16.09. | 1
16.09. | 2
16.09. | 3
16.09. | 4
16.09. | 5
16.09. | 6
16.09. | 7
16.09. | 8
16.09. | 9
16.09. | 10
16.09. | 11
16.09. | 12
16.09. | 13
16.09. | 14
16.09. | 15
16.09. | 16
16.09. | 17
16.09. | 18
16.09. | 19
16.09. | 20
16.09. | 21
16.09. | 22
16.09. | 23
16.09. | 24
17.09. | 1
17.09. | 2
17.09. | 3
17.09. | 4
17.09. | 5
17.09. | 6
17.09. | 7
17.09. | 8
17.09. | 9
17.09. | 10
17.09. | 11
17.09. | 12
17.09. | 13
17.09. | 14
17.09. | 15
17.09. | 16
17.09. | 17
17.09. | 18
17.09. | 19
17.09. | 20
17.09. | 21
17.09. | 22
17.09. | 23
17.09. | 24
18.09. | 1
18.09. | 2
18.09. | 3
18.09. | 4
18.09. | 5
18.09. | 6
18.09. | 7
18.09. | 8
18.09. | 9
18.09. | 10
18.09. | 11
18.09. | 12
18.09. | 13
18.09. | 14
18.09. | 15
18.09. | 16
18.09. | 17
18.09. | 18
18.09. | 19
18.09. | 20
18.09. | 21
18.09. | 22
18.09. | 23
18.09. | 24
19.09. | 1
19.09. | 2
19.09. | 3
19.09. | 4
19.09. | 5
19.09. | 6
19.09. | 7
19.09. | 8
19.09. | 9
19.09. | 10
19.09. | 11
19.09. | 12
19.09. | 13
19.09. | 14
19.09. | 15
19.09. | 16
19.09. | 17
19.09. | 18
19.09. | 19
19.09. | 20
19.09. | 21
19.09. | 22
19.09. | 23
19.09. | 24
20.09. | 1
20.09. | 2
20.09. | 3
20.09. | 4
20.09. | 5
20.09. | 6
20.09. | 7
20.09. | 8
20.09. | 9
20.09. | 10
20.09. | 11
20.09. | 12
20.09. | 13
20.09. | 14
20.09. | 15
20.09. | 16
20.09. | 17
20.09. | 18
20.09. | 19
20.09. | 20
20.09. | 21
20.09. | 22
20.09. | 23
20.09. | 24
21.09. | 1
21.09. | 2
21.09. | 3
21.09. | 4
21.09. | 5
21.09. | 6
21.09. | 7
21.09. | 8
21.09. | 9
21.09. | 10
21.09. | 11
21.09. | 12
21.09. | 13
21.09. | 14
21.09. | 15
21.09. | 16
21.09. | 17
21.09. | 18
21.09. | 19
21.09. | 20
21.09. | 21
21.09. | 22
21.09. | 23
21.09. | 24
22.09. | 1
22.09. | 2
22.09. | 3
22.09. | 4
22.09. | 5
22.09. | 6
22.09. | 7
22.09. | 8
22.09. | 9
22.09. | 10
22.09. | 11
22.09. | 12
22.09. | 13
22.09. | 14
22.09. | 15
22.09. | 16
22.09. | 17
22.09. | 18
22.09. | 19
22.09. | 20
22.09. | 21
22.09. | 22
22.09. | 23
22.09. | 24
23.09. | 1
23.09. | 2
23.09. | 3
23.09. | 4
23.09. | 5
23.09. | 6
23.09. | 7
23.09. | 8
23.09. | 9
23.09. | 10
23.09. | 11
23.09. | 12
23.09. | 13
23.09. | 14
23.09. | 15
23.09. | 16
23.09. | 17
23.09. | 18
23.09. | 19
23.09. | 20
23.09. | 21
23.09. | 22
23.09. | 23
23.09. | 24
24.09. | 1
24.09. | 2
24.09. | 3
24.09. | 4
24.09. | 5
24.09. | 6
24.09. | 7
24.09. | 8
24.09. | 9
24.09. | 10
24.09. | 11
24.09. | 12
24.09. | 13
24.09. | 14
24.09. | 15
24.09. | 16
24.09. | 17
24.09. | 18
24.09. | 19
24.09. | 20
24.09. | 21
24.09. | 22
24.09. | 23
24.09. | 24
25.09. | 1
25.09. | 2
25.09. | 3
25.09. | 4
25.09. | 5
25.09. | 6
25.09. | 7
25.09. | 8
25.09. | 9
25.09. | 10
25.09. | 11
25.09. | 12
25.09. | 13
25.09. | 14
25.09. | 15
25.09. | 16
25.09. | 17
25.09. | 18
25.09. | 19
25.09. | 20
25.09. | 21
25.09. | 22
25.09. | 23
25.09. | 24
26.09. | 1
26.09. | 2
26.09. | 3
26.09. | 4
26.09. | 5
26.09. | 6
26.09. | 7
26.09. | 8
26.09. | 9
26.09. | 10
26.09. | 11
26.09. | 12
26.09. | 13
26.09. | 14
26.09. | 15
26.09. | 16
26.09. | 17
26.09. | 18
26.09. | 19
26.09. | 20
26.09. | 21
26.09. | 22
26.09. | 23
26.09. | 24
27.09. | 1
27.09. | 2
27.09. | 3
27.09. | 4
27.09. | 5
27.09. | 6
27.09. | 7
27.09. | 8
27.09. | 9
27.09. | 10
27.09. | 11
27.09. | 12
27.09. | 13
27.09. | 14
27.09. | 15
27.09. | 16
27.09. | 17
27.09. | 18
27.09. | 19
27.09. | 20
27.09. | 21
27.09. | 22
27.09. | 23
27.09. | 24
28.09. | 1
28.09. | 2
28.09. | 3
28.09. | 4
28.09. | 5
28.09. | 6
28.09. | 7
28.09. | 8
28.09. | 9
28.09. | 10
28.09. | 11
28.09. | 12
28.09. | 13
28.09. | 14
28.09. | 15
28.09. | 16
28.09. | 17
28.09. | 18
28.09. | 19
28.09. | 20
28.09. | 21
28.09. | 22
28.09. | 23
28.09. | 24
29.09. | 1
29.09. | 2
29.09. | 3
29.09. | 4
29.09. | 5
29.09. | 6
29.09. | 7
29.09. | 8
29.09. | 9
29.09. | 10
29.09. | 11
29.09. | 12
29.09. | 13
29.09. | 14
29.09. | 15
29.09. | 16
29.09. | 17
29.09. | 18
29.09. | 19
29.09. | 20
29.09. | 21
29.09. | 22
29.09. | 23
29.09. | 24
30.09. | 1
30.09. | 2
30.09. | 3
30.09. | 4
30.09. | 5
30.09. | 6
30.09. | 7
30.09. | 8
30.09. | 9
30.09. | 10
30.09. | 11
30.09. | 12
30.09. | 13
30.09. | 14
30.09. | 15
30.09. | 16
30.09. | 17
30.09. | 18
30.09. | 19
30.09. | 20
30.09. | 21
30.09. | 22
30.09. | 23
30.09. | 24
01.10. | 1
01.10. | 2
01.10. | 3
01.10. | 4
01.10. | 5
01.10. | 6
01.10. | 7
01.10. | 8
01.10. | 9
01.10. | 10
01.10. | 11
01.10. | 12
01.10. | 13
01.10. | 14
01.10. | 15
01.10. | 16
01.10. | 17
01.10. | 18
01.10. | 19
01.10. | 20
01.10. | 21
01.10. | 22
01.10. | 23
01.10. | 24
02.10. | 1
02.10. | 2
02.10. | 3
02.10. | 4
02.10. | 5
02.10. | 6
02.10. | 7
02.10. | 8
02.10. | 9
02.10. | 10
02.10. | 11
02.10. | 12
02.10. | 13
02.10. | 14
02.10. | 15
02.10. | 16
02.10. | 17
02.10. | 18
02.10. | 19
02.10. | 20
02.10. | 21
02.10. | 22
02.10. | 23
02.10. | 24
03.10. | 1
03.10. | 2
03.10. | 3
03.10. | 4
03.10. | 5
03.10. | 6
03.10. | 7
03.10. | 8
03.10. | 9
03.10. | 10
03.10. | 11
03.10. | 12
03.10. | 13
03.10. | 14
03.10. | 15
03.10. | 16
03.10. | 17
03.10. | 18
03.10. | 19
03.10. | 20
03.10. | 21
03.10. | 22
03.10. | 23
03.10. | 24
04.10. | 1
04.10. | 2
04.10. | 3
04.10. | 4
04.10. | 5
04.10. | 6
04.10. | 7
04.10. | 8
04.10. | 9
04.10. | 10
04.10. | 11
04.10. | 12
04.10. | 13
04.10. | 14
04.10. | 15
04.10. | 16
04.10. | 17
04.10. | 18
04.10. | 19
04.10. | 20
04.10. | 21
04.10. | 22
04.10. | 23
04.10. | 24
05.10. | 1
05.10. | 2
05.10. | 3
05.10. | 4
05.10. | 5
05.10. | 6
05.10. | 7
05.10. | 8
05.10. | 9
05.10. | 10
05.10. | 11
05.10. | 12
05.10. | 13
05.10. | 14
05.10. | 15
05.10. | 16
05.10. | 17
05.10. | 18
05.10. | 19
05.10. | 20
05.10. | 21
05.10. | 22
05.10. | 23
05.10. | 24
06.10. | 1
06.10. | 2
06.10. | 3
06.10. | 4
06.10. | 5
06.10. | 6
06.10. | 7
06.10. | 8
06.10. | 9
06.10. | 10
06.10. | 11
06.10. | 12
06.10. | 13
06.10. | 14
06.10. | 15
06.10. | 16
06.10. | 17
06.10. | 18
06.10. | 19
06.10. | 20
06.10. | 21
06.10. | 22
06.10. | 23
06.10. | 24
07.10. | 1
07.10. | 2
07.10. | 3
07.10. | 4
07.10. | 5
07.10. | 6
07.10. | 7
07.10. | 8
07.10. | 9
07.10. | 10
07.10. | 11
07.10. | 12
07.10. | 13
07.10. | 14
07.10. | 15
07.10. | 16
07.10. | 17
07.10. | 18
07.10. | 19
07.10. | 20
07.10. | 21
07.10. | 22
07.10. | 23
07.10. | 24
08.10. | 1
08.10. | 2
08.10. | 3
08.10. | 4
08.10. | 5
08.10. | 6
08.10. | 7
08.10. | 8
08.10. | 9
08.10. | 10
08.10. | 11
08.10. | 12
08.10. | 13
08.10. | 14
08.10. | 15
08.10. | 16
08.10. | 17
08.10. | 18
08.10. | 19
08.10. | 20
08.10. | 21
08.10. | 22
08.10. | 23
08.10. | 24
09.10. | 1
09.10. | 2
09.10. | 3
09.10. | 4
09.10. | 5
09.10. | 6
09.10. | 7
09.10. | 8
09.10. | 9
09.10. | 10
09.10. | 11
09.10. | 12
09.10. | 13
09.10. | 14
09.10. | 15
09.10. | 16
09.10. | 17
09.10. | 18
09.10. | 19
09.10. | 20
09.10. | 21
09.10. | 22
09.10. | 23
09.10. | 24
10.10. | 1
10.10. | 2
10.10. | 3
10.10. | 4
10.10. | 5
10.10. | 6
10.10. | 7
10.10. | 8
10.10. | 9
10.10. | 10
10.10. | 11
10.10. | 12
10.10. | 13
10.10. | 14
10.10. | 15
10.10. | 16
10.10. | 17
10.10. | 18
10.10. | 19
10.10. | 20
10.10. | 21
10.10. | 22
10.10. | 23
10.10. | 24
11.10. | 1
11.10. | 2
11.10. | 3
11.10. | 4
11.10. | 5
11.10. | 6
11.10. | 7
11.10. | 8
11.10. | 9
11.10. | 10
11.10. | 11
11.10. | 12
11.10. | 13
11.10. | 14
11.10. | 15
11.10. | 16
11.10. | 17
11.10. | 18
11.10. | 19
11.10. | 20
11.10. | 21
11.10. | 22
11.10. | 23
11.10. | 24
12.10. | 1
12.10. | 2
12.10. | 3
12.10. | 4
12.10. | 5
12.10. | 6
12.10. | 7
12.10. | 8
12.10. | 9
12.10. | 10
12.10. | 11
12.10. | 12
12.10. | 13
12.10. | 14
12.10. | 15
12.10. | 16
12.10. | 17
12.10. | 18
12.10. | 19
12.10. | 20
12.10. | 21
12.10. | 22
12.10. | 23
12.10. | 24
13.10. | 1
13.10. | 2
13.10. | 3
13.10. | 4
13.10. | 5
13.10. | 6
13.10. | 7
13.10. | 8
13.10. | 9
13.10. | 10
13.10. | 11
13.10. | 12
13.10. | 13
13.10. | 14
13.10. | 15
13.10. | 16
13.10. | 17
13.10. | 18
13.10. | 19
13.10. | 20
13.10. | 21
13.10. | 22
13.10. | 23
13.10. | 24
14.10. | 1
14.10. | 2
14.10. | 3
14.10. | 4
14.10. | 5
14.10. | 6
14.10. | 7
14.10. | 8
14.10. | 9
14.10. | 10
14.10. | 11
14.10. | 12
14.10. | 13
14.10. | 14
14.10. | 15
14.10. | 16
14.10. | 17
14.10. | 18
14.10. | 19
14.10. | 20
14.10. | 21
14.10. | 22
14.10. | 23
14.10. | 24
15.10. | 1
15.10. | 2
15.10. | 3
15.10. | 4
15.10. | 5
15.10. | 6
15.10. | 7
15.10. | 8
15.10. | 9
15.10. | 10
15.10. | 11
15.10. | 12
15.10. | 13
15.10. | 14
15.10. | 15
15.10. | 16
15.10. | 17
15.10. | 18
15.10. | 19
15.10. | 20
15.10. | 21
15.10. | 22
15.10. | 23
15.10. | 24
16.10. | 1
16.10. | 2
16.10. | 3
16.10. | 4
16.10. | 5
16.10. | 6
16.10. | 7
16.10. | 8
16.10. | 9
16.10. | 10
16.10. | 11
16.10. | 12
16.10. | 13
16.10. | 14
16.10. | 15
16.10. | 16
16.10. | 17
16.10. | 18
16.10. | 19
16.10. | 20
16.10. | 21
16.10. | 22
16.10. | 23
16.10. | 24
17.10. | 1
17.10. | 2
17.10. | 3
17.10. | 4
17.10. | 5
17.10. | 6
17.10. | 7
17.10. | 8
17.10. | 9
17.10. | 10
17.10. | 11
17.10. | 12
17.10. | 13
17.10. | 14
17.10. | 15
17.10. | 16
17.10. | 17
17.10. | 18
17.10. | 19
17.10. | 20
17.10. | 21
17.10. | 22
17.10. | 23
17.10. | 24
18.10. | 1
18.10. | 2
18.10. | 3
18.10. | 4
18.10. | 5
18.10. | 6
18.10. | 7
18.10. | 8
18.10. | 9
18.10. | 10
18.10. | 11
18.10. | 12
18.10. | 13
18.10. | 14
18.10. | 15
18.10. | 16
18.10. | 17
18.10. | 18
18.10. | 19
18.10. | 20
18.10. | 21
18.10. | 22
18.10. | 23
18.10. | 24
19.10. | 1
19.10. | 2
19.10. | 3
19.10. | 4
19.10. | 5
19.10. | 6
19.10. | 7
19.10. | 8
19.10. | 9
19.10. | 10
19.10. | 11
19.10. | 12
19.10. | 13
19.10. | 14
19.10. | 15
19.10. | 16
19.10. | 17
19.10. | 18
19.10. | 19
19.10. | 20
19.10. | 21
19.10. | 22
19.10. | 23
19.10. | 24
20.10. | 1
20.10. | 2
20.10. | 3
20.10. | 4
20.10. | 5
20.10. | 6
20.10. | 7
20.10. | 8
20.10. | 9
20.10. | 10
20.10. | 11
20.10. | 12
20.10. | 13
20.10. | 14
20.10. | 15
20.10. | 16
20.10. | 17
20.10. | 18
20.10. | 19
20.10. | 20
20.10. | 21
20.10. | 22
20.10. | 23
20.10. | 24
21.10. | 1
21.10. | 2
21.10. | 3
21.10. | 4
21.10. | 5
21.10. | 6
21.10. | 7
21.10. | 8
21.10. | 9
21.10. | 10
21.10. | 11
21.10. | 12
21.10. | 13
21.10. | 14
21.10. | 15
21.10. | 16
21.10. | 17
21.10. | 18
21.10. | 19
21.10. | 20
21.10. | 21
21.10. | 22
21.10. | 23
21.10. | 24
22.10. | 1
22.10. | 2
22.10. | 3
22.10. | 4
22.10. | 5
22.10. | 6
22.10. | 7
22.10. | 8
22.10. | 9
22.10. | 10
22.10. | 11
22.10. | 12
22.10. | 13
22.10. | 14
22.10. | 15
22.10. | 16
22.10. | 17
22.10. | 18
22.10. | 19
22.10. | 20
22.10. | 21
22.10. | 22
22.10. | 23
22.10. | 24
23.10. | 1
23.10. | 2
23.10. | 3
23.10. | 4
23.10. | 5
23.10. | 6
23.10. | 7
23.10. | 8
23.10. | 9
23.10. | 10
23.10. | 11
23.10. | 12
23.10. | 13
23.10. | 14
23.10. | 15
23.10. | 16
23.10. | 17
23.10. | 18
23.10. | 19
23.10. | 20
23.10. | 21
23.10. | 22
23.10. | 23
23.10. | 24
24.10. | 1
24.10. | 2
24.10. | 3
24.10. | 4
24.10. | 5
24.10. | 6
24.10. | 7
24.10. | 8
24.10. | 9
24.10. | 10
24.10. | 11
24.10. | 12
24.10. | 13
24.10. | 14
24.10. | 15
24.10. | 16
24.10. | 17
24.10. | 18
24.10. | 19
24.10. | 20
24.10. | 21
24.10. | 22
24.10. | 23
24.10. | 24
25.10. | 1
25.10. | 2
25.10. | 3
25.10. | 4
25.10. | 5
25.10. | 6
25.10. | 7
25.10. | 8
25.10. | 9
25.10. | 10
25.10. | 11
25.10. | 12
25.10. | 13
25.10. | 14
25.10. | 15
25.10. | 16
25.10. | 17
25.10. | 18
25.10. | 19
25.10. | 20
25.10. | 21
25.10. | 22
25.10. | 23
25.10. | 24
26.10. | 1
26.10. | 2
26.10. | 3
26.10. | 4
26.10. | 5
26.10. | 6
26.10. | 7
26.10. | 8
26.10. | 9
26.10. | 10
26.10. | 11
26.10. | 12
26.10. | 13
26.10. | 14
26.10. | 15
26.10. | 16
26.10. | 17
26.10. | 18
26.10. | 19
26.10. | 20
26.10. | 21
26.10. | 22
26.10. | 23
26.10. | 24
27.10. | 1
27.10. | 2
27.10. | 3
27.10. | 4
27.10. | 5
27.10. | 6
27.10. | 7
27.10. | 8
27.10. | 9
27.10. | 10
27.10. | 11
27.10. | 12
27.10. | 13
27.10. | 14
27.10. | 15
27.10. | 16
27.10. | 17
27.10. | 18
27.10. | 19
27.10. | 20
27.10. | 21
27.10. | 22
27.10. | 23
27.10. | 24
28.10. | 1
28.10. | 2
28.10. | 3
28.10. | 4
28.10. | 5
28.10. | 6
28.10. | 7
28.10. | 8
28.10. | 9
28.10. | 10
28.10. | 11
28.10. | 12
28.10. | 13
28.10. | 14
28.10. | 15
28.10. | 16
28.10. | 17
28.10. | 18
28.10. | 19
28.10. | 20
28.10. | 21
28.10. | 22
28.10. | 23
28.10. | 24
29.10. | 1
29.10. | 2
29.10. | 3
29.10. | 4
29.10. | 5
29.10. | 6
29.10. | 7
29.10. | 8
29.10. | 9
29.10. | 10
29.10. | 11
29.10. | 12
29.10. | 13
29.10. | 14
29.10. | 15
29.10. | 16
29.10. | 17
29.10. | 18
29.10. | 19
29.10. | 20
29.10. | 21
29.10. | 22
29.10. | 23
29.10. | 24
30.10. | 1
30.10. | 2
30.10. | 3
30.10. | 4
30.10. | 5
30.10. | 6
30.10. | 7
30.10. | 8
30.10. | 9
30.10. | 10
30.10. | 11
30.10. | 12
30.10. | 13
30.10. | 14
30.10. | 15
30.10. | 16
30.10. | 17
30.10. | 18
30.10. | 19
30.10. | 20
30.10. | 21
30.10. | 22
30.10. | 23
30.10. | 24
31.10. | 1
31.10. | 2
31.10. | 3
31.10. | 4
31.10. | 5
31.10. | 6
31.10. | 7
31.10. | 8
31.10. | 9
31.10. | 10
31.10. | 11
31.10. | 12
31.10. | 13
31.10. | 14
31.10. | 15
31.10. | 16
31.10. | 17
31.10. | 18
31.10. | 19
31.10. | 20
31.10. | 21
31.10. | 22
31.10. | 23
31.10. | 24
01.11. | 1
01.11. | 2
01.11. | 3
01.11. | 4
01.11. | 5
01.11. | 6
01.11. | 7
01.11. | 8
01.11. | 9
01.11. | 10
01.11. | 11
01.11. | 12
01.11. | 13
01.11. | 14
01.11. | 15
01.11. | 16
01.11. | 17
01.11. | 18
01.11. | 19
01.11. | 20
01.11. | 21
01.11. | 22
01.11. | 23
01.11. | 24
02.11. | 1
02.11. | 2
02.11. | 3
02.11. | 4
02.11. | 5
02.11. | 6
02.11. | 7
02.11. | 8
02.11. | 9
02.11. | 10
02.11. | 11
02.11. | 12
02.11. | 13
02.11. | 14
02.11. | 15
02.11. | 16
02.11. | 17
02.11. | 18
02.11. | 19
02.11. | 20
02.11. | 21
02.11. | 22
02.11. | 23
02.11. | 24
03.11. | 1
03.11. | 2
03.11. | 3
03.11. | 4
03.11. | 5
03.11. | 6
03.11. | 7
03.11. | 8
03.11. | 9
03.11. | 10
03.11. | 11
03.11. | 12
03.11. | 13
03.11. | 14
03.11. | 15
03.11. | 16
03.11. | 17
03.11. | 18
03.11. | 19
03.11. | 20
03.11. | 21
03.11. | 22
03.11. | 23
03.11. | 24
04.11. | 1
04.11. | 2
04.11. | 3
04.11. | 4
04.11. | 5
04.11. | 6
04.11. | 7
04.11. | 8
04.11. | 9
04.11. | 10
04.11. | 11
04.11. | 12
04.11. | 13
04.11. | 14
04.11. | 15
04.11. | 16
04.11. | 17
04.11. | 18
04.11. | 19
04.11. | 20
04.11. | 21
04.11. | 22
04.11. | 23
04.11. | 24
05.11. | 1
05.11. | 2
05.11. | 3
05.11. | 4
05.11. | 5
05.11. | 6
05.11. | 7
05.11. | 8
05.11. | 9
05.11. | 10
05.11. | 11
05.11. | 12
05.11. | 13
05.11. | 14
05.11. | 15
05.11. | 16
05.11. | 17
05.11. | 18
05.11. | 19
05.11. | 20
05.11. | 21
05.11. | 22
05.11. | 23
05.11. | 24
06.11. | 1
06.11. | 2
06.11. | 3
06.11. | 4
06.11. | 5
06.11. | 6
06.11. | 7
06.11. | 8
06.11. | 9
06.11. | 10
06.11. | 11
06.11. | 12
06.11. | 13
06.11. | 14
06.11. | 15
06.11. | 16
06.11. | 17
06.11. | 18
06.11. | 19
06.11. | 20
06.11. | 21
06.11. | 22
06.11. | 23
06.11. | 24
07.11. | 1
07.11. | 2
07.11. | 3
07.11. | 4
07.11. | 5
07.11. | 6
07.11. | 7
07.11. | 8
07.11. | 9
07.11. | 10
07.11. | 11
07.11. | 12
07.11. | 13
07.11. | 14
07.11. | 15
07.11. | 16
07.11. | 17
07.11. | 18
07.11. | 19
07.11. | 20
07.11. | 21
07.11. | 22
07.11. | 23
07.11. | 24
08.11. | 1
08.11. | 2
08.11. | 3
08.11. | 4
08.11. | 5
08.11. | 6
08.11. | 7
08.11. | 8
08.11. | 9
08.11. | 10
08.11. | 11
08.11. | 12
08.11. | 13
08.11. | 14
08.11. | 15
08.11. | 16
08.11. | 17
08.11. | 18
08.11. | 19
08.11. | 20
08.11. | 21
08.11. | 22
08.11. | 23
08.11. | 24
09.11. | 1
09.11. | 2
09.11. | 3
09.11. | 4
09.11. | 5
09.11. | 6
09.11. | 7
09.11. | 8
09.11. | 9
09.11. | 10
09.11. | 11
09.11. | 12
09.11. | 13
09.11. | 14
09.11. | 15
09.11. | 16
09.11. | 17
09.11. | 18
09.11. | 19
09.11. | 20
09.11. | 21
09.11. | 22
09.11. | 23
09.11. | 24
10.11. | 1
10.11. | 2
10.11. | 3
10.11. | 4
10.11. | 5
10.11. | 6
10.11. | 7
10.11. | 8
10.11. | 9
10.11. | 10
10.11. | 11
10.11. | 12
10.11. | 13
10.11. | 14
10.11. | 15
10.11. | 16
10.11. | 17
10.11. | 18
10.11. | 19
10.11. | 20
10.11. | 21
10.11. | 22
10.11. | 23
10.11. | 24
11.11. | 1
11.11. | 2
11.11. | 3
11.11. | 4
11.11. | 5
11.11. | 6
11.11. | 7
11.11. | 8
11.11. | 9
11.11. | 10
11.11. | 11
11.11. | 12
11.11. | 13
11.11. | 14
11.11. | 15
11.11. | 16
11.11. | 17
11.11. | 18
11.11. | 19
11.11. | 20
11.11. | 21
11.11. | 22
11.11. | 23
11.11. | 24
12.11. | 1
12.11. | 2
12.11. | 3
12.11. | 4
12.11. | 5
12.11. | 6
12.11. | 7
12.11. | 8
12.11. | 9
12.11. | 10
12.11. | 11
12.11. | 12
12.11. | 13
12.11. | 14
12.11. | 15
12.11. | 16
12.11. | 17
12.11. | 18
12.11. | 19
12.11. | 20
12.11. | 21
12.11. | 22
12.11. | 23
12.11. | 24
13.11. | 1
13.11. | 2
13.11. | 3
13.11. | 4
13.11. | 5
13.11. | 6
13.11. | 7
13.11. | 8
13.11. | 9
13.11. | 10
13.11. | 11
13.11. | 12
13.11. | 13
13.11. | 14
13.11. | 15
13.11. | 16
13.11. | 17
13.11. | 18
13.11. | 19
13.11. | 20
13.11. | 21
13.11. | 22
13.11. | 23
13.11. | 24
14.11. | 1
14.11. | 2
14.11. | 3
14.11. | 4
14.11. | 5
14.11. | 6
14.11. | 7
14.11. | 8
14.11. | 9
14.11. | 10
14.11. | 11
14.11. | 12
14.11. | 13
14.11. | 14
14.11. | 15
14.11. | 16
14.11. | 17
14.11. | 18
14.11. | 19
14.11. | 20
14.11. | 21
14.11. | 22
14.11. | 23
14.11. | 24
15.11. | 1
15.11. | 2
15.11. | 3
15.11. | 4
15.11. | 5
15.11. | 6
15.11. | 7
15.11. | 8
15.11. | 9
15.11. | 10
15.11. | 11
15.11. | 12
15.11. | 13
15.11. | 14
15.11. | 15
15.11. | 16
15.11. | 17
15.11. | 18
15.11. | 19
15.11. | 20
15.11. | 21
15.11. | 22
15.11. | 23
15.11. | 24
16.11. | 1
16.11. | 2
16.11. | 3
16.11. | 4
16.11. | 5
16.11. | 6
16.11. | 7
16.11. | 8
16.11. | 9
16.11. | 10
16.11. | 11
16.11. | 12
16.11. | 13
16.11. | 14
16.11. | 15
16.11. | 16
16.11. | 17
16.11. | 18
16.11. | 19
16.11. | 20
16.11. | 21
16.11. | 22
16.11. | 23
16.11. | 24
17.11. | 1
17.11. | 2
17.11. | 3
17.11. | 4
17.11. | 5
17.11. | 6
17.11. | 7
17.11. | 8
17.11. | 9
17.11. | 10
17.11. | 11
17.11. | 12
17.11. | 13
17.11. | 14
17.11. | 15
17.11. | 16
17.11. | 17
17.11. | 18
17.11. | 19
17.11. | 20
17.11. | 21
17.11. | 22
17.11. | 23
17.11. | 24
18.11. | 1
18.11. | 2
18.11. | 3
18.11. | 4
18.11. | 5
18.11. | 6
18.11. | 7
18.11. | 8
18.11. | 9
18.11. | 10
18.11. | 11
18.11. | 12
18.11. | 13
18.11. | 14
18.11. | 15
18.11. | 16
18.11. | 17
18.11. | 18
18.11. | 19
18.11. | 20
18.11. | 21
18.11. | 22
18.11. | 23
18.11. | 24
19.11. | 1
19.11. | 2
19.11. | 3
19.11. | 4
19.11. | 5
19.11. | 6
19.11. | 7
19.11. | 8
19.11. | 9
19.11. | 10
19.11. | 11
19.11. | 12
19.11. | 13
19.11. | 14
19.11. | 15
19.11. | 16
19.11. | 17
19.11. | 18
19.11. | 19
19.11. | 20
19.11. | 21
19.11. | 22
19.11. | 23
19.11. | 24
20.11. | 1
20.11. | 2
20.11. | 3
20.11. | 4
20.11. | 5
20.11. | 6
20.11. | 7
20.11. | 8
20.11. | 9
20.11. | 10
20.11. | 11
20.11. | 12
20.11. | 13
20.11. | 14
20.11. | 15
20.11. | 16
20.11. | 17
20.11. | 18
20.11. | 19
20.11. | 20
20.11. | 21
20.11. | 22
20.11. | 23
20.11. | 24
21.11. | 1
21.11. | 2
21.11. | 3
21.11. | 4
21.11. | 5
21.11. | 6
21.11. | 7
21.11. | 8
21.11. | 9
21.11. | 10
21.11. | 11
21.11. | 12
21.11. | 13
21.11. | 14
21.11. | 15
21.11. | 16
21.11. | 17
21.11. | 18
21.11. | 19
21.11. | 20
21.11. | 21
21.11. | 22
21.11. | 23
21.11. | 24
22.11. | 1
22.11. | 2
22.11. | 3
22.11. | 4
22.11. | 5
22.11. | 6
22.11. | 7
22.11. | 8
22.11. | 9
22.11. | 10
22.11. | 11
22.11. | 12
22.11. | 13
22.11. | 14
22.11. | 15
22.11. | 16
22.11. | 17
22.11. | 18
22.11. | 19
22.11. | 20
22.11. | 21
22.11. | 22
22.11. | 23
22.11. | 24
23.11. | 1
23.11. | 2
23.11. | 3
23.11. | 4
23.11. | 5
23.11. | 6
23.11. | 7
23.11. | 8
23.11. | 9
23.11. | 10
23.11. | 11
23.11. | 12
23.11. | 13
23.11. | 14
23.11. | 15
23.11. | 16
23.11. | 17
23.11. | 18
23.11. | 19
23.11. | 20
23.11. | 21
23.11. | 22
23.11. | 23
23.11. | 24
24.11. | 1
24.11. | 2
24.11. | 3
24.11. | 4
24.11. | 5
24.11. | 6
24.11. | 7
24.11. | 8
24.11. | 9
24.11. | 10
24.11. | 11
24.11. | 12
24.11. | 13
24.11. | 14
24.11. | 15
24.11. | 16
24.11. | 17
24.11. | 18
24.11. | 19
24.11. | 20
24.11. | 21
24.11. | 22
24.11. | 23
24.11. | 24
25.11. | 1
25.11. | 2
25.11. | 3
25.11. | 4
25.11. | 5
25.11. | 6
25.11. | 7
25.11. | 8
25.11. | 9
25.11. | 10
25.11. | 11
25.11. | 12
25.11. | 13
25.11. | 14
25.11. | 15
25.11. | 16
25.11. | 17
25.11. | 18
25.11. | 19
25.11. | 20
25.11. | 21
25.11. | 22
25.11. | 23
25.11. | 24
26.11. | 1
26.11. | 2
26.11. | 3
26.11. | 4
26.11. | 5
26.11. | 6
26.11. | 7
26.11. | 8
26.11. | 9
26.11. | 10
26.11. | 11
26.11. | 12
26.11. | 13
26.11. | 14
26.11. | 15
26.11. | 16
26.11. | 17
26.11. | 18
26.11. | 19
26.11. | 20
26.11. | 21
26.11. | 22
26.11. | 23
26.11. | 24
27.11. | 1
27.11. | 2
27.11. | 3
27.11. | 4
27.11. | 5
27.11. | 6
27.11. | 7
27.11. | 8
27.11. | 9
27.11. | 10
27.11. | 11
27.11. | 12
27.11. | 13
27.11. | 14
27.11. | 15
27.11. | 16
27.11. | 17
27.11. | 18
27.11. | 19
27.11. | 20
27.11. | 21
27.11. | 22
27.11. | 23
27.11. | 24
28.11. | 1
28.11. | 2
28.11. | 3
28.11. | 4
28.11. | 5
28.11. | 6
28.11. | 7
28.11. | 8
28.11. | 9
28.11. | 10
28.11. | 11
28.11. | 12
28.11. | 13
28.11. | 14
28.11. | 15
28.11. | 16
28.11. | 17
28.11. | 18
28.11. | 19
28.11. | 20
28.11. | 21
28.11. | 22
28.11. | 23
28.11. | 24
29.11. | 1
29.11. | 2
29.11. | 3
29.11. | 4
29.11. | 5
29.11. | 6
29.11. | 7
29.11. | 8
29.11. | 9
29.11. | 10
29.11. | 11
29.11. | 12
29.11. | 13
29.11. | 14
29.11. | 15
29.11. | 16
29.11. | 17
29.11. | 18
29.11. | 19
29.11. | 20
29.11. | 21
29.11. | 22
29.11. | 23
29.11. | 24
30.11. | 1
30.11. | 2
30.11. | 3
30.11. | 4
30.11. | 5
30.11. | 6
30.11. | 7
30.11. | 8
30.11. | 9
30.11. | 10
30.11. | 11
30.11. | 12
30.11. | 13
30.11. | 14
30.11. | 15
30.11. | 16
30.11. | 17
30.11. | 18
30.11. | 19
30.11. | 20
30.11. | 21
30.11. | 22
30.11. | 23
30.11. | 24
01.12. | 1
01.12. | 2
01.12. | 3
01.12. | 4
01.12. | 5
01.12. | 6
01.12. | 7
01.12. | 8
01.12. | 9
01.12. | 10
01.12. | 11
01.12. | 12
01.12. | 13
01.12. | 14
01.12. | 15
01.12. | 16
01.12. | 17
01.12. | 18
01.12. | 19
01.12. | 20
01.12. | 21
01.12. | 22
01.12. | 23
01.12. | 24
02.12. | 1
02.12. | 2
02.12. | 3
02.12. | 4
02.12. | 5
02.12. | 6
02.12. | 7
02.12. | 8
02.12. | 9
02.12. | 10
02.12. | 11
02.12. | 12
02.12. | 13
02.12. | 14
02.12. | 15
02.12. | 16
02.12. | 17
02.12. | 18
02.12. | 19
02.12. | 20
02.12. | 21
02.12. | 22
02.12. | 23
02.12. | 24
03.12. | 1
03.12. | 2
03.12. | 3
03.12. | 4
03.12. | 5
03.12. | 6
03.12. | 7
03.12. | 8
03.12. | 9
03.12. | 10
03.12. | 11
03.12. | 12
03.12. | 13
03.12. | 14
03.12. | 15
03.12. | 16
03.12. | 17
03.12. | 18
03.12. | 19
03.12. | 20
03.12. | 21
03.12. | 22
03.12. | 23
03.12. | 24
04.12. | 1
04.12. | 2
04.12. | 3
04.12. | 4
04.12. | 5
04.12. | 6
04.12. | 7
04.12. | 8
04.12. | 9
04.12. | 10
04.12. | 11
04.12. | 12
04.12. | 13
04.12. | 14
04.12. | 15
04.12. | 16
04.12. | 17
04.12. | 18
04.12. | 19
04.12. | 20
04.12. | 21
04.12. | 22
04.12. | 23
04.12. | 24
05.12. | 1
05.12. | 2
05.12. | 3
05.12. | 4
05.12. | 5
05.12. | 6
05.12. | 7
05.12. | 8
05.12. | 9
05.12. | 10
05.12. | 11
05.12. | 12
05.12. | 13
05.12. | 14
05.12. | 15
05.12. | 16
05.12. | 17
05.12. | 18
05.12. | 19
05.12. | 20
05.12. | 21
05.12. | 22
05.12. | 23
05.12. | 24
06.12. | 1
06.12. | 2
06.12. | 3
06.12. | 4
06.12. | 5
06.12. | 6
06.12. | 7
06.12. | 8
06.12. | 9
06.12. | 10
06.12. | 11
06.12. | 12
06.12. | 13
06.12. | 14
06.12. | 15
06.12. | 16
06.12. | 17
06.12. | 18
06.12. | 19
06.12. | 20
06.12. | 21
06.12. | 22
06.12. | 23
06.12. | 24
07.12. | 1
07.12. | 2
07.12. | 3
07.12. | 4
07.12. | 5
07.12. | 6
07.12. | 7
07.12. | 8
07.12. | 9
07.12. | 10
07.12. | 11
07.12. | 12
07.12. | 13
07.12. | 14
07.12. | 15
07.12. | 16
07.12. | 17
07.12. | 18
07.12. | 19
07.12. | 20
07.12. | 21
07.12. | 22
07.12. | 23
07.12. | 24
08.12. | 1
08.12. | 2
08.12. | 3
08.12. | 4
08.12. | 5
08.12. | 6
08.12. | 7
08.12. | 8
08.12. | 9
08.12. | 10
08.12. | 11
08.12. | 12
08.12. | 13
08.12. | 14
08.12. | 15
08.12. | 16
08.12. | 17
08.12. | 18
08.12. | 19
08.12. | 20
08.12. | 21
08.12. | 22
08.12. | 23
08.12. | 24
09.12. | 1
09.12. | 2
09.12. | 3
09.12. | 4
09.12. | 5
09.12. | 6
09.12. | 7
09.12. | 8
09.12. | 9
09.12. | 10
09.12. | 11
09.12. | 12
09.12. | 13
09.12. | 14
09.12. | 15
09.12. | 16
09.12. | 17
09.12. | 18
09.12. | 19
09.12. | 20
09.12. | 21
09.12. | 22
09.12. | 23
09.12. | 24
10.12. | 1
10.12. | 2
10.12. | 3
10.12. | 4
10.12. | 5
10.12. | 6
10.12. | 7
10.12. | 8
10.12. | 9
10.12. | 10
10.12. | 11
10.12. | 12
10.12. | 13
10.12. | 14
10.12. | 15
10.12. | 16
10.12. | 17
10.12. | 18
10.12. | 19
10.12. | 20
10.12. | 21
10.12. | 22
10.12. | 23
10.12. | 24
11.12. | 1
11.12. | 2
11.12. | 3
11.12. | 4
11.12. | 5
11.12. | 6
11.12. | 7
11.12. | 8
11.12. | 9
11.12. | 10
11.12. | 11
11.12. | 12
11.12. | 13
11.12. | 14
11.12. | 15
11.12. | 16
11.12. | 17
11.12. | 18
11.12. | 19
11.12. | 20
11.12. | 21
11.12. | 22
11.12. | 23
11.12. | 24
12.12. | 1
12.12. | 2
12.12. | 3
12.12. | 4
12.12. | 5
12.12. | 6
12.12. | 7
12.12. | 8
12.12. | 9
12.12. | 10
12.12. | 11
12.12. | 12
12.12. | 13
12.12. | 14
12.12. | 15
12.12. | 16
12.12. | 17
12.12. | 18
12.12. | 19
12.12. | 20
12.12. | 21
12.12. | 22
12.12. | 23
12.12. | 24
13.12. | 1
13.12. | 2
13.12. | 3
13.12. | 4
13.12. | 5
13.12. | 6
13.12. | 7
13.12. | 8
13.12. | 9
13.12. | 10
13.12. | 11
13.12. | 12
13.12. | 13
13.12. | 14
13.12. | 15
13.12. | 16
13.12. | 17
13.12. | 18
13.12. | 19
13.12. | 20
13.12. | 21
13.12. | 22
13.12. | 23
13.12. | 24
14.12. | 1
14.12. | 2
14.12. | 3
14.12. | 4
14.12. | 5
14.12. | 6
14.12. | 7
14.12. | 8
14.12. | 9
14.12. | 10
14.12. | 11
14.12. | 12
14.12. | 13
14.12. | 14
14.12. | 15
14.12. | 16
14.12. | 17
14.12. | 18
14.12. | 19
14.12. | 20
14.12. | 21
14.12. | 22
14.12. | 23
14.12. | 24
15.12. | 1
15.12. | 2
15.12. | 3
15.12. | 4
15.12. | 5
15.12. | 6
15.12. | 7
15.12. | 8
15.12. | 9
15.12. | 10
15.12. | 11
15.12. | 12
15.12. | 13
15.12. | 14
15.12. | 15
15.12. | 16
15.12. | 17
15.12. | 18
15.12. | 19
15.12. | 20
15.12. | 21
15.12. | 22
15.12. | 23
15.12. | 24
16.12. | 1
16.12. | 2
16.12. | 3
16.12. | 4
16.12. | 5
16.12. | 6
16.12. | 7
16.12. | 8
16.12. | 9
16.12. | 10
16.12. | 11
16.12. | 12
16.12. | 13
16.12. | 14
16.12. | 15
16.12. | 16
16.12. | 17
16.12. | 18
16.12. | 19
16.12. | 20
16.12. | 21
16.12. | 22
16.12. | 23
16.12. | 24
17.12. | 1
17.12. | 2
17.12. | 3
17.12. | 4
17.12. | 5
17.12. | 6
17.12. | 7
17.12. | 8
17.12. | 9
17.12. | 10
17.12. | 11
17.12. | 12
17.12. | 13
17.12. | 14
17.12. | 15
17.12. | 16
17.12. | 17
17.12. | 18
17.12. | 19
17.12. | 20
17.12. | 21
17.12. | 22
17.12. | 23
17.12. | 24
18.12. | 1
18.12. | 2
18.12. | 3
18.12. | 4
18.12. | 5
18.12. | 6
18.12. | 7
18.12. | 8
18.12. | 9
18.12. | 10
18.12. | 11
18.12. | 12
18.12. | 13
18.12. | 14
18.12. | 15
18.12. | 16
18.12. | 17
18.12. | 18
18.12. | 19
18.12. | 20
18.12. | 21
18.12. | 22
18.12. | 23
18.12. | 24
19.12. | 1
19.12. | 2
19.12. | 3
19.12. | 4
19.12. | 5
19.12. | 6
19.12. | 7
19.12. | 8
19.12. | 9
19.12. | 10
19.12. | 11
19.12. | 12
19.12. | 13
19.12. | 14
19.12. | 15
19.12. | 16
19.12. | 17
19.12. | 18
19.12. | 19
19.12. | 20
19.12. | 21
19.12. | 22
19.12. | 23
19.12. | 24
20.12. | 1
20.12. | 2
20.12. | 3
20.12. | 4
20.12. | 5
20.12. | 6
20.12. | 7
20.12. | 8
20.12. | 9
20.12. | 10
20.12. | 11
20.12. | 12
20.12. | 13
20.12. | 14
20.12. | 15
20.12. | 16
20.12. | 17
20.12. | 18
20.12. | 19
20.12. | 20
20.12. | 21
20.12. | 22
20.12. | 23
20.12. | 24
21.12. | 1
21.12. | 2
21.12. | 3
21.12. | 4
21.12. | 5
21.12. | 6
21.12. | 7
21.12. | 8
21.12. | 9
21.12. | 10
21.12. | 11
21.12. | 12
21.12. | 13
21.12. | 14
21.12. | 15
21.12. | 16
21.12. | 17
21.12. | 18
21.12. | 19
21.12. | 20
21.12. | 21
21.12. | 22
21.12. | 23
21.12. | 24
22.12. | 1
22.12. | 2
22.12. | 3
22.12. | 4
22.12. | 5
22.12. | 6
22.12. | 7
22.12. | 8
22.12. | 9
22.12. | 10
22.12. | 11
22.12. | 12
22.12. | 13
22.12. | 14
22.12. | 15
22.12. | 16
22.12. | 17
22.12. | 18
22.12. | 19
22.12. | 20
22.12. | 21
22.12. | 22
22.12. | 23
22.12. | 24
23.12. | 1
23.12. | 2
23.12. | 3
23.12. | 4
23.12. | 5
23.12. | 6
23.12. | 7
23.12. | 8
23.12. | 9
23.12. | 10
23.12. | 11
23.12. | 12
23.12. | 13
23.12. | 14
23.12. | 15
23.12. | 16
23.12. | 17
23.12. | 18
23.12. | 19
23.12. | 20
23.12. | 21
23.12. | 22
23.12. | 23
23.12. | 24
24.12. | 1
24.12. | 2
24.12. | 3
24.12. | 4
24.12. | 5
24.12. | 6
24.12. | 7
24.12. | 8
24.12. | 9
24.12. | 10
24.12. | 11
24.12. | 12
24.12. | 13
24.12. | 14
24.12. | 15
24.12. | 16
24.12. | 17
24.12. | 18
24.12. | 19
24.12. | 20
24.12. | 21
24.12. | 22
24.12. | 23
24.12. | 24
25.12. | 1
25.12. | 2
25.12. | 3
25.12. | 4
25.12. | 5
25.12. | 6
25.12. | 7
25.12. | 8
25.12. | 9
25.12. | 10
25.12. | 11
25.12. | 12
25.12. | 13
25.12. | 14
25.12. | 15
25.12. | 16
25.12. | 17
25.12. | 18
25.12. | 19
25.12. | 20
25.12. | 21
25.12. | 22
25.12. | 23
25.12. | 24
26.12. | 1
26.12. | 2
26.12. | 3
26.12. | 4
26.12. | 5
26.12. | 6
26.12. | 7
26.12. | 8
26.12. | 9
26.12. | 10
26.12. | 11
26.12. | 12
26.12. | 13
26.12. | 14
26.12. | 15
26.12. | 16
26.12. | 17
26.12. | 18
26.12. | 19
26.12. | 20
26.12. | 21
26.12. | 22
26.12. | 23
26.12. | 24
27.12. | 1
27.12. | 2
27.12. | 3
27.12. | 4
27.12. | 5
27.12. | 6
27.12. | 7
27.12. | 8
27.12. | 9
27.12. | 10
27.12. | 11
27.12. | 12
27.12. | 13
27.12. | 14
27.12. | 15
27.12. | 16
27.12. | 17
27.12. | 18
27.12. | 19
27.12. | 20
27.12. | 21
27.12. | 22
27.12. | 23
27.12. | 24
28.12. | 1
28.12. | 2
28.12. | 3
28.12. | 4
28.12. | 5
28.12. | 6
28.12. | 7
28.12. | 8
28.12. | 9
28.12. | 10
28.12. | 11
28.12. | 12
28.12. | 13
28.12. | 14
28.12. | 15
28.12. | 16
28.12. | 17
28.12. | 18
28.12. | 19
28.12. | 20
28.12. | 21
28.12. | 22
28.12. | 23
28.12. | 24
29.12. | 1
29.12. | 2
29.12. | 3
29.12. | 4
29.12. | 5
29.12. | 6
29.12. | 7
29.12. | 8
29.12. | 9
29.12. | 10
29.12. | 11
29.12. | 12
29.12. | 13
29.12. | 14
29.12. | 15
29.12. | 16
29.12. | 17
29.12. | 18
29.12. | 19
29.12. | 20
29.12. | 21
29.12. | 22
29.12. | 23
29.12. | 24
30.12. | 1
30.12. | 2
30.12. | 3
30.12. | 4
30.12. | 5
30.12. | 6
30.12. | 7
30.12. | 8
30.12. | 9
30.12. | 10
30.12. | 11
30.12. | 12
30.12. | 13
30.12. | 14
30.12. | 15
30.12. | 16
30.12. | 17
30.12. | 18
30.12. | 19
30.12. | 20
30.12. | 21
30.12. | 22
30.12. | 23
30.12. | 24
31.12. | 1
31.12. | 2
31.12. | 3
31.12. | 4
31.12. | 5
31.12. | 6
31.12. | 7
31.12. | 8
31.12. | 9
31.12. | 10
31.12. | 11
31.12. | 12
31.12. | 13
31.12. | 14
31.12. | 15
31.12. | 16
31.12. | 17
31.12. | 18
31.12. | 19
31.12. | 20
31.12. | 21
31.12. | 22
31.12. | 23
31.12. | 24

## Battery
ENTSO-E Market Modelling Database: Batteries
Country:
Market Node: | SK00
Year:
Climate year
Scenario
Type |  | Net maximum capacity - generation perspective (MW) | Net maximum capacity - demand perspective (MW) | Storage capacity (MWh) | Number of units | Average efficiency | Ramp up rate (MW/h) | Ramp down rate (MW/h)
Battery Total |  | 799 | 799 | 1723 | 2 | 0.92 | 0 | 0
Battery Utility Scale |  | 384 | 384 | 768 | 1 | 0.92 | 0 | 0
Battery Residential |  | 415 | 415 | 955 | 1 | 0.92 | 0 | 0

## Electrolyser
ENTSO-E Market Modelling Database: Electrolysers
Country:
Market Node: | SK00
Year:
Climate year
Scenario
Type |  | Net maximum capacity (MW) | Number of units | Average efficiency | H2 storage (GWh) | Ramp up rate (MW/h) | Ramp down rate (MW/h) | Fixed generation reduction (% of max power output)
Electrolyser e-market Z1 |  | 389 | 11 | 0.8 | 0 | 0 | 0 | 0
Electrolyser e-market Z2 |  | 0 | 0 | 0 | 0 | 0 | 0 | 100
Electrolyser Shared RES Z1 |  | 0 | 0 | 0 | 0 | 0 | 0 | 100
Electrolyser Shared RES Z2 |  | 0 | 0 | 0 | 0 | 0 | 0 | 100
Electrolyser Dedicated RES Z1 |  | 0 | 0 | 0 | 0 | 0 | 0 | 100
Electrolyser Dedicated RES Z2 |  | 1822 | 1 | 0.8 | 0 | 0 | 0 | 0

## Wind
ENTSO-E Market Modelling Database: Wind
Country:
Market Node: | SK00
Year:
Scenario
Installed capacities Onshore wind Total(GW): | 1.3
Installed capacities Onshore wind e-market (GW): | 1.3
Installed capacities Onshore wind dedicated (GW): | 0
Installed capacities Onshore wind Shared RES - H2Z1 (GW): | 0
Installed capacities Onshore wind Shared RES - H2Z2 (GW): | 0
Installed capacities Offshore wind Total (GW): | 0
Installed capacities Offshore wind e-market - hub ready (GW): | 0
Installed capacities Offshore wind dedicated - hub ready (GW): | 0
Installed capacities Offshore wind Shared RES - H2Z1 - hub ready (GW): | 0
Installed capacities Offshore wind Shared RES - H2Z2 - hub ready (GW): | 0
Installed capacities Offshore wind e-market - radial (GW): | 0
Installed capacities Offshore wind dedicated - radial (GW): | 0
Installed capacities Offshore wind Shared RES - H2Z1 - radial (GW): | 0
Installed capacities Offshore wind Shared RES - H2Z2 - radial (GW): | 0

## Solar
ENTSO-E Market Modelling Database: Solar
Country:
Market Node: | SK00
Year:
Scenario
Installed capacities Thermal Solar (GW): | 0
Installed capacities Photovoltaic (GW): | 3.2
Installed capacities Photovoltaic e-market (GW): | 0.064
Installed capacities Photovoltaic dedicated (GW): | 0
Installed capacities Photovoltaic Shared RES - H2Z1 (GW): | 0
Installed capacities Photovoltaic Shared RES - H2Z2 (GW): | 0
Installed capacities Rooftop (GW): | 3.136
Installed capacities Solar Thermal with Storage (GW): | 0
Storage capacities Solar Thermal with Storage (GWh): | 0

## Hydro
ENTSO-E Market Modelling Database: Hydro
Country:
Market Node: | SK00
Year:
Scenario
Hydro PEMMDB 3.4
Run of River - Total turbining capacity (MW) | 1423.3121
Pondage - Total reservoir capacity (GWh) | 11.7642
Pondage - Total turbining capacity (MW) | 202.88
Reservoir - Total reservoir capacity (GWh) | 17.2415
Reservoir - Total turbining capacity (MW) | 21.28
Pump Storage (open loop, with natural inflows) - Total reservoir capacity (GWh) | 48.0634
Pump Storage (open loop, with natural inflows) - Total turbining capacity (MW) | 276.2
Pump Storage (open loop, with natural inflows) - Total pumping capacity (MW) | -178.28
Pure Pump Storage (closed loop, no natural inflows) - Total reservoir capacity (GWh) | 4.196
Pure Pump Storage (closed loop, no natural inflows) - Total turbining capacity (MW) | 684.8
Pure Pump Storage (closed loop, no natural inflows) - Total pumping capacity (MW) | -618

## Other RES
ENTSO-E Market Modelling Database: Other RES
Country:
Market Node: | SK00
Year:
Scenario:
Installed capacity excl. clim.dependent bands (MW): | 401.3075 |  |  | Small Biomass | Geothermal | Marine | Waste | Not Defined / Splitting not known
N.B. use convention first January always Monday (2007 calendar year) --> see guidelines for further details |  |  | Installed capacity (MW): | 182.0348 | 12 | 0 | 207.2727 | 0
Date | Hour | TOTAL Other RES Output (MW) (excl. climate dependent bands) |  | Output (MW) | Output (MW) | Output (MW) | Output (MW) | Output (MW)
01.01. | 1 | 321.5673 |  | 127.7138 | 9.588 | 0 | 184.2655 | 0
01.01. | 2 | 322.2939 |  | 127.8187 | 9.588 | 0 | 184.8873 | 0
01.01. | 3 | 319.8067 |  | 127.8187 | 9.588 | 0 | 182.4 | 0
01.01. | 4 | 323.3351 |  | 128.238 | 9.588 | 0 | 185.5091 | 0
01.01. | 5 | 319.1848 |  | 127.8187 | 9.588 | 0 | 181.7782 | 0
01.01. | 6 | 309.7503 |  | 127.5041 | 9.588 | 0 | 172.6582 | 0
01.01. | 7 | 310.6867 |  | 127.8187 | 9.588 | 0 | 173.28 | 0
01.01. | 8 | 312.7594 |  | 127.8187 | 9.588 | 0 | 175.3527 | 0
01.01. | 9 | 315.8685 |  | 127.8187 | 9.588 | 0 | 178.4618 | 0
01.01. | 10 | 312.14 |  | 128.0284 | 9.588 | 0 | 174.5236 | 0
01.01. | 11 | 316.183 |  | 128.1332 | 9.588 | 0 | 178.4618 | 0
01.01. | 12 | 320.6382 |  | 128.0284 | 9.588 | 0 | 183.0218 | 0
01.01. | 13 | 321.4673 |  | 128.0284 | 9.588 | 0 | 183.8509 | 0
01.01. | 14 | 323.2303 |  | 128.1332 | 9.588 | 0 | 185.5091 | 0
01.01. | 15 | 322.7085 |  | 127.8187 | 9.588 | 0 | 185.3018 | 0
01.01. | 16 | 321.4552 |  | 126.9799 | 9.588 | 0 | 184.8873 | 0
01.01. | 17 | 319.4849 |  | 126.875 | 9.588 | 0 | 183.0218 | 0
01.01. | 18 | 313.9933 |  | 126.9799 | 9.588 | 0 | 177.4255 | 0
01.01. | 19 | 318.0364 |  | 127.0847 | 9.588 | 0 | 181.3636 | 0
01.01. | 20 | 315.854 |  | 126.5605 | 9.588 | 0 | 179.7055 | 0
01.01. | 21 | 312.54 |  | 126.7702 | 9.588 | 0 | 176.1818 | 0
01.01. | 22 | 315.2321 |  | 126.5605 | 9.588 | 0 | 179.0836 | 0
01.01. | 23 | 315.8588 |  | 126.9799 | 9.588 | 0 | 179.2909 | 0
01.01. | 24 | 317.9339 |  | 127.1896 | 9.588 | 0 | 181.1564 | 0
02.01. | 1 | 313.7836 |  | 126.7702 | 9.588 | 0 | 177.4255 | 0
02.01. | 2 | 314.6103 |  | 126.5605 | 9.588 | 0 | 178.4618 | 0
02.01. | 3 | 311.4964 |  | 126.1411 | 9.588 | 0 | 175.7673 | 0
02.01. | 4 | 309.8479 |  | 126.9799 | 9.588 | 0 | 173.28 | 0
02.01. | 5 | 307.6703 |  | 126.875 | 9.588 | 0 | 171.2073 | 0
02.01. | 6 | 309.1212 |  | 126.875 | 9.588 | 0 | 172.6582 | 0
02.01. | 7 | 302.5861 |  | 126.3508 | 9.588 | 0 | 166.6473 | 0
02.01. | 8 | 308.7018 |  | 126.4557 | 9.588 | 0 | 172.6582 | 0
02.01. | 9 | 294.5226 |  | 119.1164 | 9.588 | 0 | 165.8182 | 0
02.01. | 10 | 302.1328 |  | 122.9957 | 9.588 | 0 | 169.5491 | 0
02.01. | 11 | 309.7285 |  | 125.6169 | 9.588 | 0 | 174.5236 | 0
02.01. | 12 | 311.9061 |  | 125.7217 | 9.588 | 0 | 176.5964 | 0
02.01. | 13 | 310.26 |  | 126.7702 | 9.588 | 0 | 173.9018 | 0
02.01. | 14 | 320.1091 |  | 127.0847 | 9.588 | 0 | 183.4364 | 0
02.01. | 15 | 316.7976 |  | 127.5041 | 9.588 | 0 | 179.7055 | 0
02.01. | 16 | 322.2867 |  | 127.1896 | 9.588 | 0 | 185.5091 | 0
02.01. | 17 | 313.3715 |  | 126.9799 | 9.588 | 0 | 176.8036 | 0
02.01. | 18 | 313.5764 |  | 126.7702 | 9.588 | 0 | 177.2182 | 0
02.01. | 19 | 315.3418 |  | 127.0847 | 9.588 | 0 | 178.6691 | 0
02.01. | 20 | 316.1612 |  | 126.246 | 9.588 | 0 | 180.3273 | 0
02.01. | 21 | 321.1455 |  | 127.0847 | 9.588 | 0 | 184.4727 | 0
02.01. | 22 | 323.4303 |  | 127.5041 | 9.588 | 0 | 186.3382 | 0
02.01. | 23 | 321.9721 |  | 126.875 | 9.588 | 0 | 185.5091 | 0
02.01. | 24 | 317.0048 |  | 127.5041 | 9.588 | 0 | 179.9127 | 0
03.01. | 1 | 315.8612 |  | 127.1896 | 9.588 | 0 | 179.0836 | 0
03.01. | 2 | 313.5812 |  | 127.1896 | 9.588 | 0 | 176.8036 | 0
03.01. | 3 | 312.3352 |  | 126.9799 | 9.588 | 0 | 175.7673 | 0
03.01. | 4 | 316.2637 |  | 126.1411 | 9.588 | 0 | 180.5345 | 0
03.01. | 5 | 313.9812 |  | 125.9314 | 9.588 | 0 | 178.4618 | 0
03.01. | 6 | 304.8612 |  | 125.9314 | 9.588 | 0 | 169.3418 | 0
03.01. | 7 | 302.7934 |  | 126.3508 | 9.588 | 0 | 166.8545 | 0
03.01. | 8 | 308.8139 |  | 127.1896 | 9.588 | 0 | 172.0364 | 0
03.01. | 9 | 285.8743 |  | 106.1154 | 9.588 | 0 | 170.1709 | 0
03.01. | 10 | 293.3409 |  | 106.5348 | 9.588 | 0 | 177.2182 | 0
03.01. | 11 | 290.9658 |  | 107.2687 | 9.588 | 0 | 174.1091 | 0
03.01. | 12 | 282.7821 |  | 107.5832 | 9.588 | 0 | 165.6109 | 0
03.01. | 13 | 278.944 |  | 107.2687 | 9.588 | 0 | 162.0873 | 0
03.01. | 14 | 283.1943 |  | 107.3735 | 9.588 | 0 | 166.2327 | 0
03.01. | 15 | 285.5767 |  | 107.2687 | 9.588 | 0 | 168.72 | 0
03.01. | 16 | 284.1258 |  | 107.2687 | 9.588 | 0 | 167.2691 | 0
03.01. | 17 | 285.4694 |  | 106.9541 | 9.588 | 0 | 168.9273 | 0
03.01. | 18 | 287.9591 |  | 107.1638 | 9.588 | 0 | 171.2073 | 0
03.01. | 19 | 306.6637 |  | 120.4794 | 9.588 | 0 | 176.5964 | 0
03.01. | 20 | 312.311 |  | 124.883 | 9.588 | 0 | 177.84 | 0
03.01. | 21 | 308.5897 |  | 125.7217 | 9.588 | 0 | 173.28 | 0
03.01. | 22 | 309.0018 |  | 125.512 | 9.588 | 0 | 173.9018 | 0
03.01. | 23 | 307.6534 |  | 125.4072 | 9.588 | 0 | 172.6582 | 0
03.01. | 24 | 310.4673 |  | 126.7702 | 9.588 | 0 | 174.1091 | 0
04.01. | 1 | 309.5309 |  | 126.4557 | 9.588 | 0 | 173.4873 | 0
04.01. | 2 | 309.1212 |  | 126.875 | 9.588 | 0 | 172.6582 | 0
04.01. | 3 | 308.2946 |  | 127.0847 | 9.588 | 0 | 171.6218 | 0
04.01. | 4 | 308.797 |  | 125.7217 | 9.588 | 0 | 173.4873 | 0
04.01. | 5 | 305.3903 |  | 126.875 | 9.588 | 0 | 168.9273 | 0
04.01. | 6 | 304.8685 |  | 126.5605 | 9.588 | 0 | 168.72 | 0
04.01. | 7 | 303.0958 |  | 125.6169 | 9.588 | 0 | 167.8909 | 0
04.01. | 8 | 304.5467 |  | 125.6169 | 9.588 | 0 | 169.3418 | 0
04.01. | 9 | 301.011 |  | 124.5684 | 9.588 | 0 | 166.8545 | 0
04.01. | 10 | 301.9546 |  | 125.512 | 9.588 | 0 | 166.8545 | 0
04.01. | 11 | 299.5794 |  | 126.246 | 9.588 | 0 | 163.7455 | 0
04.01. | 12 | 302.0618 |  | 125.8266 | 9.588 | 0 | 166.6473 | 0
04.01. | 13 | 306.934 |  | 125.9314 | 9.588 | 0 | 171.4145 | 0
04.01. | 14 | 302.6885 |  | 126.246 | 9.588 | 0 | 166.8545 | 0
04.01. | 15 | 306.4194 |  | 126.246 | 9.588 | 0 | 170.5855 | 0
04.01. | 16 | 308.0728 |  | 125.8266 | 9.588 | 0 | 172.6582 | 0
04.01. | 17 | 305.1685 |  | 125.6169 | 9.588 | 0 | 169.9636 | 0
04.01. | 18 | 307.3364 |  | 124.883 | 9.588 | 0 | 172.8655 | 0
04.01. | 19 | 307.6655 |  | 126.4557 | 9.588 | 0 | 171.6218 | 0
04.01. | 20 | 307.1582 |  | 127.3993 | 9.588 | 0 | 170.1709 | 0
04.01. | 21 | 308.1824 |  | 126.3508 | 9.588 | 0 | 172.2436 | 0
04.01. | 22 | 307.1461 |  | 126.3508 | 9.588 | 0 | 171.2073 | 0
04.01. | 23 | 309.2188 |  | 126.3508 | 9.588 | 0 | 173.28 | 0
04.01. | 24 | 307.6582 |  | 125.8266 | 9.588 | 0 | 172.2436 | 0
05.01. | 1 | 308.597 |  | 126.3508 | 9.588 | 0 | 172.6582 | 0
05.01. | 2 | 305.4831 |  | 125.9314 | 9.588 | 0 | 169.9636 | 0
05.01. | 3 | 304.0273 |  | 125.512 | 9.588 | 0 | 168.9273 | 0
05.01. | 4 | 304.3418 |  | 125.8266 | 9.588 | 0 | 168.9273 | 0
05.01. | 5 | 302.9982 |  | 126.1411 | 9.588 | 0 | 167.2691 | 0
05.01. | 6 | 302.5861 |  | 126.3508 | 9.588 | 0 | 166.6473 | 0
05.01. | 7 | 299.5504 |  | 123.7296 | 9.588 | 0 | 166.2327 | 0
05.01. | 8 | 305.1758 |  | 126.246 | 9.588 | 0 | 169.3418 | 0
05.01. | 9 | 295.217 |  | 125.4072 | 9.588 | 0 | 160.2218 | 0
05.01. | 10 | 299.2407 |  | 123.8345 | 9.588 | 0 | 165.8182 | 0
05.01. | 11 | 297.3897 |  | 125.0926 | 9.588 | 0 | 162.7091 | 0
05.01. | 12 | 280.4118 |  | 108.7365 | 9.588 | 0 | 162.0873 | 0
05.01. | 13 | 278.5536 |  | 109.3656 | 9.588 | 0 | 159.6 | 0
05.01. | 14 | 282.8967 |  | 108.5268 | 9.588 | 0 | 164.7818 | 0
05.01. | 15 | 287.5341 |  | 115.237 | 9.588 | 0 | 162.7091 | 0
05.01. | 16 | 295.4928 |  | 122.3666 | 9.588 | 0 | 163.5382 | 0
05.01. | 17 | 301.9497 |  | 125.0926 | 9.588 | 0 | 167.2691 | 0
05.01. | 18 | 306.5243 |  | 126.3508 | 9.588 | 0 | 170.5855 | 0
05.01. | 19 | 305.7734 |  | 124.149 | 9.588 | 0 | 172.0364 | 0
05.01. | 20 | 304.5394 |  | 124.9878 | 9.588 | 0 | 169.9636 | 0
05.01. | 21 | 300.5867 |  | 123.7296 | 9.588 | 0 | 167.2691 | 0
05.01. | 22 | 302.3643 |  | 125.0926 | 9.588 | 0 | 167.6836 | 0
05.01. | 23 | 298.3164 |  | 124.5684 | 9.588 | 0 | 164.16 | 0
05.01. | 24 | 301.8449 |  | 124.9878 | 9.588 | 0 | 167.2691 | 0
06.01. | 1 | 301.3255 |  | 124.883 | 9.588 | 0 | 166.8545 | 0
06.01. | 2 | 298.5188 |  | 124.149 | 9.588 | 0 | 164.7818 | 0
06.01. | 3 | 300.1867 |  | 124.9878 | 9.588 | 0 | 165.6109 | 0
06.01. | 4 | 288.9867 |  | 124.3587 | 9.588 | 0 | 155.04 | 0
06.01. | 5 | 291.5619 |  | 122.9957 | 9.588 | 0 | 158.9782 | 0
06.01. | 6 | 294.9928 |  | 123.9393 | 9.588 | 0 | 161.4655 | 0
06.01. | 7 | 294.7758 |  | 123.1006 | 9.588 | 0 | 162.0873 | 0
06.01. | 8 | 295.2807 |  | 121.9472 | 9.588 | 0 | 163.7455 | 0
06.01. | 9 | 297.8559 |  | 120.5842 | 9.588 | 0 | 167.6836 | 0
06.01. | 10 | 292.8716 |  | 119.7455 | 9.588 | 0 | 163.5382 | 0
06.01. | 11 | 290.0916 |  | 121.3182 | 9.588 | 0 | 159.1855 | 0
06.01. | 12 | 294.454 |  | 122.1569 | 9.588 | 0 | 162.7091 | 0
06.01. | 13 | 301.7473 |  | 125.512 | 9.588 | 0 | 166.6473 | 0
06.01. | 14 | 305.5782 |  | 125.1975 | 9.588 | 0 | 170.7927 | 0
06.01. | 15 | 304.9588 |  | 125.4072 | 9.588 | 0 | 169.9636 | 0
06.01. | 16 | 302.3764 |  | 126.1411 | 9.588 | 0 | 166.6473 | 0
06.01. | 17 | 303.0909 |  | 125.1975 | 9.588 | 0 | 168.3055 | 0
06.01. | 18 | 305.5927 |  | 126.4557 | 9.588 | 0 | 169.5491 | 0
06.01. | 19 | 304.7564 |  | 125.8266 | 9.588 | 0 | 169.3418 | 0
06.01. | 20 | 301.5352 |  | 125.0926 | 9.588 | 0 | 166.8545 | 0
06.01. | 21 | 299.2407 |  | 123.8345 | 9.588 | 0 | 165.8182 | 0
06.01. | 22 | 301.8376 |  | 124.3587 | 9.588 | 0 | 167.8909 | 0
06.01. | 23 | 296.2388 |  | 124.149 | 9.588 | 0 | 162.5018 | 0
06.01. | 24 | 299.26 |  | 125.512 | 9.588 | 0 | 164.16 | 0
07.01. | 1 | 295.1025 |  | 124.4636 | 9.588 | 0 | 161.0509 | 0
07.01. | 2 | 295.8291 |  | 124.5684 | 9.588 | 0 | 161.6727 | 0
07.01. | 3 | 287.7431 |  | 124.3587 | 9.588 | 0 | 153.7964 | 0
07.01. | 4 | 284.6195 |  | 123.1006 | 9.588 | 0 | 151.9309 | 0
07.01. | 5 | 284.2219 |  | 124.5684 | 9.588 | 0 | 150.0655 | 0
07.01. | 6 | 287.3455 |  | 125.8266 | 9.588 | 0 | 151.9309 | 0
07.01. | 7 | 289.7279 |  | 125.7217 | 9.588 | 0 | 154.4182 | 0
07.01. | 8 | 287.9528 |  | 124.5684 | 9.588 | 0 | 153.7964 | 0
07.01. | 9 | 289.0012 |  | 125.6169 | 9.588 | 0 | 153.7964 | 0
07.01. | 10 | 289.2037 |  | 125.1975 | 9.588 | 0 | 154.4182 | 0
07.01. | 11 | 290.14 |  | 125.512 | 9.588 | 0 | 155.04 | 0
07.01. | 12 | 283.8025 |  | 124.149 | 9.588 | 0 | 150.0655 | 0
07.01. | 13 | 294.7 |  | 125.512 | 9.588 | 0 | 159.6 | 0
07.01. | 14 | 294.7 |  | 125.512 | 9.588 | 0 | 159.6 | 0
07.01. | 15 | 290.4449 |  | 124.9878 | 9.588 | 0 | 155.8691 | 0
07.01. | 16 | 292.5225 |  | 125.4072 | 9.588 | 0 | 157.5273 | 0
07.01. | 17 | 293.5516 |  | 124.7781 | 9.588 | 0 | 159.1855 | 0
07.01. | 18 | 297.2922 |  | 125.6169 | 9.588 | 0 | 162.0873 | 0
07.01. | 19 | 296.3437 |  | 124.2539 | 9.588 | 0 | 162.5018 | 0
07.01. | 20 | 283.2822 |  | 106.0105 | 9.588 | 0 | 167.6836 | 0
07.01. | 21 | 283.3918 |  | 106.5348 | 9.588 | 0 | 167.2691 | 0
07.01. | 22 | 276.7422 |  | 105.0669 | 9.588 | 0 | 162.0873 | 0
07.01. | 23 | 289.4214 |  | 117.1243 | 9.588 | 0 | 162.7091 | 0
07.01. | 24 | 288.9214 |  | 118.697 | 9.588 | 0 | 160.6364 | 0
08.01. | 1 | 286.7825 |  | 121.9472 | 9.588 | 0 | 155.2473 | 0
08.01. | 2 | 288.4237 |  | 120.4794 | 9.588 | 0 | 158.3564 | 0
08.01. | 3 | 291.4377 |  | 121.2133 | 9.588 | 0 | 160.6364 | 0
08.01. | 4 | 284.5493 |  | 117.0194 | 9.588 | 0 | 157.9418 | 0
08.01. | 5 | 275.6244 |  | 115.971 | 9.588 | 0 | 150.0655 | 0
08.01. | 6 | 275.522 |  | 116.0758 | 9.588 | 0 | 149.8582 | 0
08.01. | 7 | 274.6663 |  | 113.7692 | 9.588 | 0 | 151.3091 | 0
08.01. | 8 | 266.7827 |  | 113.1401 | 9.588 | 0 | 144.0545 | 0
08.01. | 9 | 271.5499 |  | 113.1401 | 9.588 | 0 | 148.8218 | 0
08.01. | 10 | 273.4251 |  | 113.9789 | 9.588 | 0 | 149.8582 | 0
08.01. | 11 | 276.0051 |  | 113.0353 | 9.588 | 0 | 153.3818 | 0
08.01. | 12 | 272.1814 |  | 113.9789 | 9.588 | 0 | 148.6145 | 0
08.01. | 13 | 273.9493 |  | 114.5031 | 9.588 | 0 | 149.8582 | 0
08.01. | 14 | 274.6735 |  | 114.3983 | 9.588 | 0 | 150.6873 | 0
08.01. | 15 | 278.7263 |  | 115.3419 | 9.588 | 0 | 153.7964 | 0
08.01. | 16 | 281.4595 |  | 118.697 | 9.588 | 0 | 153.1745 | 0
08.01. | 17 | 283.3565 |  | 121.423 | 9.588 | 0 | 152.3455 | 0
08.01. | 18 | 280.0522 |  | 122.4715 | 9.588 | 0 | 147.9927 | 0
08.01. | 19 | 285.7583 |  | 122.9957 | 9.588 | 0 | 153.1745 | 0
08.01. | 20 | 283.0637 |  | 122.9957 | 9.588 | 0 | 150.48 | 0
08.01. | 21 | 283.1661 |  | 122.8909 | 9.588 | 0 | 150.6873 | 0
08.01. | 22 | 279.5352 |  | 122.5763 | 9.588 | 0 | 147.3709 | 0
08.01. | 23 | 284.2001 |  | 122.6812 | 9.588 | 0 | 151.9309 | 0
08.01. | 24 | 277.1528 |  | 122.6812 | 9.588 | 0 | 144.8836 | 0
09.01. | 1 | 276.3237 |  | 122.6812 | 9.588 | 0 | 144.0545 | 0
09.01. | 2 | 278.711 |  | 122.9957 | 9.588 | 0 | 146.1273 | 0
09.01. | 3 | 280.6813 |  | 123.1006 | 9.588 | 0 | 147.9927 | 0
09.01. | 4 | 282.2298 |  | 122.5763 | 9.588 | 0 | 150.0655 | 0
09.01. | 5 | 276.3068 |  | 121.2133 | 9.588 | 0 | 145.5055 | 0
09.01. | 6 | 269.3481 |  | 110.9383 | 9.588 | 0 | 148.8218 | 0
09.01. | 7 | 268.8796 |  | 115.237 | 9.588 | 0 | 144.0545 | 0
09.01. | 8 | 267.3456 |  | 117.0194 | 9.588 | 0 | 140.7382 | 0
09.01. | 9 | 276.9528 |  | 123.3102 | 9.588 | 0 | 144.0545 | 0
09.01. | 10 | 282.1564 |  | 125.1975 | 9.588 | 0 | 147.3709 | 0
09.01. | 11 | 283.5218 |  | 126.7702 | 9.588 | 0 | 147.1636 | 0
09.01. | 12 | 286.6285 |  | 126.5605 | 9.588 | 0 | 150.48 | 0
09.01. | 13 | 286.9503 |  | 127.5041 | 9.588 | 0 | 149.8582 | 0
09.01. | 14 | 284.3461 |  | 126.3508 | 9.588 | 0 | 148.4073 | 0
09.01. | 15 | 290.0594 |  | 127.5041 | 9.588 | 0 | 152.9673 | 0
09.01. | 16 | 293.3564 |  | 125.8266 | 9.588 | 0 | 157.9418 | 0
09.01. | 17 | 287.1382 |  | 125.8266 | 9.588 | 0 | 151.7236 | 0
09.01. | 18 | 288.8012 |  | 126.246 | 9.588 | 0 | 152.9673 | 0
09.01. | 19 | 289.1964 |  | 124.5684 | 9.588 | 0 | 155.04 | 0
09.01. | 20 | 286.9043 |  | 123.5199 | 9.588 | 0 | 153.7964 | 0
09.01. | 21 | 288.0479 |  | 123.8345 | 9.588 | 0 | 154.6255 | 0
09.01. | 22 | 285.451 |  | 123.3102 | 9.588 | 0 | 152.5527 | 0
09.01. | 23 | 283.788 |  | 122.8909 | 9.588 | 0 | 151.3091 | 0
09.01. | 24 | 278.8158 |  | 123.1006 | 9.588 | 0 | 146.1273 | 0
10.01. | 1 | 277.1383 |  | 121.423 | 9.588 | 0 | 146.1273 | 0
10.01. | 2 | 278.4964 |  | 122.3666 | 9.588 | 0 | 146.5418 | 0
10.01. | 3 | 277.1407 |  | 121.6327 | 9.588 | 0 | 145.92 | 0
10.01. | 4 | 277.7601 |  | 121.423 | 9.588 | 0 | 146.7491 | 0
10.01. | 5 | 280.1498 |  | 121.9472 | 9.588 | 0 | 148.6145 | 0
10.01. | 6 | 280.1401 |  | 121.1085 | 9.588 | 0 | 149.4436 | 0
10.01. | 7 | 277.0286 |  | 120.8988 | 9.588 | 0 | 146.5418 | 0
10.01. | 8 | 279.3207 |  | 121.9472 | 9.588 | 0 | 147.7855 | 0
10.01. | 9 | 278.8892 |  | 120.4794 | 9.588 | 0 | 148.8218 | 0
10.01. | 10 | 275.5801 |  | 121.1085 | 9.588 | 0 | 144.8836 | 0
10.01. | 11 | 274.234 |  | 121.2133 | 9.588 | 0 | 143.4327 | 0
10.01. | 12 | 270.7007 |  | 120.3745 | 9.588 | 0 | 140.7382 | 0
10.01. | 13 | 271.4201 |  | 119.8503 | 9.588 | 0 | 141.9818 | 0
10.01. | 14 | 272.8735 |  | 120.06 | 9.588 | 0 | 143.2255 | 0
10.01. | 15 | 273.7025 |  | 120.06 | 9.588 | 0 | 144.0545 | 0
10.01. | 16 | 275.7777 |  | 120.2697 | 9.588 | 0 | 145.92 | 0
10.01. | 17 | 278.1867 |  | 122.4715 | 9.588 | 0 | 146.1273 | 0
10.01. | 18 | 281.6031 |  | 122.1569 | 9.588 | 0 | 149.8582 | 0
10.01. | 19 | 280.0353 |  | 121.0036 | 9.588 | 0 | 149.4436 | 0
10.01. | 20 | 278.1722 |  | 121.2133 | 9.588 | 0 | 147.3709 | 0
10.01. | 21 | 285.2316 |  | 122.2618 | 9.588 | 0 | 153.3818 | 0
10.01. | 22 | 284.2928 |  | 121.7375 | 9.588 | 0 | 152.9673 | 0
10.01. | 23 | 286.0655 |  | 122.6812 | 9.588 | 0 | 153.7964 | 0
10.01. | 24 | 287.7479 |  | 124.7781 | 9.588 | 0 | 153.3818 | 0
11.01. | 1 | 282.1443 |  | 124.149 | 9.588 | 0 | 148.4073 | 0
11.01. | 2 | 285.58 |  | 125.512 | 9.588 | 0 | 150.48 | 0
11.01. | 3 | 284.6413 |  | 124.9878 | 9.588 | 0 | 150.0655 | 0
11.01. | 4 | 284.4388 |  | 125.4072 | 9.588 | 0 | 149.4436 | 0
11.01. | 5 | 283.7146 |  | 125.512 | 9.588 | 0 | 148.6145 | 0
11.01. | 6 | 278.7449 |  | 125.9314 | 9.588 | 0 | 143.2255 | 0
11.01. | 7 | 276.7673 |  | 125.1975 | 9.588 | 0 | 141.9818 | 0
11.01. | 8 | 285.4461 |  | 122.8909 | 9.588 | 0 | 152.9673 | 0
11.01. | 9 | 284.8534 |  | 125.4072 | 9.588 | 0 | 149.8582 | 0
11.01. | 10 | 280.3837 |  | 124.2539 | 9.588 | 0 | 146.5418 | 0
11.01. | 11 | 277.5722 |  | 123.1006 | 9.588 | 0 | 144.8836 | 0
11.01. | 12 | 286.2849 |  | 123.7296 | 9.588 | 0 | 152.9673 | 0
11.01. | 13 | 288.1697 |  | 125.4072 | 9.588 | 0 | 153.1745 | 0
11.01. | 14 | 288.9109 |  | 126.7702 | 9.588 | 0 | 152.5527 | 0
11.01. | 15 | 288.2818 |  | 126.1411 | 9.588 | 0 | 152.5527 | 0
11.01. | 16 | 279.1626 |  | 117.2291 | 9.588 | 0 | 152.3455 | 0
11.01. | 17 | 280.1401 |  | 121.1085 | 9.588 | 0 | 149.4436 | 0
11.01. | 18 | 291.8982 |  | 125.1975 | 9.588 | 0 | 157.1127 | 0
11.01. | 19 | 284.2662 |  | 119.4309 | 9.588 | 0 | 155.2473 | 0
11.01. | 20 | 288.9698 |  | 122.8909 | 9.588 | 0 | 156.4909 | 0
11.01. | 21 | 288.3431 |  | 122.4715 | 9.588 | 0 | 156.2836 | 0
11.01. | 22 | 287.2019 |  | 122.3666 | 9.588 | 0 | 155.2473 | 0
11.01. | 23 | 289.3916 |  | 123.5199 | 9.588 | 0 | 156.2836 | 0
11.01. | 24 | 289.7182 |  | 124.883 | 9.588 | 0 | 155.2473 | 0
12.01. | 1 | 288.4697 |  | 124.4636 | 9.588 | 0 | 154.4182 | 0
12.01. | 2 | 284.8461 |  | 124.7781 | 9.588 | 0 | 150.48 | 0
12.01. | 3 | 286.914 |  | 124.3587 | 9.588 | 0 | 152.9673 | 0
12.01. | 4 | 286.1801 |  | 123.6248 | 9.588 | 0 | 152.9673 | 0
12.01. | 5 | 287.1213 |  | 124.3587 | 9.588 | 0 | 153.1745 | 0
12.01. | 6 | 285.4582 |  | 123.9393 | 9.588 | 0 | 151.9309 | 0
12.01. | 7 | 278.8158 |  | 123.1006 | 9.588 | 0 | 146.1273 | 0
12.01. | 8 | 267.6045 |  | 112.511 | 9.588 | 0 | 145.5055 | 0
12.01. | 9 | 281.9177 |  | 122.4715 | 9.588 | 0 | 149.8582 | 0
12.01. | 10 | 285.5655 |  | 124.2539 | 9.588 | 0 | 151.7236 | 0
12.01. | 11 | 291.0594 |  | 124.3587 | 9.588 | 0 | 157.1127 | 0
12.01. | 12 | 289.2674 |  | 121.7375 | 9.588 | 0 | 157.9418 | 0
12.01. | 13 | 289.7964 |  | 122.6812 | 9.588 | 0 | 157.5273 | 0
12.01. | 14 | 278.511 |  | 123.6248 | 9.588 | 0 | 145.2982 | 0
12.01. | 15 | 278.6086 |  | 123.1006 | 9.588 | 0 | 145.92 | 0
12.01. | 16 | 271.8129 |  | 117.9631 | 9.588 | 0 | 144.2618 | 0
12.01. | 17 | 277.5746 |  | 123.3102 | 9.588 | 0 | 144.6764 | 0
12.01. | 18 | 271.479 |  | 115.971 | 9.588 | 0 | 145.92 | 0
12.01. | 19 | 283.1928 |  | 125.1975 | 9.588 | 0 | 148.4073 | 0
12.01. | 20 | 293.7564 |  | 124.5684 | 9.588 | 0 | 159.6 | 0
12.01. | 21 | 294.2806 |  | 125.0926 | 9.588 | 0 | 159.6 | 0
12.01. | 22 | 295.7243 |  | 124.4636 | 9.588 | 0 | 161.6727 | 0
12.01. | 23 | 299.3576 |  | 124.9878 | 9.588 | 0 | 164.7818 | 0
12.01. | 24 | 299.3334 |  | 122.8909 | 9.588 | 0 | 166.8545 | 0
13.01. | 1 | 296.5268 |  | 122.1569 | 9.588 | 0 | 164.7818 | 0
13.01. | 2 | 293.4201 |  | 122.3666 | 9.588 | 0 | 161.4655 | 0
13.01. | 3 | 293.3298 |  | 123.5199 | 9.588 | 0 | 160.2218 | 0
13.01. | 4 | 289.7868 |  | 121.8424 | 9.588 | 0 | 158.3564 | 0
13.01. | 5 | 284.788 |  | 119.7455 | 9.588 | 0 | 155.4545 | 0
13.01. | 6 | 290.0771 |  | 120.06 | 9.588 | 0 | 160.4291 | 0
13.01. | 7 | 294.4661 |  | 123.2054 | 9.588 | 0 | 161.6727 | 0
13.01. | 8 | 294.7758 |  | 123.1006 | 9.588 | 0 | 162.0873 | 0
13.01. | 9 | 288.5141 |  | 119.3261 | 9.588 | 0 | 159.6 | 0
13.01. | 10 | 293.7886 |  | 118.3824 | 9.588 | 0 | 165.8182 | 0
13.01. | 11 | 294.9371 |  | 119.1164 | 9.588 | 0 | 166.2327 | 0
13.01. | 12 | 292.0304 |  | 118.697 | 9.588 | 0 | 163.7455 | 0
13.01. | 13 | 293.8007 |  | 119.4309 | 9.588 | 0 | 164.7818 | 0
13.01. | 14 | 296.6098 |  | 120.3745 | 9.588 | 0 | 166.6473 | 0
13.01. | 15 | 292.4523 |  | 119.3261 | 9.588 | 0 | 163.5382 | 0
13.01. | 16 | 283.2306 |  | 110.5189 | 9.588 | 0 | 163.1236 | 0
13.01. | 17 | 277.8124 |  | 108.0026 | 9.588 | 0 | 160.2218 | 0
13.01. | 18 | 285.142 |  | 114.5031 | 9.588 | 0 | 161.0509 | 0
13.01. | 19 | 285.7396 |  | 112.4062 | 9.588 | 0 | 163.7455 | 0
13.01. | 20 | 289.4899 |  | 114.0837 | 9.588 | 0 | 165.8182 | 0
13.01. | 21 | 292.2966 |  | 114.8177 | 9.588 | 0 | 167.8909 | 0
13.01. | 22 | 295.5129 |  | 115.1322 | 9.588 | 0 | 170.7927 | 0
13.01. | 23 | 269.1768 |  | 90.8688 | 9.588 | 0 | 168.72 | 0
13.01. | 24 | 256.8854 |  | 78.3701 | 9.588 | 0 | 168.9273 | 0
14.01. | 1 | 268.0404 |  | 91.1833 | 9.588 | 0 | 167.2691 | 0
14.01. | 2 | 253.7763 |  | 78.3701 | 9.588 | 0 | 165.8182 | 0
14.01. | 3 | 267.7695 |  | 94.6433 | 9.588 | 0 | 163.5382 | 0
14.01. | 4 | 252.5811 |  | 82.564 | 9.588 | 0 | 160.4291 | 0
14.01. | 5 | 252.1762 |  | 83.4028 | 9.588 | 0 | 159.1855 | 0
14.01. | 6 | 289.1722 |  | 122.4715 | 9.588 | 0 | 157.1127 | 0
14.01. | 7 | 289.2722 |  | 122.1569 | 9.588 | 0 | 157.5273 | 0
14.01. | 8 | 286.5752 |  | 121.9472 | 9.588 | 0 | 155.04 | 0
14.01. | 9 | 284.4025 |  | 122.2618 | 9.588 | 0 | 152.5527 | 0
14.01. | 10 | 249.9938 |  | 82.8785 | 9.588 | 0 | 157.5273 | 0
14.01. | 11 | 295.5904 |  | 121.8424 | 9.588 | 0 | 164.16 | 0
14.01. | 12 | 300.8892 |  | 122.9957 | 9.588 | 0 | 168.3055 | 0
14.01. | 13 | 260.4865 |  | 85.0803 | 9.588 | 0 | 165.8182 | 0
14.01. | 14 | 303.2958 |  | 124.9878 | 9.588 | 0 | 168.72 | 0
14.01. | 15 | 299.5625 |  | 124.7781 | 9.588 | 0 | 165.1964 | 0
14.01. | 16 | 303.5031 |  | 124.9878 | 9.588 | 0 | 168.9273 | 0
14.01. | 17 | 302.0594 |  | 125.6169 | 9.588 | 0 | 166.8545 | 0
14.01. | 18 | 297.4704 |  | 123.1006 | 9.588 | 0 | 164.7818 | 0
14.01. | 19 | 299.3455 |  | 123.9393 | 9.588 | 0 | 165.8182 | 0
14.01. | 20 | 298.3213 |  | 124.9878 | 9.588 | 0 | 163.7455 | 0
14.01. | 21 | 298.6019 |  | 122.3666 | 9.588 | 0 | 166.6473 | 0
14.01. | 22 | 298.9164 |  | 122.6812 | 9.588 | 0 | 166.6473 | 0
14.01. | 23 | 300.5988 |  | 124.7781 | 9.588 | 0 | 166.2327 | 0
14.01. | 24 | 299.9867 |  | 125.6169 | 9.588 | 0 | 164.7818 | 0
15.01. | 1 | 297.2922 |  | 125.6169 | 9.588 | 0 | 162.0873 | 0
15.01. | 2 | 298.1237 |  | 125.8266 | 9.588 | 0 | 162.7091 | 0
15.01. | 3 | 299.9867 |  | 125.6169 | 9.588 | 0 | 164.7818 | 0
15.01. | 4 | 299.6794 |  | 125.9314 | 9.588 | 0 | 164.16 | 0
15.01. | 5 | 292.0103 |  | 125.9314 | 9.588 | 0 | 156.4909 | 0
15.01. | 6 | 299.4746 |  | 126.1411 | 9.588 | 0 | 163.7455 | 0
15.01. | 7 | 299.0382 |  | 124.2539 | 9.588 | 0 | 165.1964 | 0
15.01. | 8 | 282.0531 |  | 107.2687 | 9.588 | 0 | 165.1964 | 0
15.01. | 9 | 299.6479 |  | 123.2054 | 9.588 | 0 | 166.8545 | 0
15.01. | 10 | 300.9061 |  | 124.4636 | 9.588 | 0 | 166.8545 | 0
15.01. | 11 | 303.0958 |  | 125.6169 | 9.588 | 0 | 167.8909 | 0
15.01. | 12 | 303.3055 |  | 125.8266 | 9.588 | 0 | 167.8909 | 0
15.01. | 13 | 307.4413 |  | 124.9878 | 9.588 | 0 | 172.8655 | 0
15.01. | 14 | 304.6515 |  | 125.7217 | 9.588 | 0 | 169.3418 | 0
15.01. | 15 | 302.3764 |  | 126.1411 | 9.588 | 0 | 166.6473 | 0
15.01. | 16 | 298.2237 |  | 125.512 | 9.588 | 0 | 163.1236 | 0
15.01. | 17 | 296.2437 |  | 124.5684 | 9.588 | 0 | 162.0873 | 0
15.01. | 18 | 297.9091 |  | 125.1975 | 9.588 | 0 | 163.1236 | 0
15.01. | 19 | 299.1431 |  | 124.3587 | 9.588 | 0 | 165.1964 | 0
15.01. | 20 | 303.7273 |  | 126.4557 | 9.588 | 0 | 167.6836 | 0
15.01. | 21 | 305.5927 |  | 126.4557 | 9.588 | 0 | 169.5491 | 0
15.01. | 22 | 302.5861 |  | 126.3508 | 9.588 | 0 | 166.6473 | 0
15.01. | 23 | 304.7685 |  | 126.875 | 9.588 | 0 | 168.3055 | 0
15.01. | 24 | 275.1991 |  | 100.8292 | 9.588 | 0 | 164.7818 | 0
16.01. | 1 | 299.7891 |  | 126.4557 | 9.588 | 0 | 163.7455 | 0
16.01. | 2 | 303.5273 |  | 127.0847 | 9.588 | 0 | 166.8545 | 0
16.01. | 3 | 298.143 |  | 127.5041 | 9.588 | 0 | 161.0509 | 0
16.01. | 4 | 298.9576 |  | 126.246 | 9.588 | 0 | 163.1236 | 0
16.01. | 5 | 266.8033 |  | 100.7244 | 9.588 | 0 | 156.4909 | 0
16.01. | 6 | 269.0881 |  | 101.1438 | 9.588 | 0 | 158.3564 | 0
16.01. | 7 | 268.5566 |  | 99.9905 | 9.588 | 0 | 158.9782 | 0
16.01. | 8 | 268.8712 |  | 100.305 | 9.588 | 0 | 158.9782 | 0
16.01. | 9 | 269.393 |  | 100.6195 | 9.588 | 0 | 159.1855 | 0
16.01. | 10 | 261.0924 |  | 99.7808 | 9.588 | 0 | 151.7236 | 0
16.01. | 11 | 264.3991 |  | 98.942 | 9.588 | 0 | 155.8691 | 0
16.01. | 12 | 294.271 |  | 124.2539 | 9.588 | 0 | 160.4291 | 0
16.01. | 13 | 270.9724 |  | 108.0026 | 9.588 | 0 | 153.3818 | 0
16.01. | 14 | 283.9081 |  | 115.3419 | 9.588 | 0 | 158.9782 | 0
16.01. | 15 | 289.1141 |  | 117.4388 | 9.588 | 0 | 162.0873 | 0
16.01. | 16 | 316.6427 |  | 149.1129 | 9.588 | 0 | 157.9418 | 0
16.01. | 17 | 322.6512 |  | 148.9032 | 9.588 | 0 | 164.16 | 0
16.01. | 18 | 296.6389 |  | 122.8909 | 9.588 | 0 | 164.16 | 0
16.01. | 19 | 302.2304 |  | 122.4715 | 9.588 | 0 | 170.1709 | 0
16.01. | 20 | 304.0297 |  | 125.7217 | 9.588 | 0 | 168.72 | 0
16.01. | 21 | 302.1643 |  | 125.7217 | 9.588 | 0 | 166.8545 | 0
16.01. | 22 | 276.4209 |  | 98.942 | 9.588 | 0 | 167.8909 | 0
16.01. | 23 | 277.2548 |  | 99.3614 | 9.588 | 0 | 168.3055 | 0
16.01. | 24 | 274.7458 |  | 97.4741 | 9.588 | 0 | 167.6836 | 0
17.01. | 1 | 297.8091 |  | 125.512 | 9.588 | 0 | 162.7091 | 0
17.01. | 2 | 258.9574 |  | 87.2821 | 9.588 | 0 | 162.0873 | 0
17.01. | 3 | 270.0003 |  | 99.3614 | 9.588 | 0 | 161.0509 | 0
17.01. | 4 | 269.5003 |  | 100.9341 | 9.588 | 0 | 158.9782 | 0
17.01. | 5 | 254.1828 |  | 86.653 | 9.588 | 0 | 157.9418 | 0
17.01. | 6 | 258.9574 |  | 87.2821 | 9.588 | 0 | 162.0873 | 0
17.01. | 7 | 303.2006 |  | 125.7217 | 9.588 | 0 | 167.8909 | 0
17.01. | 8 | 298.2043 |  | 123.8345 | 9.588 | 0 | 164.7818 | 0
17.01. | 9 | 300.5061 |  | 125.7217 | 9.588 | 0 | 165.1964 | 0
17.01. | 10 | 299.1552 |  | 125.4072 | 9.588 | 0 | 164.16 | 0
17.01. | 11 | 300.9182 |  | 125.512 | 9.588 | 0 | 165.8182 | 0
17.01. | 12 | 299.3576 |  | 124.9878 | 9.588 | 0 | 164.7818 | 0
17.01. | 13 | 297.5018 |  | 125.8266 | 9.588 | 0 | 162.0873 | 0
17.01. | 14 | 302.8006 |  | 126.9799 | 9.588 | 0 | 166.2327 | 0
17.01. | 15 | 303.2934 |  | 124.7781 | 9.588 | 0 | 168.9273 | 0
17.01. | 16 | 302.0546 |  | 125.1975 | 9.588 | 0 | 167.2691 | 0
17.01. | 17 | 299.5673 |  | 125.1975 | 9.588 | 0 | 164.7818 | 0
17.01. | 18 | 302.5716 |  | 125.0926 | 9.588 | 0 | 167.8909 | 0
17.01. | 19 | 303.0982 |  | 125.8266 | 9.588 | 0 | 167.6836 | 0
17.01. | 20 | 302.2594 |  | 124.9878 | 9.588 | 0 | 167.6836 | 0
17.01. | 21 | 300.0673 |  | 123.6248 | 9.588 | 0 | 166.8545 | 0
17.01. | 22 | 300.0746 |  | 124.2539 | 9.588 | 0 | 166.2327 | 0
17.01. | 23 | 258.2968 |  | 83.927 | 9.588 | 0 | 164.7818 | 0
17.01. | 24 | 261.8495 |  | 86.4433 | 9.588 | 0 | 165.8182 | 0
18.01. | 1 | 300.8255 |  | 126.4557 | 9.588 | 0 | 164.7818 | 0
18.01. | 2 | 301.2279 |  | 125.4072 | 9.588 | 0 | 166.2327 | 0
18.01. | 3 | 298.9382 |  | 124.5684 | 9.588 | 0 | 164.7818 | 0
18.01. | 4 | 302.7764 |  | 124.883 | 9.588 | 0 | 168.3055 | 0
18.01. | 5 | 299.6794 |  | 125.9314 | 9.588 | 0 | 164.16 | 0
18.01. | 6 | 298.631 |  | 124.883 | 9.588 | 0 | 164.16 | 0
18.01. | 7 | 301.4328 |  | 125.1975 | 9.588 | 0 | 166.6473 | 0
18.01. | 8 | 300.6964 |  | 124.2539 | 9.588 | 0 | 166.8545 | 0
18.01. | 9 | 298.0188 |  | 125.7217 | 9.588 | 0 | 162.7091 | 0
18.01. | 10 | 298.6237 |  | 124.2539 | 9.588 | 0 | 164.7818 | 0
18.01. | 11 | 251.608 |  | 74.3364 | 9.588 | 0 | 167.6836 | 0
18.01. | 12 | 251.4887 |  | 72.9734 | 9.588 | 0 | 168.9273 | 0
18.01. | 13 | 252.4395 |  | 74.5461 | 9.588 | 0 | 168.3055 | 0
18.01. | 14 | 253.788 |  | 74.6509 | 9.588 | 0 | 169.5491 | 0
18.01. | 15 | 253.5807 |  | 74.6509 | 9.588 | 0 | 169.3418 | 0
18.01. | 16 | 252.1419 |  | 75.6994 | 9.588 | 0 | 166.8545 | 0
18.01. | 17 | 305.4879 |  | 126.3508 | 9.588 | 0 | 169.5491 | 0
18.01. | 18 | 306.9243 |  | 125.0926 | 9.588 | 0 | 172.2436 | 0
18.01. | 19 | 309.314 |  | 125.6169 | 9.588 | 0 | 174.1091 | 0
18.01. | 20 | 307.2509 |  | 126.4557 | 9.588 | 0 | 171.2073 | 0
18.01. | 21 | 309.5382 |  | 127.0847 | 9.588 | 0 | 172.8655 | 0
18.01. | 22 | 302.7837 |  | 125.512 | 9.588 | 0 | 167.6836 | 0
18.01. | 23 | 301.3328 |  | 125.512 | 9.588 | 0 | 166.2327 | 0
18.01. | 24 | 300.7037 |  | 124.883 | 9.588 | 0 | 166.2327 | 0
19.01. | 1 | 304.6564 |  | 126.1411 | 9.588 | 0 | 168.9273 | 0
19.01. | 2 | 304.5443 |  | 125.4072 | 9.588 | 0 | 169.5491 | 0
19.01. | 3 | 303.5103 |  | 125.6169 | 9.588 | 0 | 168.3055 | 0
19.01. | 4 | 299.4625 |  | 125.0926 | 9.588 | 0 | 164.7818 | 0
19.01. | 5 | 296.034 |  | 124.3587 | 9.588 | 0 | 162.0873 | 0
19.01. | 6 | 302.374 |  | 125.9314 | 9.588 | 0 | 166.8545 | 0
19.01. | 7 | 299.3649 |  | 125.6169 | 9.588 | 0 | 164.16 | 0
19.01. | 8 | 299.3721 |  | 126.246 | 9.588 | 0 | 163.5382 | 0
19.01. | 9 | 300.5109 |  | 126.1411 | 9.588 | 0 | 164.7818 | 0
19.01. | 10 | 302.5716 |  | 125.0926 | 9.588 | 0 | 167.8909 | 0
19.01. | 11 | 302.474 |  | 125.6169 | 9.588 | 0 | 167.2691 | 0
19.01. | 12 | 299.6625 |  | 124.4636 | 9.588 | 0 | 165.6109 | 0
19.01. | 13 | 296.7074 |  | 119.8503 | 9.588 | 0 | 167.2691 | 0
19.01. | 14 | 301.3497 |  | 126.9799 | 9.588 | 0 | 164.7818 | 0
19.01. | 15 | 300.4182 |  | 127.0847 | 9.588 | 0 | 163.7455 | 0
19.01. | 16 | 301.14 |  | 126.7702 | 9.588 | 0 | 164.7818 | 0
19.01. | 17 | 294.9146 |  | 126.1411 | 9.588 | 0 | 159.1855 | 0
19.01. | 18 | 304.4467 |  | 125.9314 | 9.588 | 0 | 168.9273 | 0
19.01. | 19 | 303.5031 |  | 124.9878 | 9.588 | 0 | 168.9273 | 0
19.01. | 20 | 305.2782 |  | 126.1411 | 9.588 | 0 | 169.5491 | 0
19.01. | 21 | 305.4879 |  | 126.3508 | 9.588 | 0 | 169.5491 | 0
19.01. | 22 | 305.0443 |  | 123.8345 | 9.588 | 0 | 171.6218 | 0
19.01. | 23 | 305.5806 |  | 125.4072 | 9.588 | 0 | 170.5855 | 0
19.01. | 24 | 269.638 |  | 87.8063 | 9.588 | 0 | 172.2436 | 0
20.01. | 1 | 307.2316 |  | 124.7781 | 9.588 | 0 | 172.8655 | 0
20.01. | 2 | 303.2031 |  | 125.9314 | 9.588 | 0 | 167.6836 | 0
20.01. | 3 | 289.6512 |  | 110.0996 | 9.588 | 0 | 169.9636 | 0
20.01. | 4 | 260.4526 |  | 82.1446 | 9.588 | 0 | 168.72 | 0
20.01. | 5 | 258.8211 |  | 84.4512 | 9.588 | 0 | 164.7818 | 0
20.01. | 6 | 255.8297 |  | 76.6926 | 9.588 | 0 | 169.5491 | 0
20.01. | 7 | 262.0374 |  | 84.7658 | 9.588 | 0 | 167.6836 | 0
20.01. | 8 | 301.8376 |  | 124.3587 | 9.588 | 0 | 167.8909 | 0
20.01. | 9 | 274.5728 |  | 123.6248 | 9.588 | 0 | 141.36 | 0
20.01. | 10 | 277.994 |  | 123.7296 | 9.588 | 0 | 144.6764 | 0
20.01. | 11 | 236.238 |  | 85.29 | 9.588 | 0 | 141.36 | 0
20.01. | 12 | 243.5022 |  | 86.1288 | 9.588 | 0 | 147.7855 | 0
20.01. | 13 | 244.8531 |  | 86.4433 | 9.588 | 0 | 148.8218 | 0
20.01. | 14 | 284.3291 |  | 124.883 | 9.588 | 0 | 149.8582 | 0
20.01. | 15 | 241.7537 |  | 87.2821 | 9.588 | 0 | 144.8836 | 0
20.01. | 16 | 243.2998 |  | 86.5482 | 9.588 | 0 | 147.1636 | 0
20.01. | 17 | 279.0594 |  | 126.246 | 9.588 | 0 | 143.2255 | 0
20.01. | 18 | 282.0588 |  | 125.7217 | 9.588 | 0 | 146.7491 | 0
20.01. | 19 | 284.6655 |  | 127.0847 | 9.588 | 0 | 147.9927 | 0
20.01. | 20 | 279.8982 |  | 127.0847 | 9.588 | 0 | 143.2255 | 0
20.01. | 21 | 286.1091 |  | 126.4557 | 9.588 | 0 | 150.0655 | 0
20.01. | 22 | 245.9137 |  | 88.5403 | 9.588 | 0 | 147.7855 | 0
20.01. | 23 | 245.475 |  | 86.4433 | 9.588 | 0 | 149.4436 | 0
20.01. | 24 | 283.3976 |  | 124.9878 | 9.588 | 0 | 148.8218 | 0
21.01. | 1 | 283.4 |  | 125.1975 | 9.588 | 0 | 148.6145 | 0
21.01. | 2 | 289.64 |  | 127.0847 | 9.588 | 0 | 152.9673 | 0
21.01. | 3 | 289.1158 |  | 126.5605 | 9.588 | 0 | 152.9673 | 0
21.01. | 4 | 286.2164 |  | 126.7702 | 9.588 | 0 | 149.8582 | 0
21.01. | 5 | 279.8667 |  | 124.3587 | 9.588 | 0 | 145.92 | 0
21.01. | 6 | 282.9976 |  | 126.246 | 9.588 | 0 | 147.1636 | 0
21.01. | 7 | 282.2685 |  | 125.9314 | 9.588 | 0 | 146.7491 | 0
21.01. | 8 | 285.2776 |  | 126.246 | 9.588 | 0 | 149.4436 | 0
21.01. | 9 | 285.5849 |  | 125.9314 | 9.588 | 0 | 150.0655 | 0
21.01. | 10 | 286.5309 |  | 127.0847 | 9.588 | 0 | 149.8582 | 0
21.01. | 11 | 284.6558 |  | 126.246 | 9.588 | 0 | 148.8218 | 0
21.01. | 12 | 284.9437 |  | 124.2539 | 9.588 | 0 | 151.1018 | 0
21.01. | 13 | 289.0158 |  | 126.875 | 9.588 | 0 | 152.5527 | 0
21.01. | 14 | 290.4667 |  | 126.875 | 9.588 | 0 | 154.0036 | 0
21.01. | 15 | 290.9909 |  | 127.3993 | 9.588 | 0 | 154.0036 | 0
21.01. | 16 | 286.943 |  | 126.875 | 9.588 | 0 | 150.48 | 0
21.01. | 17 | 285.2873 |  | 127.0847 | 9.588 | 0 | 148.6145 | 0
21.01. | 18 | 284.9703 |  | 126.5605 | 9.588 | 0 | 148.8218 | 0
21.01. | 19 | 288.8158 |  | 127.5041 | 9.588 | 0 | 151.7236 | 0
21.01. | 20 | 288.9012 |  | 125.9314 | 9.588 | 0 | 153.3818 | 0
21.01. | 21 | 289.7352 |  | 126.3508 | 9.588 | 0 | 153.7964 | 0
21.01. | 22 | 289.3134 |  | 125.7217 | 9.588 | 0 | 154.0036 | 0
21.01. | 23 | 288.7964 |  | 125.8266 | 9.588 | 0 | 153.3818 | 0
21.01. | 24 | 261.9239 |  | 99.9905 | 9.588 | 0 | 152.3455 | 0
22.01. | 1 | 244.213 |  | 100.9341 | 9.588 | 0 | 133.6909 | 0
22.01. | 2 | 258.9294 |  | 100.9341 | 9.588 | 0 | 148.4073 | 0
22.01. | 3 | 258.5172 |  | 101.1438 | 9.588 | 0 | 147.7855 | 0
22.01. | 4 | 260.0657 |  | 100.6195 | 9.588 | 0 | 149.8582 | 0
22.01. | 5 | 257.0615 |  | 100.7244 | 9.588 | 0 | 146.7491 | 0
22.01. | 6 | 252.7039 |  | 100.305 | 9.588 | 0 | 142.8109 | 0
22.01. | 7 | 251.5603 |  | 99.9905 | 9.588 | 0 | 141.9818 | 0
22.01. | 8 | 256.8324 |  | 98.8371 | 9.588 | 0 | 148.4073 | 0
22.01. | 9 | 262.1385 |  | 100.6195 | 9.588 | 0 | 151.9309 | 0
22.01. | 10 | 259.1294 |  | 100.305 | 9.588 | 0 | 149.2364 | 0
22.01. | 11 | 254.65 |  | 98.3129 | 9.588 | 0 | 146.7491 | 0
22.01. | 12 | 255.3985 |  | 100.305 | 9.588 | 0 | 145.5055 | 0
22.01. | 13 | 259.9681 |  | 101.1438 | 9.588 | 0 | 149.2364 | 0
22.01. | 14 | 260.6045 |  | 102.4019 | 9.588 | 0 | 148.6145 | 0
22.01. | 15 | 287.677 |  | 127.609 | 9.588 | 0 | 150.48 | 0
22.01. | 16 | 285.1921 |  | 127.8187 | 9.588 | 0 | 147.7855 | 0
22.01. | 17 | 284.3582 |  | 127.3993 | 9.588 | 0 | 147.3709 | 0
22.01. | 18 | 281.5564 |  | 127.0847 | 9.588 | 0 | 144.8836 | 0
22.01. | 19 | 284.4582 |  | 127.0847 | 9.588 | 0 | 147.7855 | 0
22.01. | 20 | 286.3285 |  | 127.5041 | 9.588 | 0 | 149.2364 | 0
22.01. | 21 | 288.0939 |  | 127.8187 | 9.588 | 0 | 150.6873 | 0
22.01. | 22 | 284.7534 |  | 125.7217 | 9.588 | 0 | 149.4436 | 0
22.01. | 23 | 283.1976 |  | 125.6169 | 9.588 | 0 | 147.9927 | 0
22.01. | 24 | 286.5212 |  | 126.246 | 9.588 | 0 | 150.6873 | 0
23.01. | 1 | 283.8339 |  | 126.875 | 9.588 | 0 | 147.3709 | 0
23.01. | 2 | 282.9 |  | 126.7702 | 9.588 | 0 | 146.5418 | 0
23.01. | 3 | 280.52 |  | 127.0847 | 9.588 | 0 | 143.8473 | 0
23.01. | 4 | 282.1588 |  | 125.4072 | 9.588 | 0 | 147.1636 | 0
23.01. | 5 | 282.4806 |  | 126.3508 | 9.588 | 0 | 146.5418 | 0
23.01. | 6 | 281.1249 |  | 125.6169 | 9.588 | 0 | 145.92 | 0
23.01. | 7 | 278.5328 |  | 125.512 | 9.588 | 0 | 143.4327 | 0
23.01. | 8 | 277.5964 |  | 125.1975 | 9.588 | 0 | 142.8109 | 0
23.01. | 9 | 275.0091 |  | 125.512 | 9.588 | 0 | 139.9091 | 0
23.01. | 10 | 272.3194 |  | 125.9314 | 9.588 | 0 | 136.8 | 0
23.01. | 11 | 273.6292 |  | 122.6812 | 9.588 | 0 | 141.36 | 0
23.01. | 12 | 276.3407 |  | 124.149 | 9.588 | 0 | 142.6036 | 0
23.01. | 13 | 268.8837 |  | 124.5684 | 9.588 | 0 | 134.7273 | 0
23.01. | 14 | 273.3582 |  | 126.1411 | 9.588 | 0 | 137.6291 | 0
23.01. | 15 | 276.0649 |  | 127.1896 | 9.588 | 0 | 139.2873 | 0
23.01. | 16 | 274.8261 |  | 127.609 | 9.588 | 0 | 137.6291 | 0
23.01. | 17 | 239.2786 |  | 88.3306 | 9.588 | 0 | 141.36 | 0
23.01. | 18 | 239.0689 |  | 88.1209 | 9.588 | 0 | 141.36 | 0
23.01. | 19 | 246.0161 |  | 88.4354 | 9.588 | 0 | 147.9927 | 0
23.01. | 20 | 243.8386 |  | 88.3306 | 9.588 | 0 | 145.92 | 0
23.01. | 21 | 245.9186 |  | 88.9596 | 9.588 | 0 | 147.3709 | 0
23.01. | 22 | 240.6125 |  | 87.1773 | 9.588 | 0 | 143.8473 | 0
23.01. | 23 | 279.9909 |  | 126.1411 | 9.588 | 0 | 144.2618 | 0
23.01. | 24 | 243.724 |  | 87.3869 | 9.588 | 0 | 146.7491 | 0
24.01. | 1 | 244.9677 |  | 87.3869 | 9.588 | 0 | 147.9927 | 0
24.01. | 2 | 242.2804 |  | 88.016 | 9.588 | 0 | 144.6764 | 0
24.01. | 3 | 277.3109 |  | 127.3993 | 9.588 | 0 | 140.3236 | 0
24.01. | 4 | 276.9891 |  | 126.4557 | 9.588 | 0 | 140.9455 | 0
24.01. | 5 | 278.7594 |  | 127.1896 | 9.588 | 0 | 141.9818 | 0
24.01. | 6 | 277.2988 |  | 126.3508 | 9.588 | 0 | 141.36 | 0
24.01. | 7 | 275.8479 |  | 126.3508 | 9.588 | 0 | 139.9091 | 0
24.01. | 8 | 276.9964 |  | 127.0847 | 9.588 | 0 | 140.3236 | 0
24.01. | 9 | 267.0238 |  | 116.0758 | 9.588 | 0 | 141.36 | 0
24.01. | 10 | 258.3215 |  | 107.3735 | 9.588 | 0 | 141.36 | 0
24.01. | 11 | 268.065 |  | 116.4952 | 9.588 | 0 | 141.9818 | 0
24.01. | 12 | 271.4129 |  | 119.2212 | 9.588 | 0 | 142.6036 | 0
24.01. | 13 | 271.9444 |  | 120.3745 | 9.588 | 0 | 141.9818 | 0
24.01. | 14 | 277.9916 |  | 123.5199 | 9.588 | 0 | 144.8836 | 0
24.01. | 15 | 278.4521 |  | 127.5041 | 9.588 | 0 | 141.36 | 0
24.01. | 16 | 276.8964 |  | 127.3993 | 9.588 | 0 | 139.9091 | 0
24.01. | 17 | 278.0376 |  | 127.5041 | 9.588 | 0 | 140.9455 | 0
24.01. | 18 | 280.42 |  | 127.3993 | 9.588 | 0 | 143.4327 | 0
24.01. | 19 | 280.0837 |  | 125.1975 | 9.588 | 0 | 145.2982 | 0
24.01. | 20 | 282.8927 |  | 126.1411 | 9.588 | 0 | 147.1636 | 0
24.01. | 21 | 284.5606 |  | 126.9799 | 9.588 | 0 | 147.9927 | 0
24.01. | 22 | 281.9394 |  | 124.3587 | 9.588 | 0 | 147.9927 | 0
24.01. | 23 | 281.2225 |  | 125.0926 | 9.588 | 0 | 146.5418 | 0
24.01. | 24 | 282.4637 |  | 124.883 | 9.588 | 0 | 147.9927 | 0
25.01. | 1 | 282.4855 |  | 126.7702 | 9.588 | 0 | 146.1273 | 0
25.01. | 2 | 282.0758 |  | 127.1896 | 9.588 | 0 | 145.2982 | 0
25.01. | 3 | 282.5927 |  | 127.0847 | 9.588 | 0 | 145.92 | 0
25.01. | 4 | 279.3715 |  | 126.3508 | 9.588 | 0 | 143.4327 | 0
25.01. | 5 | 280.3103 |  | 126.875 | 9.588 | 0 | 143.8473 | 0
25.01. | 6 | 283.5291 |  | 127.3993 | 9.588 | 0 | 146.5418 | 0
25.01. | 7 | 277.8158 |  | 126.246 | 9.588 | 0 | 141.9818 | 0
25.01. | 8 | 280.6152 |  | 126.3508 | 9.588 | 0 | 144.6764 | 0
25.01. | 9 | 279.8885 |  | 126.246 | 9.588 | 0 | 144.0545 | 0
25.01. | 10 | 232.2722 |  | 122.1569 | 9.588 | 0 | 100.5273 | 0
25.01. | 11 | 279.5715 |  | 125.7217 | 9.588 | 0 | 144.2618 | 0
25.01. | 12 | 274.7873 |  | 124.2539 | 9.588 | 0 | 140.9455 | 0
25.01. | 13 | 277.1697 |  | 124.149 | 9.588 | 0 | 143.4327 | 0
25.01. | 14 | 278.3327 |  | 126.1411 | 9.588 | 0 | 142.6036 | 0
25.01. | 15 | 284.563 |  | 127.1896 | 9.588 | 0 | 147.7855 | 0
25.01. | 16 | 282.1709 |  | 126.4557 | 9.588 | 0 | 146.1273 | 0
25.01. | 17 | 280.9079 |  | 124.7781 | 9.588 | 0 | 146.5418 | 0
25.01. | 18 | 278.994 |  | 120.5842 | 9.588 | 0 | 148.8218 | 0
25.01. | 19 | 276.085 |  | 119.9552 | 9.588 | 0 | 146.5418 | 0
25.01. | 20 | 275.4559 |  | 119.3261 | 9.588 | 0 | 146.5418 | 0
25.01. | 21 | 276.4898 |  | 119.1164 | 9.588 | 0 | 147.7855 | 0
25.01. | 22 | 275.9777 |  | 119.6406 | 9.588 | 0 | 146.7491 | 0
25.01. | 23 | 273.6953 |  | 119.4309 | 9.588 | 0 | 144.6764 | 0
25.01. | 24 | 271.4056 |  | 118.5921 | 9.588 | 0 | 143.2255 | 0
26.01. | 1 | 275.3631 |  | 120.2697 | 9.588 | 0 | 145.5055 | 0
26.01. | 2 | 271.6201 |  | 119.2212 | 9.588 | 0 | 142.8109 | 0
26.01. | 3 | 265.3116 |  | 120.3745 | 9.588 | 0 | 135.3491 | 0
26.01. | 4 | 273.5977 |  | 119.9552 | 9.588 | 0 | 144.0545 | 0
26.01. | 5 | 272.8783 |  | 120.4794 | 9.588 | 0 | 142.8109 | 0
26.01. | 6 | 283.4073 |  | 125.8266 | 9.588 | 0 | 147.9927 | 0
26.01. | 7 | 279.574 |  | 125.9314 | 9.588 | 0 | 144.0545 | 0
26.01. | 8 | 281.9685 |  | 126.875 | 9.588 | 0 | 145.5055 | 0
26.01. | 9 | 277.0964 |  | 126.7702 | 9.588 | 0 | 140.7382 | 0
26.01. | 10 | 274.6946 |  | 125.1975 | 9.588 | 0 | 139.9091 | 0
26.01. | 11 | 277.2988 |  | 126.3508 | 9.588 | 0 | 141.36 | 0
26.01. | 12 | 281.2346 |  | 126.1411 | 9.588 | 0 | 145.5055 | 0
26.01. | 13 | 303.1184 |  | 153.6213 | 9.588 | 0 | 139.9091 | 0
26.01. | 14 | 307.676 |  | 153.4116 | 9.588 | 0 | 144.6764 | 0
26.01. | 15 | 308.3881 |  | 152.2583 | 9.588 | 0 | 146.5418 | 0
26.01. | 16 | 286.0236 |  | 128.0284 | 9.588 | 0 | 148.4073 | 0
26.01. | 17 | 281.5055 |  | 122.6812 | 9.588 | 0 | 149.2364 | 0
26.01. | 18 | 283.7001 |  | 124.2539 | 9.588 | 0 | 149.8582 | 0
26.01. | 19 | 285.3849 |  | 126.5605 | 9.588 | 0 | 149.2364 | 0
26.01. | 20 | 287.4649 |  | 127.1896 | 9.588 | 0 | 150.6873 | 0
26.01. | 21 | 288.5964 |  | 126.4557 | 9.588 | 0 | 152.5527 | 0
26.01. | 22 | 287.3455 |  | 125.8266 | 9.588 | 0 | 151.9309 | 0
26.01. | 23 | 287.6479 |  | 125.0926 | 9.588 | 0 | 152.9673 | 0
26.01. | 24 | 286.1946 |  | 124.883 | 9.588 | 0 | 151.7236 | 0
27.01. | 1 | 285.0776 |  | 126.875 | 9.588 | 0 | 148.6145 | 0
27.01. | 2 | 281.1539 |  | 128.1332 | 9.588 | 0 | 143.4327 | 0
27.01. | 3 | 283.5218 |  | 126.7702 | 9.588 | 0 | 147.1636 | 0
27.01. | 4 | 284.5534 |  | 126.3508 | 9.588 | 0 | 148.6145 | 0
27.01. | 5 | 281.6685 |  | 127.8187 | 9.588 | 0 | 144.2618 | 0
27.01. | 6 | 280.0909 |  | 125.8266 | 9.588 | 0 | 144.6764 | 0
27.01. | 7 | 285.7752 |  | 124.4636 | 9.588 | 0 | 151.7236 | 0
27.01. | 8 | 284.7558 |  | 125.9314 | 9.588 | 0 | 149.2364 | 0
27.01. | 9 | 281.6491 |  | 126.1411 | 9.588 | 0 | 145.92 | 0
27.01. | 10 | 285.9018 |  | 126.4557 | 9.588 | 0 | 149.8582 | 0
27.01. | 11 | 310.1628 |  | 150.5094 | 9.588 | 0 | 150.0655 | 0
27.01. | 12 | 313.1409 |  | 151.0002 | 9.588 | 0 | 152.5527 | 0
27.01. | 13 | 317.7009 |  | 151.0002 | 9.588 | 0 | 157.1127 | 0
27.01. | 14 | 315.85 |  | 152.2583 | 9.588 | 0 | 154.0036 | 0
27.01. | 15 | 314.3087 |  | 153.4116 | 9.588 | 0 | 151.3091 | 0
27.01. | 16 | 291.6079 |  | 126.9799 | 9.588 | 0 | 155.04 | 0
27.01. | 17 | 289.54 |  | 127.3993 | 9.588 | 0 | 152.5527 | 0
27.01. | 18 | 284.6582 |  | 126.4557 | 9.588 | 0 | 148.6145 | 0
27.01. | 19 | 289.1134 |  | 126.3508 | 9.588 | 0 | 153.1745 | 0
27.01. | 20 | 288.477 |  | 125.0926 | 9.588 | 0 | 153.7964 | 0
27.01. | 21 | 288.4988 |  | 126.9799 | 9.588 | 0 | 151.9309 | 0
27.01. | 22 | 290.6691 |  | 126.4557 | 9.588 | 0 | 154.6255 | 0
27.01. | 23 | 281.8298 |  | 123.8345 | 9.588 | 0 | 148.4073 | 0
27.01. | 24 | 286.0728 |  | 123.3102 | 9.588 | 0 | 153.1745 | 0
28.01. | 1 | 279.3401 |  | 123.6248 | 9.588 | 0 | 146.1273 | 0
28.01. | 2 | 282.4637 |  | 124.883 | 9.588 | 0 | 147.9927 | 0
28.01. | 3 | 276.5504 |  | 124.3587 | 9.588 | 0 | 142.6036 | 0
28.01. | 4 | 282.3443 |  | 123.5199 | 9.588 | 0 | 149.2364 | 0
28.01. | 5 | 280.5934 |  | 124.4636 | 9.588 | 0 | 146.5418 | 0
28.01. | 6 | 283.3904 |  | 124.3587 | 9.588 | 0 | 149.4436 | 0
28.01. | 7 | 282.037 |  | 123.8345 | 9.588 | 0 | 148.6145 | 0
28.01. | 8 | 279.857 |  | 123.5199 | 9.588 | 0 | 146.7491 | 0
28.01. | 9 | 278.4037 |  | 123.3102 | 9.588 | 0 | 145.5055 | 0
28.01. | 10 | 284.6146 |  | 122.6812 | 9.588 | 0 | 152.3455 | 0
28.01. | 11 | 277.6552 |  | 121.3182 | 9.588 | 0 | 146.7491 | 0
28.01. | 12 | 279.3941 |  | 119.3261 | 9.588 | 0 | 150.48 | 0
28.01. | 13 | 279.628 |  | 121.6327 | 9.588 | 0 | 148.4073 | 0
28.01. | 14 | 283.054 |  | 122.1569 | 9.588 | 0 | 151.3091 | 0
28.01. | 15 | 280.1498 |  | 121.9472 | 9.588 | 0 | 148.6145 | 0
28.01. | 16 | 282.8589 |  | 123.2054 | 9.588 | 0 | 150.0655 | 0
28.01. | 17 | 279.4183 |  | 121.423 | 9.588 | 0 | 148.4073 | 0
28.01. | 18 | 231.0237 |  | 121.7375 | 9.588 | 0 | 99.6982 | 0
28.01. | 19 | 243.8795 |  | 122.1569 | 9.588 | 0 | 112.1345 | 0
28.01. | 20 | 285.8486 |  | 121.8424 | 9.588 | 0 | 154.4182 | 0
28.01. | 21 | 284.388 |  | 121.0036 | 9.588 | 0 | 153.7964 | 0
28.01. | 22 | 282.5886 |  | 117.7534 | 9.588 | 0 | 155.2473 | 0
28.01. | 23 | 280.828 |  | 117.8582 | 9.588 | 0 | 153.3818 | 0
28.01. | 24 | 276.0002 |  | 112.6159 | 9.588 | 0 | 153.7964 | 0
29.01. | 1 | 277.9407 |  | 119.1164 | 9.588 | 0 | 149.2364 | 0
29.01. | 2 | 270.7499 |  | 115.6564 | 9.588 | 0 | 145.5055 | 0
29.01. | 3 | 273.8662 |  | 116.2855 | 9.588 | 0 | 147.9927 | 0
29.01. | 4 | 273.8759 |  | 117.1243 | 9.588 | 0 | 147.1636 | 0
29.01. | 5 | 278.4504 |  | 118.3824 | 9.588 | 0 | 150.48 | 0
29.01. | 6 | 277.5117 |  | 117.8582 | 9.588 | 0 | 150.0655 | 0
29.01. | 7 | 272.1129 |  | 117.0194 | 9.588 | 0 | 145.5055 | 0
29.01. | 8 | 273.6638 |  | 116.7049 | 9.588 | 0 | 147.3709 | 0
29.01. | 9 | 272.0863 |  | 114.7128 | 9.588 | 0 | 147.7855 | 0
29.01. | 10 | 274.2614 |  | 114.608 | 9.588 | 0 | 150.0655 | 0
29.01. | 11 | 273.5348 |  | 114.5031 | 9.588 | 0 | 149.4436 | 0
29.01. | 12 | 276.5317 |  | 113.7692 | 9.588 | 0 | 153.1745 | 0
29.01. | 13 | 272.3524 |  | 110.8335 | 9.588 | 0 | 151.9309 | 0
29.01. | 14 | 273.0299 |  | 115.6564 | 9.588 | 0 | 147.7855 | 0
29.01. | 15 | 273.9783 |  | 117.0194 | 9.588 | 0 | 147.3709 | 0
29.01. | 16 | 272.625 |  | 116.4952 | 9.588 | 0 | 146.5418 | 0
29.01. | 17 | 278.1335 |  | 117.8582 | 9.588 | 0 | 150.6873 | 0
29.01. | 18 | 273.7783 |  | 117.6485 | 9.588 | 0 | 146.5418 | 0
29.01. | 19 | 276.785 |  | 117.7534 | 9.588 | 0 | 149.4436 | 0
29.01. | 20 | 280.6135 |  | 117.2291 | 9.588 | 0 | 153.7964 | 0
29.01. | 21 | 280.8232 |  | 117.4388 | 9.588 | 0 | 153.7964 | 0
29.01. | 22 | 278.2238 |  | 116.7049 | 9.588 | 0 | 151.9309 | 0
29.01. | 23 | 278.219 |  | 116.2855 | 9.588 | 0 | 152.3455 | 0
29.01. | 24 | 278.1214 |  | 116.8097 | 9.588 | 0 | 151.7236 | 0
30.01. | 1 | 279.365 |  | 116.8097 | 9.588 | 0 | 152.9673 | 0
30.01. | 2 | 276.2705 |  | 118.0679 | 9.588 | 0 | 148.6145 | 0
30.01. | 3 | 276.8995 |  | 118.697 | 9.588 | 0 | 148.6145 | 0
30.01. | 4 | 279.2941 |  | 119.6406 | 9.588 | 0 | 150.0655 | 0
30.01. | 5 | 278.6795 |  | 120.2697 | 9.588 | 0 | 148.8218 | 0
30.01. | 6 | 281.7959 |  | 120.8988 | 9.588 | 0 | 151.3091 | 0
30.01. | 7 | 276.3729 |  | 117.9631 | 9.588 | 0 | 148.8218 | 0
30.01. | 8 | 275.4704 |  | 120.5842 | 9.588 | 0 | 145.2982 | 0
30.01. | 9 | 280.7692 |  | 121.7375 | 9.588 | 0 | 149.4436 | 0
30.01. | 10 | 274.5389 |  | 120.6891 | 9.588 | 0 | 144.2618 | 0
30.01. | 11 | 277.2383 |  | 121.1085 | 9.588 | 0 | 146.5418 | 0
30.01. | 12 | 278.8916 |  | 120.6891 | 9.588 | 0 | 148.6145 | 0
30.01. | 13 | 300.8585 |  | 146.3869 | 9.588 | 0 | 144.8836 | 0
30.01. | 14 | 261.0766 |  | 112.6159 | 9.588 | 0 | 138.8727 | 0
30.01. | 15 | 299.927 |  | 146.4917 | 9.588 | 0 | 143.8473 | 0
30.01. | 16 | 308.4615 |  | 149.6371 | 9.588 | 0 | 149.2364 | 0
30.01. | 17 | 308.5567 |  | 148.9032 | 9.588 | 0 | 150.0655 | 0
30.01. | 18 | 311.0827 |  | 152.2583 | 9.588 | 0 | 149.2364 | 0
30.01. | 19 | 314.1821 |  | 151.4195 | 9.588 | 0 | 153.1745 | 0
30.01. | 20 | 312.2263 |  | 152.5729 | 9.588 | 0 | 150.0655 | 0
30.01. | 21 | 311.4924 |  | 151.8389 | 9.588 | 0 | 150.0655 | 0
30.01. | 22 | 312.4215 |  | 151.5244 | 9.588 | 0 | 151.3091 | 0
30.01. | 23 | 314.3942 |  | 151.8389 | 9.588 | 0 | 152.9673 | 0
30.01. | 24 | 314.2966 |  | 152.3632 | 9.588 | 0 | 152.3455 | 0
31.01. | 1 | 306.0815 |  | 149.9517 | 9.588 | 0 | 146.5418 | 0
31.01. | 2 | 306.4985 |  | 150.1614 | 9.588 | 0 | 146.7491 | 0
31.01. | 3 | 304.0112 |  | 150.1614 | 9.588 | 0 | 144.2618 | 0
31.01. | 4 | 305.8791 |  | 150.3711 | 9.588 | 0 | 145.92 | 0
31.01. | 5 | 304.6282 |  | 149.742 | 9.588 | 0 | 145.2982 | 0
31.01. | 6 | 302.5482 |  | 149.1129 | 9.588 | 0 | 143.8473 | 0
31.01. | 7 | 302.9651 |  | 149.3226 | 9.588 | 0 | 144.0545 | 0
31.01. | 8 | 302.653 |  | 149.2178 | 9.588 | 0 | 143.8473 | 0
31.01. | 9 | 304.6282 |  | 149.742 | 9.588 | 0 | 145.2982 | 0
31.01. | 10 | 301.207 |  | 149.6371 | 9.588 | 0 | 141.9818 | 0
31.01. | 11 | 301.5142 |  | 149.3226 | 9.588 | 0 | 142.6036 | 0
31.01. | 12 | 274.1534 |  | 123.2054 | 9.588 | 0 | 141.36 | 0
31.01. | 13 | 283.5879 |  | 123.5199 | 9.588 | 0 | 150.48 | 0
31.01. | 14 | 282.8468 |  | 122.1569 | 9.588 | 0 | 151.1018 | 0
31.01. | 15 | 279.0425 |  | 124.7781 | 9.588 | 0 | 144.6764 | 0
31.01. | 16 | 278.1037 |  | 124.2539 | 9.588 | 0 | 144.2618 | 0
31.01. | 17 | 282.1491 |  | 124.5684 | 9.588 | 0 | 147.9927 | 0
31.01. | 18 | 281.2079 |  | 123.8345 | 9.588 | 0 | 147.7855 | 0
31.01. | 19 | 280.6885 |  | 123.7296 | 9.588 | 0 | 147.3709 | 0
31.01. | 20 | 284.2146 |  | 123.9393 | 9.588 | 0 | 150.6873 | 0
31.01. | 21 | 285.1461 |  | 123.8345 | 9.588 | 0 | 151.7236 | 0
31.01. | 22 | 284.2001 |  | 122.6812 | 9.588 | 0 | 151.9309 | 0
31.01. | 23 | 284.517 |  | 123.2054 | 9.588 | 0 | 151.7236 | 0
31.01. | 24 | 282.5516 |  | 123.5199 | 9.588 | 0 | 149.4436 | 0
01.02. | 1 | 280.5837 |  | 123.6248 | 9.588 | 0 | 147.3709 | 0
01.02. | 2 | 281.9322 |  | 123.7296 | 9.588 | 0 | 148.6145 | 0
01.02. | 3 | 282.9661 |  | 123.5199 | 9.588 | 0 | 149.8582 | 0
01.02. | 4 | 280.2788 |  | 124.149 | 9.588 | 0 | 146.5418 | 0
01.02. | 5 | 277.5795 |  | 123.7296 | 9.588 | 0 | 144.2618 | 0
01.02. | 6 | 276.6455 |  | 123.6248 | 9.588 | 0 | 143.4327 | 0
01.02. | 7 | 279.2425 |  | 124.149 | 9.588 | 0 | 145.5055 | 0
01.02. | 8 | 276.7504 |  | 123.7296 | 9.588 | 0 | 143.4327 | 0
01.02. | 9 | 273.9364 |  | 122.3666 | 9.588 | 0 | 141.9818 | 0
01.02. | 10 | 274.7583 |  | 121.7375 | 9.588 | 0 | 143.4327 | 0
01.02. | 11 | 272.4807 |  | 121.9472 | 9.588 | 0 | 140.9455 | 0
01.02. | 12 | 263.4026 |  | 116.6001 | 9.588 | 0 | 137.2145 | 0
01.02. | 13 | 264.2244 |  | 115.971 | 9.588 | 0 | 138.6655 | 0
01.02. | 14 | 269.9305 |  | 116.4952 | 9.588 | 0 | 143.8473 | 0
01.02. | 15 | 270.2499 |  | 117.2291 | 9.588 | 0 | 143.4327 | 0
01.02. | 16 | 252.8138 |  | 97.0985 | 9.588 | 0 | 146.1273 | 0
01.02. | 17 | 254.372 |  | 97.4131 | 9.588 | 0 | 147.3709 | 0
01.02. | 18 | 263.9276 |  | 108.2123 | 9.588 | 0 | 146.1273 | 0
01.02. | 19 | 270.7354 |  | 114.3983 | 9.588 | 0 | 146.7491 | 0
01.02. | 20 | 275.4293 |  | 117.0194 | 9.588 | 0 | 148.8218 | 0
01.02. | 21 | 277.5068 |  | 117.4388 | 9.588 | 0 | 150.48 | 0
01.02. | 22 | 275.9559 |  | 117.7534 | 9.588 | 0 | 148.6145 | 0
01.02. | 23 | 276.0366 |  | 115.7613 | 9.588 | 0 | 150.6873 | 0
01.02. | 24 | 273.8662 |  | 116.2855 | 9.588 | 0 | 147.9927 | 0
02.02. | 1 | 270.0353 |  | 116.6001 | 9.588 | 0 | 143.8473 | 0
02.02. | 2 | 267.665 |  | 117.7534 | 9.588 | 0 | 140.3236 | 0
02.02. | 3 | 268.799 |  | 117.2291 | 9.588 | 0 | 141.9818 | 0
02.02. | 4 | 270.0474 |  | 117.6485 | 9.588 | 0 | 142.8109 | 0
02.02. | 5 | 268.182 |  | 117.6485 | 9.588 | 0 | 140.9455 | 0
02.02. | 6 | 263.0445 |  | 112.511 | 9.588 | 0 | 140.9455 | 0
02.02. | 7 | 261.7057 |  | 113.245 | 9.588 | 0 | 138.8727 | 0
02.02. | 8 | 265.6092 |  | 119.2212 | 9.588 | 0 | 136.8 | 0
02.02. | 9 | 267.6965 |  | 120.4794 | 9.588 | 0 | 137.6291 | 0
02.02. | 10 | 271.871 |  | 122.9957 | 9.588 | 0 | 139.2873 | 0
02.02. | 11 | 273.8437 |  | 123.3102 | 9.588 | 0 | 140.9455 | 0
02.02. | 12 | 277.0407 |  | 121.9472 | 9.588 | 0 | 145.5055 | 0
02.02. | 13 | 272.3831 |  | 122.4715 | 9.588 | 0 | 140.3236 | 0
02.02. | 14 | 274.3389 |  | 121.3182 | 9.588 | 0 | 143.4327 | 0
02.02. | 15 | 224.0996 |  | 70.4571 | 9.588 | 0 | 144.0545 | 0
02.02. | 16 | 225.4553 |  | 71.191 | 9.588 | 0 | 144.6764 | 0
02.02. | 17 | 275.3825 |  | 121.9472 | 9.588 | 0 | 143.8473 | 0
02.02. | 18 | 276.9431 |  | 122.4715 | 9.588 | 0 | 144.8836 | 0
02.02. | 19 | 277.9843 |  | 122.8909 | 9.588 | 0 | 145.5055 | 0
02.02. | 20 | 278.9061 |  | 121.9472 | 9.588 | 0 | 147.3709 | 0
02.02. | 21 | 281.5886 |  | 120.8988 | 9.588 | 0 | 151.1018 | 0
02.02. | 22 | 279.9425 |  | 121.9472 | 9.588 | 0 | 148.4073 | 0
02.02. | 23 | 277.9649 |  | 121.2133 | 9.588 | 0 | 147.1636 | 0
02.02. | 24 | 275.5728 |  | 120.4794 | 9.588 | 0 | 145.5055 | 0
03.02. | 1 | 279.9861 |  | 125.7217 | 9.588 | 0 | 144.6764 | 0
03.02. | 2 | 279.5764 |  | 126.1411 | 9.588 | 0 | 143.8473 | 0
03.02. | 3 | 276.4673 |  | 126.1411 | 9.588 | 0 | 140.7382 | 0
03.02. | 4 | 277.5085 |  | 126.5605 | 9.588 | 0 | 141.36 | 0
03.02. | 5 | 279.3715 |  | 126.3508 | 9.588 | 0 | 143.4327 | 0
03.02. | 6 | 279.9788 |  | 125.0926 | 9.588 | 0 | 145.2982 | 0
03.02. | 7 | 279.2618 |  | 125.8266 | 9.588 | 0 | 143.8473 | 0
03.02. | 8 | 279.5909 |  | 127.3993 | 9.588 | 0 | 142.6036 | 0
03.02. | 9 | 277.4158 |  | 127.5041 | 9.588 | 0 | 140.3236 | 0
03.02. | 10 | 276.0576 |  | 126.5605 | 9.588 | 0 | 139.9091 | 0
03.02. | 11 | 274.2946 |  | 126.4557 | 9.588 | 0 | 138.2509 | 0
03.02. | 12 | 277.7182 |  | 126.7702 | 9.588 | 0 | 141.36 | 0
03.02. | 13 | 281.9758 |  | 127.5041 | 9.588 | 0 | 144.8836 | 0
03.02. | 14 | 284.1582 |  | 128.0284 | 9.588 | 0 | 146.5418 | 0
03.02. | 15 | 283.4291 |  | 127.7138 | 9.588 | 0 | 146.1273 | 0
03.02. | 16 | 280.8394 |  | 127.8187 | 9.588 | 0 | 143.4327 | 0
03.02. | 17 | 276.6939 |  | 127.8187 | 9.588 | 0 | 139.2873 | 0
03.02. | 18 | 269.7491 |  | 127.7138 | 9.588 | 0 | 132.4473 | 0
03.02. | 19 | 273.7945 |  | 128.0284 | 9.588 | 0 | 136.1782 | 0
03.02. | 20 | 272.5533 |  | 128.238 | 9.588 | 0 | 134.7273 | 0
03.02. | 21 | 280.4152 |  | 126.9799 | 9.588 | 0 | 143.8473 | 0
03.02. | 22 | 288.277 |  | 125.7217 | 9.588 | 0 | 152.9673 | 0
03.02. | 23 | 289.9424 |  | 126.3508 | 9.588 | 0 | 154.0036 | 0
03.02. | 24 | 288.2818 |  | 126.1411 | 9.588 | 0 | 152.5527 | 0
04.02. | 1 | 285.5067 |  | 128.1332 | 9.588 | 0 | 147.7855 | 0
04.02. | 2 | 283.7315 |  | 126.9799 | 9.588 | 0 | 147.1636 | 0
04.02. | 3 | 283.7364 |  | 127.3993 | 9.588 | 0 | 146.7491 | 0
04.02. | 4 | 284.9824 |  | 127.609 | 9.588 | 0 | 147.7855 | 0
04.02. | 5 | 284.0364 |  | 126.4557 | 9.588 | 0 | 147.9927 | 0
04.02. | 6 | 281.9782 |  | 127.7138 | 9.588 | 0 | 144.6764 | 0
04.02. | 7 | 281.8636 |  | 126.7702 | 9.588 | 0 | 145.5055 | 0
04.02. | 8 | 281.6612 |  | 127.1896 | 9.588 | 0 | 144.8836 | 0
04.02. | 9 | 284.4582 |  | 127.0847 | 9.588 | 0 | 147.7855 | 0
04.02. | 10 | 281.9491 |  | 125.1975 | 9.588 | 0 | 147.1636 | 0
04.02. | 11 | 281.9394 |  | 124.3587 | 9.588 | 0 | 147.9927 | 0
04.02. | 12 | 284.5316 |  | 124.4636 | 9.588 | 0 | 150.48 | 0
04.02. | 13 | 287.1576 |  | 127.5041 | 9.588 | 0 | 150.0655 | 0
04.02. | 14 | 284.4558 |  | 126.875 | 9.588 | 0 | 147.9927 | 0
04.02. | 15 | 286.4188 |  | 126.3508 | 9.588 | 0 | 150.48 | 0
04.02. | 16 | 286.7237 |  | 125.8266 | 9.588 | 0 | 151.3091 | 0
04.02. | 17 | 284.1243 |  | 125.0926 | 9.588 | 0 | 149.4436 | 0
04.02. | 18 | 281.737 |  | 124.7781 | 9.588 | 0 | 147.3709 | 0
04.02. | 19 | 286.2018 |  | 125.512 | 9.588 | 0 | 151.1018 | 0
04.02. | 20 | 286.7382 |  | 127.0847 | 9.588 | 0 | 150.0655 | 0
04.02. | 21 | 286.5358 |  | 127.5041 | 9.588 | 0 | 149.4436 | 0
04.02. | 22 | 287.5721 |  | 127.5041 | 9.588 | 0 | 150.48 | 0
04.02. | 23 | 285.48 |  | 125.8266 | 9.588 | 0 | 150.0655 | 0
04.02. | 24 | 285.9897 |  | 125.0926 | 9.588 | 0 | 151.3091 | 0
05.02. | 1 | 284.6509 |  | 125.8266 | 9.588 | 0 | 149.2364 | 0
05.02. | 2 | 282.9879 |  | 125.4072 | 9.588 | 0 | 147.9927 | 0
05.02. | 3 | 286.6285 |  | 126.5605 | 9.588 | 0 | 150.48 | 0
05.02. | 4 | 283.9412 |  | 127.1896 | 9.588 | 0 | 147.1636 | 0
05.02. | 5 | 282.4782 |  | 126.1411 | 9.588 | 0 | 146.7491 | 0
05.02. | 6 | 281.1467 |  | 127.5041 | 9.588 | 0 | 144.0545 | 0
05.02. | 7 | 284.6437 |  | 125.1975 | 9.588 | 0 | 149.8582 | 0
05.02. | 8 | 281.3249 |  | 124.9878 | 9.588 | 0 | 146.7491 | 0
05.02. | 9 | 284.4388 |  | 125.4072 | 9.588 | 0 | 149.4436 | 0
05.02. | 10 | 282.8661 |  | 123.8345 | 9.588 | 0 | 149.4436 | 0
05.02. | 11 | 283.1734 |  | 123.5199 | 9.588 | 0 | 150.0655 | 0
05.02. | 12 | 285.8704 |  | 123.7296 | 9.588 | 0 | 152.5527 | 0
05.02. | 13 | 281.9467 |  | 124.9878 | 9.588 | 0 | 147.3709 | 0
05.02. | 14 | 272.9614 |  | 118.697 | 9.588 | 0 | 144.6764 | 0
05.02. | 15 | 304.4676 |  | 144.8142 | 9.588 | 0 | 150.0655 | 0
05.02. | 16 | 312.019 |  | 152.5729 | 9.588 | 0 | 149.8582 | 0
05.02. | 17 | 312.8695 |  | 151.5578 | 9.588 | 0 | 151.7236 | 0
05.02. | 18 | 311.0016 |  | 151.3481 | 9.588 | 0 | 150.0655 | 0
05.02. | 19 | 310.4919 |  | 152.0821 | 9.588 | 0 | 148.8218 | 0
05.02. | 20 | 307.8901 |  | 151.1384 | 9.588 | 0 | 147.1636 | 0
05.02. | 21 | 312.4622 |  | 152.1869 | 9.588 | 0 | 150.6873 | 0
05.02. | 22 | 309.0192 |  | 150.1948 | 9.588 | 0 | 149.2364 | 0
05.02. | 23 | 306.961 |  | 151.453 | 9.588 | 0 | 145.92 | 0
05.02. | 24 | 308.2046 |  | 151.453 | 9.588 | 0 | 147.1636 | 0
06.02. | 1 | 307.4925 |  | 152.6063 | 9.588 | 0 | 145.2982 | 0
06.02. | 2 | 283.934 |  | 126.5605 | 9.588 | 0 | 147.7855 | 0
06.02. | 3 | 280.0909 |  | 125.8266 | 9.588 | 0 | 144.6764 | 0
06.02. | 4 | 283.8339 |  | 126.875 | 9.588 | 0 | 147.3709 | 0
06.02. | 5 | 282.9976 |  | 126.246 | 9.588 | 0 | 147.1636 | 0
06.02. | 6 | 279.2667 |  | 126.246 | 9.588 | 0 | 143.4327 | 0
06.02. | 7 | 279.1643 |  | 126.3508 | 9.588 | 0 | 143.2255 | 0
06.02. | 8 | 275.6261 |  | 125.0926 | 9.588 | 0 | 140.9455 | 0
06.02. | 9 | 303.4422 |  | 151.8724 | 9.588 | 0 | 141.9818 | 0
06.02. | 10 | 306.9658 |  | 151.8724 | 9.588 | 0 | 145.5055 | 0
06.02. | 11 | 306.3392 |  | 151.453 | 9.588 | 0 | 145.2982 | 0
06.02. | 12 | 308.6167 |  | 151.2433 | 9.588 | 0 | 147.7855 | 0
06.02. | 13 | 308.5313 |  | 152.816 | 9.588 | 0 | 146.1273 | 0
06.02. | 14 | 307.1634 |  | 151.0336 | 9.588 | 0 | 146.5418 | 0
06.02. | 15 | 298.3926 |  | 145.3719 | 9.588 | 0 | 143.4327 | 0
06.02. | 16 | 308.9458 |  | 152.816 | 9.588 | 0 | 146.5418 | 0
06.02. | 17 | 305.9246 |  | 151.453 | 9.588 | 0 | 144.8836 | 0
06.02. | 18 | 278.7594 |  | 127.1896 | 9.588 | 0 | 141.9818 | 0
06.02. | 19 | 271.7426 |  | 113.7473 | 9.588 | 0 | 148.4073 | 0
06.02. | 20 | 268.2189 |  | 113.7473 | 9.588 | 0 | 144.8836 | 0
06.02. | 21 | 274.0226 |  | 113.7473 | 9.588 | 0 | 150.6873 | 0
06.02. | 22 | 274.2129 |  | 112.2794 | 9.588 | 0 | 152.3455 | 0
06.02. | 23 | 287.1382 |  | 125.8266 | 9.588 | 0 | 151.7236 | 0
06.02. | 24 | 270.9917 |  | 111.5455 | 9.588 | 0 | 149.8582 | 0
07.02. | 1 | 272.7813 |  | 113.957 | 9.588 | 0 | 149.2364 | 0
07.02. | 2 | 269.8287 |  | 109.5534 | 9.588 | 0 | 150.6873 | 0
07.02. | 3 | 271.9523 |  | 113.957 | 9.588 | 0 | 148.4073 | 0
07.02. | 4 | 270.7062 |  | 113.7473 | 9.588 | 0 | 147.3709 | 0
07.02. | 5 | 269.3577 |  | 113.6424 | 9.588 | 0 | 146.1273 | 0
07.02. | 6 | 264.7784 |  | 111.9649 | 9.588 | 0 | 143.2255 | 0
07.02. | 7 | 280.6152 |  | 126.3508 | 9.588 | 0 | 144.6764 | 0
07.02. | 8 | 305.9367 |  | 152.5015 | 9.588 | 0 | 143.8473 | 0
07.02. | 9 | 300.5549 |  | 153.1305 | 9.588 | 0 | 137.8364 | 0
07.02. | 10 | 278.1231 |  | 125.9314 | 9.588 | 0 | 142.6036 | 0
07.02. | 11 | 303.7233 |  | 152.1535 | 9.588 | 0 | 141.9818 | 0
07.02. | 12 | 305.0621 |  | 151.4195 | 9.588 | 0 | 144.0545 | 0
07.02. | 13 | 301.1409 |  | 152.8874 | 9.588 | 0 | 138.6655 | 0
07.02. | 14 | 303.0136 |  | 153.5165 | 9.588 | 0 | 139.9091 | 0
07.02. | 15 | 306.8469 |  | 153.4116 | 9.588 | 0 | 143.8473 | 0
07.02. | 16 | 301.8675 |  | 152.9922 | 9.588 | 0 | 139.2873 | 0
07.02. | 17 | 307.3663 |  | 153.5165 | 9.588 | 0 | 144.2618 | 0
07.02. | 18 | 282.8 |  | 127.0847 | 9.588 | 0 | 146.1273 | 0
07.02. | 19 | 281.8661 |  | 126.9799 | 9.588 | 0 | 145.2982 | 0
07.02. | 20 | 282.5927 |  | 127.0847 | 9.588 | 0 | 145.92 | 0
07.02. | 21 | 285.1849 |  | 127.1896 | 9.588 | 0 | 148.4073 | 0
07.02. | 22 | 281.9419 |  | 124.5684 | 9.588 | 0 | 147.7855 | 0
07.02. | 23 | 285.1655 |  | 125.512 | 9.588 | 0 | 150.0655 | 0
07.02. | 24 | 279.8522 |  | 123.1006 | 9.588 | 0 | 147.1636 | 0
08.02. | 1 | 281.5564 |  | 127.0847 | 9.588 | 0 | 144.8836 | 0
08.02. | 2 | 280.7249 |  | 126.875 | 9.588 | 0 | 144.2618 | 0
08.02. | 3 | 281.2418 |  | 126.7702 | 9.588 | 0 | 144.8836 | 0
08.02. | 4 | 282.9049 |  | 127.1896 | 9.588 | 0 | 146.1273 | 0
08.02. | 5 | 281.3491 |  | 127.0847 | 9.588 | 0 | 144.6764 | 0
08.02. | 6 | 279.357 |  | 125.0926 | 9.588 | 0 | 144.6764 | 0
08.02. | 7 | 280.6152 |  | 126.3508 | 9.588 | 0 | 144.6764 | 0
08.02. | 8 | 276.3794 |  | 127.5041 | 9.588 | 0 | 139.2873 | 0
08.02. | 9 | 276.5818 |  | 127.0847 | 9.588 | 0 | 139.9091 | 0
08.02. | 10 | 277.5012 |  | 125.9314 | 9.588 | 0 | 141.9818 | 0
08.02. | 11 | 274.2752 |  | 124.7781 | 9.588 | 0 | 139.9091 | 0
08.02. | 12 | 277.0818 |  | 125.512 | 9.588 | 0 | 141.9818 | 0
08.02. | 13 | 271.4346 |  | 121.1085 | 9.588 | 0 | 140.7382 | 0
08.02. | 14 | 309.5269 |  | 152.1535 | 9.588 | 0 | 147.7855 | 0
08.02. | 15 | 309.21 |  | 151.6292 | 9.588 | 0 | 147.9927 | 0
08.02. | 16 | 307.9833 |  | 153.0971 | 9.588 | 0 | 145.2982 | 0
08.02. | 17 | 306.8469 |  | 153.4116 | 9.588 | 0 | 143.8473 | 0
08.02. | 18 | 305.4669 |  | 150.5808 | 9.588 | 0 | 145.2982 | 0
08.02. | 19 | 313.6821 |  | 152.9922 | 9.588 | 0 | 151.1018 | 0
08.02. | 20 | 311.4021 |  | 152.9922 | 9.588 | 0 | 148.8218 | 0
08.02. | 21 | 308.7099 |  | 153.2019 | 9.588 | 0 | 145.92 | 0
08.02. | 22 | 308.9027 |  | 151.9438 | 9.588 | 0 | 147.3709 | 0
08.02. | 23 | 310.0391 |  | 151.6292 | 9.588 | 0 | 148.8218 | 0
08.02. | 24 | 308.2809 |  | 151.9438 | 9.588 | 0 | 146.7491 | 0
09.02. | 1 | 306.73 |  | 152.2583 | 9.588 | 0 | 144.8836 | 0
09.02. | 2 | 306.2251 |  | 153.4116 | 9.588 | 0 | 143.2255 | 0
09.02. | 3 | 285.8712 |  | 149.8468 | 9.588 | 0 | 126.4364 | 0
09.02. | 4 | 308.6051 |  | 153.0971 | 9.588 | 0 | 145.92 | 0
09.02. | 5 | 311.0972 |  | 153.5165 | 9.588 | 0 | 147.9927 | 0
09.02. | 6 | 308.8124 |  | 153.0971 | 9.588 | 0 | 146.1273 | 0
09.02. | 7 | 303.9402 |  | 152.9922 | 9.588 | 0 | 141.36 | 0
09.02. | 8 | 301.2433 |  | 152.7825 | 9.588 | 0 | 138.8727 | 0
09.02. | 9 | 302.699 |  | 153.2019 | 9.588 | 0 | 139.9091 | 0
09.02. | 10 | 302.5772 |  | 151.6292 | 9.588 | 0 | 141.36 | 0
09.02. | 11 | 298.7052 |  | 148.379 | 9.588 | 0 | 140.7382 | 0
09.02. | 12 | 299.4367 |  | 148.9032 | 9.588 | 0 | 140.9455 | 0
09.02. | 13 | 303.1748 |  | 149.5323 | 9.588 | 0 | 144.0545 | 0
09.02. | 14 | 305.1766 |  | 152.3632 | 9.588 | 0 | 143.2255 | 0
09.02. | 15 | 306.6324 |  | 152.7825 | 9.588 | 0 | 144.2618 | 0
09.02. | 16 | 307.7736 |  | 152.8874 | 9.588 | 0 | 145.2982 | 0
09.02. | 17 | 309.2245 |  | 152.8874 | 9.588 | 0 | 146.7491 | 0
09.02. | 18 | 312.6481 |  | 153.2019 | 9.588 | 0 | 149.8582 | 0
09.02. | 19 | 307.7663 |  | 152.2583 | 9.588 | 0 | 145.92 | 0
09.02. | 20 | 313.0578 |  | 152.7825 | 9.588 | 0 | 150.6873 | 0
09.02. | 21 | 306.6251 |  | 152.1535 | 9.588 | 0 | 144.8836 | 0
09.02. | 22 | 308.693 |  | 151.7341 | 9.588 | 0 | 147.3709 | 0
09.02. | 23 | 312.0166 |  | 152.3632 | 9.588 | 0 | 150.0655 | 0
09.02. | 24 | 312.6312 |  | 151.7341 | 9.588 | 0 | 151.3091 | 0
10.02. | 1 | 312.3336 |  | 152.8874 | 9.588 | 0 | 149.8582 | 0
10.02. | 2 | 313.1651 |  | 153.0971 | 9.588 | 0 | 150.48 | 0
10.02. | 3 | 312.2336 |  | 153.2019 | 9.588 | 0 | 149.4436 | 0
10.02. | 4 | 315.0378 |  | 153.7262 | 9.588 | 0 | 151.7236 | 0
10.02. | 5 | 313.3724 |  | 153.0971 | 9.588 | 0 | 150.6873 | 0
10.02. | 6 | 307.9349 |  | 148.9032 | 9.588 | 0 | 149.4436 | 0
10.02. | 7 | 310.3536 |  | 151.9438 | 9.588 | 0 | 148.8218 | 0
10.02. | 8 | 311.4045 |  | 153.2019 | 9.588 | 0 | 148.6145 | 0
10.02. | 9 | 309.0245 |  | 153.5165 | 9.588 | 0 | 145.92 | 0
10.02. | 10 | 305.7936 |  | 151.9438 | 9.588 | 0 | 144.2618 | 0
10.02. | 11 | 307.3469 |  | 151.8389 | 9.588 | 0 | 145.92 | 0
10.02. | 12 | 306.5082 |  | 151.0002 | 9.588 | 0 | 145.92 | 0
10.02. | 13 | 316.3766 |  | 152.9922 | 9.588 | 0 | 153.7964 | 0
10.02. | 14 | 314.399 |  | 152.2583 | 9.588 | 0 | 152.5527 | 0
10.02. | 15 | 314.7233 |  | 153.4116 | 9.588 | 0 | 151.7236 | 0
10.02. | 16 | 313.8893 |  | 152.9922 | 9.588 | 0 | 151.3091 | 0
10.02. | 17 | 311.1972 |  | 153.2019 | 9.588 | 0 | 148.4073 | 0
10.02. | 18 | 287.36 |  | 127.0847 | 9.588 | 0 | 150.6873 | 0
10.02. | 19 | 287.2431 |  | 125.9314 | 9.588 | 0 | 151.7236 | 0
10.02. | 20 | 290.8812 |  | 126.875 | 9.588 | 0 | 154.4182 | 0
10.02. | 21 | 288.0746 |  | 126.1411 | 9.588 | 0 | 152.3455 | 0
10.02. | 22 | 287.5479 |  | 125.4072 | 9.588 | 0 | 152.5527 | 0
10.02. | 23 | 286.7237 |  | 125.8266 | 9.588 | 0 | 151.3091 | 0
10.02. | 24 | 289.6158 |  | 124.9878 | 9.588 | 0 | 155.04 | 0
11.02. | 1 | 289.0085 |  | 126.246 | 9.588 | 0 | 153.1745 | 0
11.02. | 2 | 284.6558 |  | 126.246 | 9.588 | 0 | 148.8218 | 0
11.02. | 3 | 285.3752 |  | 125.7217 | 9.588 | 0 | 150.0655 | 0
11.02. | 4 | 284.9631 |  | 125.9314 | 9.588 | 0 | 149.4436 | 0
11.02. | 5 | 281.9031 |  | 121.2133 | 9.588 | 0 | 151.1018 | 0
11.02. | 6 | 284.6049 |  | 121.8424 | 9.588 | 0 | 153.1745 | 0
11.02. | 7 | 282.554 |  | 123.7296 | 9.588 | 0 | 149.2364 | 0
11.02. | 8 | 284.3437 |  | 126.1411 | 9.588 | 0 | 148.6145 | 0
11.02. | 9 | 289.323 |  | 126.5605 | 9.588 | 0 | 153.1745 | 0
11.02. | 10 | 288.377 |  | 125.4072 | 9.588 | 0 | 153.3818 | 0
11.02. | 11 | 291.5837 |  | 124.883 | 9.588 | 0 | 157.1127 | 0
11.02. | 12 | 285.5873 |  | 126.1411 | 9.588 | 0 | 149.8582 | 0
11.02. | 13 | 290.8812 |  | 126.875 | 9.588 | 0 | 154.4182 | 0
11.02. | 14 | 290.5667 |  | 126.5605 | 9.588 | 0 | 154.4182 | 0
11.02. | 15 | 290.4691 |  | 127.0847 | 9.588 | 0 | 153.7964 | 0
11.02. | 16 | 291.1958 |  | 127.1896 | 9.588 | 0 | 154.4182 | 0
11.02. | 17 | 292.1321 |  | 127.5041 | 9.588 | 0 | 155.04 | 0
11.02. | 18 | 288.5964 |  | 126.4557 | 9.588 | 0 | 152.5527 | 0
11.02. | 19 | 287.8721 |  | 126.5605 | 9.588 | 0 | 151.7236 | 0
11.02. | 20 | 290.7691 |  | 126.1411 | 9.588 | 0 | 155.04 | 0
11.02. | 21 | 291.1933 |  | 126.9799 | 9.588 | 0 | 154.6255 | 0
11.02. | 22 | 287.1309 |  | 125.1975 | 9.588 | 0 | 152.3455 | 0
11.02. | 23 | 288.5891 |  | 125.8266 | 9.588 | 0 | 153.1745 | 0
11.02. | 24 | 289.0085 |  | 126.246 | 9.588 | 0 | 153.1745 | 0
12.02. | 1 | 288.7915 |  | 125.4072 | 9.588 | 0 | 153.7964 | 0
12.02. | 2 | 291.2909 |  | 126.4557 | 9.588 | 0 | 155.2473 | 0
12.02. | 3 | 289.74 |  | 126.7702 | 9.588 | 0 | 153.3818 | 0
12.02. | 4 | 285.5873 |  | 126.1411 | 9.588 | 0 | 149.8582 | 0
12.02. | 5 | 290.7836 |  | 127.3993 | 9.588 | 0 | 153.7964 | 0
12.02. | 6 | 283.0226 |  | 119.4309 | 9.588 | 0 | 154.0036 | 0
12.02. | 7 | 287.1285 |  | 124.9878 | 9.588 | 0 | 152.5527 | 0
12.02. | 8 | 283.7218 |  | 126.1411 | 9.588 | 0 | 147.9927 | 0
12.02. | 9 | 285.7946 |  | 126.1411 | 9.588 | 0 | 150.0655 | 0
12.02. | 10 | 289.5182 |  | 125.512 | 9.588 | 0 | 154.4182 | 0
12.02. | 11 | 291.0837 |  | 126.4557 | 9.588 | 0 | 155.04 | 0
12.02. | 12 | 315.5354 |  | 151.9438 | 9.588 | 0 | 154.0036 | 0
12.02. | 13 | 314.5039 |  | 152.3632 | 9.588 | 0 | 152.5527 | 0
12.02. | 14 | 314.5063 |  | 152.5729 | 9.588 | 0 | 152.3455 | 0
12.02. | 15 | 314.3111 |  | 153.6213 | 9.588 | 0 | 151.1018 | 0
12.02. | 16 | 316.2718 |  | 152.8874 | 9.588 | 0 | 153.7964 | 0
12.02. | 17 | 316.9984 |  | 152.9922 | 9.588 | 0 | 154.4182 | 0
12.02. | 18 | 315.0233 |  | 152.468 | 9.588 | 0 | 152.9673 | 0
12.02. | 19 | 315.3688 |  | 152.6063 | 9.588 | 0 | 153.1745 | 0
12.02. | 20 | 315.1495 |  | 151.5578 | 9.588 | 0 | 154.0036 | 0
12.02. | 21 | 315.1592 |  | 152.3966 | 9.588 | 0 | 153.1745 | 0
12.02. | 22 | 314.8374 |  | 151.453 | 9.588 | 0 | 153.7964 | 0
12.02. | 23 | 311.7162 |  | 150.4045 | 9.588 | 0 | 151.7236 | 0
12.02. | 24 | 315.6664 |  | 151.453 | 9.588 | 0 | 154.6255 | 0
13.02. | 1 | 310.9113 |  | 152.5015 | 9.588 | 0 | 148.8218 | 0
13.02. | 2 | 296.4901 |  | 151.1384 | 9.588 | 0 | 135.7636 | 0
13.02. | 3 | 307.5949 |  | 152.5015 | 9.588 | 0 | 145.5055 | 0
13.02. | 4 | 307.5876 |  | 151.8724 | 9.588 | 0 | 146.1273 | 0
13.02. | 5 | 282.4734 |  | 125.7217 | 9.588 | 0 | 147.1636 | 0
13.02. | 6 | 282.0685 |  | 126.5605 | 9.588 | 0 | 145.92 | 0
13.02. | 7 | 284.0267 |  | 125.6169 | 9.588 | 0 | 148.8218 | 0
13.02. | 8 | 284.3461 |  | 126.3508 | 9.588 | 0 | 148.4073 | 0
13.02. | 9 | 282.8903 |  | 125.9314 | 9.588 | 0 | 147.3709 | 0
13.02. | 10 | 281.3273 |  | 125.1975 | 9.588 | 0 | 146.5418 | 0
13.02. | 11 | 285.3679 |  | 125.0926 | 9.588 | 0 | 150.6873 | 0
13.02. | 12 | 281.0055 |  | 124.2539 | 9.588 | 0 | 147.1636 | 0
13.02. | 13 | 286.8237 |  | 125.512 | 9.588 | 0 | 151.7236 | 0
13.02. | 14 | 283.7243 |  | 126.3508 | 9.588 | 0 | 147.7855 | 0
13.02. | 15 | 271.0159 |  | 113.6424 | 9.588 | 0 | 147.7855 | 0
13.02. | 16 | 276.6123 |  | 113.6424 | 9.588 | 0 | 153.3818 | 0
13.02. | 17 | 276.6123 |  | 113.6424 | 9.588 | 0 | 153.3818 | 0
13.02. | 18 | 276.8171 |  | 113.4328 | 9.588 | 0 | 153.7964 | 0
13.02. | 19 | 285.2703 |  | 125.6169 | 9.588 | 0 | 150.0655 | 0
13.02. | 20 | 289.4303 |  | 126.875 | 9.588 | 0 | 152.9673 | 0
13.02. | 21 | 290.9861 |  | 126.9799 | 9.588 | 0 | 154.4182 | 0
13.02. | 22 | 289.8449 |  | 126.875 | 9.588 | 0 | 153.3818 | 0
13.02. | 23 | 288.1722 |  | 125.6169 | 9.588 | 0 | 152.9673 | 0
13.02. | 24 | 286.4115 |  | 125.7217 | 9.588 | 0 | 151.1018 | 0
14.02. | 1 | 288.3964 |  | 127.0847 | 9.588 | 0 | 151.7236 | 0
14.02. | 2 | 281.8636 |  | 126.7702 | 9.588 | 0 | 145.5055 | 0
14.02. | 3 | 284.4582 |  | 127.0847 | 9.588 | 0 | 147.7855 | 0
14.02. | 4 | 282.5685 |  | 124.9878 | 9.588 | 0 | 147.9927 | 0
14.02. | 5 | 283.2049 |  | 126.246 | 9.588 | 0 | 147.3709 | 0
14.02. | 6 | 282.0661 |  | 126.3508 | 9.588 | 0 | 146.1273 | 0
14.02. | 7 | 281.02 |  | 125.512 | 9.588 | 0 | 145.92 | 0
14.02. | 8 | 281.8636 |  | 126.7702 | 9.588 | 0 | 145.5055 | 0
14.02. | 9 | 279.1643 |  | 126.3508 | 9.588 | 0 | 143.2255 | 0
14.02. | 10 | 304.6427 |  | 151.0002 | 9.588 | 0 | 144.0545 | 0
14.02. | 11 | 306.5082 |  | 151.0002 | 9.588 | 0 | 145.92 | 0
14.02. | 12 | 307.0396 |  | 152.1535 | 9.588 | 0 | 145.2982 | 0
14.02. | 13 | 310.1608 |  | 153.2019 | 9.588 | 0 | 147.3709 | 0
14.02. | 14 | 309.5318 |  | 152.5729 | 9.588 | 0 | 147.3709 | 0
14.02. | 15 | 312.5336 |  | 152.2583 | 9.588 | 0 | 150.6873 | 0
14.02. | 16 | 313.6724 |  | 152.1535 | 9.588 | 0 | 151.9309 | 0
14.02. | 17 | 313.1699 |  | 153.5165 | 9.588 | 0 | 150.0655 | 0
14.02. | 18 | 308.0809 |  | 152.5729 | 9.588 | 0 | 145.92 | 0
14.02. | 19 | 285.4728 |  | 125.1975 | 9.588 | 0 | 150.6873 | 0
14.02. | 20 | 289.5182 |  | 125.512 | 9.588 | 0 | 154.4182 | 0
14.02. | 21 | 288.3794 |  | 125.6169 | 9.588 | 0 | 153.1745 | 0
14.02. | 22 | 288.2746 |  | 125.512 | 9.588 | 0 | 153.1745 | 0
14.02. | 23 | 289.5182 |  | 125.512 | 9.588 | 0 | 154.4182 | 0
14.02. | 24 | 290.1352 |  | 125.0926 | 9.588 | 0 | 155.4545 | 0
15.02. | 1 | 290.5643 |  | 126.3508 | 9.588 | 0 | 154.6255 | 0
15.02. | 2 | 288.4818 |  | 125.512 | 9.588 | 0 | 153.3818 | 0
15.02. | 3 | 280.4934 |  | 124.7781 | 9.588 | 0 | 146.1273 | 0
15.02. | 4 | 285.7946 |  | 126.1411 | 9.588 | 0 | 150.0655 | 0
15.02. | 5 | 283.8218 |  | 125.8266 | 9.588 | 0 | 148.4073 | 0
15.02. | 6 | 285.3752 |  | 125.7217 | 9.588 | 0 | 150.0655 | 0
15.02. | 7 | 284.9703 |  | 126.5605 | 9.588 | 0 | 148.8218 | 0
15.02. | 8 | 285.9994 |  | 125.9314 | 9.588 | 0 | 150.48 | 0
15.02. | 9 | 285.5921 |  | 126.5605 | 9.588 | 0 | 149.4436 | 0
15.02. | 10 | 289.0891 |  | 124.2539 | 9.588 | 0 | 155.2473 | 0
15.02. | 11 | 286.9188 |  | 124.7781 | 9.588 | 0 | 152.5527 | 0
15.02. | 12 | 288.677 |  | 124.4636 | 9.588 | 0 | 154.6255 | 0
15.02. | 13 | 288.4988 |  | 126.9799 | 9.588 | 0 | 151.9309 | 0
15.02. | 14 | 289.9545 |  | 127.3993 | 9.588 | 0 | 152.9673 | 0
15.02. | 15 | 281.1692 |  | 120.4794 | 9.588 | 0 | 151.1018 | 0
15.02. | 16 | 281.5862 |  | 120.6891 | 9.588 | 0 | 151.3091 | 0
15.02. | 17 | 279.2062 |  | 121.0036 | 9.588 | 0 | 148.6145 | 0
15.02. | 18 | 284.0734 |  | 120.6891 | 9.588 | 0 | 153.7964 | 0
15.02. | 19 | 282.7322 |  | 121.2133 | 9.588 | 0 | 151.9309 | 0
15.02. | 20 | 283.8734 |  | 121.3182 | 9.588 | 0 | 152.9673 | 0
15.02. | 21 | 285.7365 |  | 121.1085 | 9.588 | 0 | 155.04 | 0
15.02. | 22 | 284.5904 |  | 120.5842 | 9.588 | 0 | 154.4182 | 0
15.02. | 23 | 280.9595 |  | 120.2697 | 9.588 | 0 | 151.1018 | 0
15.02. | 24 | 285.2171 |  | 121.0036 | 9.588 | 0 | 154.6255 | 0
16.02. | 1 | 284.5977 |  | 121.2133 | 9.588 | 0 | 153.7964 | 0
16.02. | 2 | 283.2492 |  | 121.1085 | 9.588 | 0 | 152.5527 | 0
16.02. | 3 | 282.2152 |  | 121.3182 | 9.588 | 0 | 151.3091 | 0
16.02. | 4 | 278.5795 |  | 120.5842 | 9.588 | 0 | 148.4073 | 0
16.02. | 5 | 277.1383 |  | 121.423 | 9.588 | 0 | 146.1273 | 0
16.02. | 6 | 278.0625 |  | 120.6891 | 9.588 | 0 | 147.7855 | 0
16.02. | 7 | 279.1037 |  | 121.1085 | 9.588 | 0 | 148.4073 | 0
16.02. | 8 | 280.6595 |  | 121.2133 | 9.588 | 0 | 149.8582 | 0
16.02. | 9 | 277.4407 |  | 120.6891 | 9.588 | 0 | 147.1636 | 0
16.02. | 10 | 281.7886 |  | 120.2697 | 9.588 | 0 | 151.9309 | 0
16.02. | 11 | 284.8977 |  | 120.2697 | 9.588 | 0 | 155.04 | 0
16.02. | 12 | 283.9589 |  | 119.7455 | 9.588 | 0 | 154.6255 | 0
16.02. | 13 | 286.2462 |  | 120.3745 | 9.588 | 0 | 156.2836 | 0
16.02. | 14 | 285.2098 |  | 120.3745 | 9.588 | 0 | 155.2473 | 0
16.02. | 15 | 285.1122 |  | 120.8988 | 9.588 | 0 | 154.6255 | 0
16.02. | 16 | 284.4904 |  | 120.8988 | 9.588 | 0 | 154.0036 | 0
16.02. | 17 | 281.9007 |  | 121.0036 | 9.588 | 0 | 151.3091 | 0
16.02. | 18 | 284.8049 |  | 121.2133 | 9.588 | 0 | 154.0036 | 0
16.02. | 19 | 285.2171 |  | 121.0036 | 9.588 | 0 | 154.6255 | 0
16.02. | 20 | 285.7365 |  | 121.1085 | 9.588 | 0 | 155.04 | 0
16.02. | 21 | 286.8753 |  | 121.0036 | 9.588 | 0 | 156.2836 | 0
16.02. | 22 | 286.1341 |  | 119.6406 | 9.588 | 0 | 156.9055 | 0
16.02. | 23 | 286.0341 |  | 119.9552 | 9.588 | 0 | 156.4909 | 0
16.02. | 24 | 286.551 |  | 119.8503 | 9.588 | 0 | 157.1127 | 0
17.02. | 1 | 287.0849 |  | 121.2133 | 9.588 | 0 | 156.2836 | 0
17.02. | 2 | 283.0395 |  | 120.8988 | 9.588 | 0 | 152.5527 | 0
17.02. | 3 | 283.1443 |  | 121.0036 | 9.588 | 0 | 152.5527 | 0
17.02. | 4 | 282.008 |  | 121.3182 | 9.588 | 0 | 151.1018 | 0
17.02. | 5 | 282.5153 |  | 120.3745 | 9.588 | 0 | 152.5527 | 0
17.02. | 6 | 282.6274 |  | 121.1085 | 9.588 | 0 | 151.9309 | 0
17.02. | 7 | 279.4062 |  | 120.3745 | 9.588 | 0 | 149.4436 | 0
17.02. | 8 | 278.0674 |  | 121.1085 | 9.588 | 0 | 147.3709 | 0
17.02. | 9 | 282.4177 |  | 120.8988 | 9.588 | 0 | 151.9309 | 0
17.02. | 10 | 282.8153 |  | 119.4309 | 9.588 | 0 | 153.7964 | 0
17.02. | 11 | 280.0135 |  | 119.1164 | 9.588 | 0 | 151.3091 | 0
17.02. | 12 | 281.1547 |  | 119.2212 | 9.588 | 0 | 152.3455 | 0
17.02. | 13 | 279.0844 |  | 119.4309 | 9.588 | 0 | 150.0655 | 0
17.02. | 14 | 282.8371 |  | 121.3182 | 9.588 | 0 | 151.9309 | 0
17.02. | 15 | 284.4856 |  | 120.4794 | 9.588 | 0 | 154.4182 | 0
17.02. | 16 | 275.7753 |  | 120.06 | 9.588 | 0 | 146.1273 | 0
17.02. | 17 | 282.825 |  | 120.2697 | 9.588 | 0 | 152.9673 | 0
17.02. | 18 | 284.4831 |  | 120.2697 | 9.588 | 0 | 154.6255 | 0
17.02. | 19 | 283.0298 |  | 120.06 | 9.588 | 0 | 153.3818 | 0
17.02. | 20 | 285.7365 |  | 121.1085 | 9.588 | 0 | 155.04 | 0
17.02. | 21 | 284.3952 |  | 121.6327 | 9.588 | 0 | 153.1745 | 0
17.02. | 22 | 284.905 |  | 120.8988 | 9.588 | 0 | 154.4182 | 0
17.02. | 23 | 282.7104 |  | 119.3261 | 9.588 | 0 | 153.7964 | 0
17.02. | 24 | 283.3371 |  | 119.7455 | 9.588 | 0 | 154.0036 | 0
18.02. | 1 | 285.6268 |  | 120.5842 | 9.588 | 0 | 155.4545 | 0
18.02. | 2 | 288.5794 |  | 124.9878 | 9.588 | 0 | 154.0036 | 0
18.02. | 3 | 288.4915 |  | 126.3508 | 9.588 | 0 | 152.5527 | 0
18.02. | 4 | 286.943 |  | 126.875 | 9.588 | 0 | 150.48 | 0
18.02. | 5 | 289.1206 |  | 126.9799 | 9.588 | 0 | 152.5527 | 0
18.02. | 6 | 290.5667 |  | 126.5605 | 9.588 | 0 | 154.4182 | 0
18.02. | 7 | 289.5303 |  | 126.5605 | 9.588 | 0 | 153.3818 | 0
18.02. | 8 | 289.8449 |  | 126.875 | 9.588 | 0 | 153.3818 | 0
18.02. | 9 | 287.5576 |  | 126.246 | 9.588 | 0 | 151.7236 | 0
18.02. | 10 | 292.2128 |  | 125.512 | 9.588 | 0 | 157.1127 | 0
18.02. | 11 | 291.0812 |  | 126.246 | 9.588 | 0 | 155.2473 | 0
18.02. | 12 | 284.8444 |  | 115.6564 | 9.588 | 0 | 159.6 | 0
18.02. | 13 | 292.6079 |  | 123.8345 | 9.588 | 0 | 159.1855 | 0
18.02. | 14 | 288.4625 |  | 123.8345 | 9.588 | 0 | 155.04 | 0
18.02. | 15 | 290.8812 |  | 126.875 | 9.588 | 0 | 154.4182 | 0
18.02. | 16 | 287.9673 |  | 125.8266 | 9.588 | 0 | 152.5527 | 0
18.02. | 17 | 287.46 |  | 126.7702 | 9.588 | 0 | 151.1018 | 0
18.02. | 18 | 288.5964 |  | 126.4557 | 9.588 | 0 | 152.5527 | 0
18.02. | 19 | 287.3406 |  | 125.4072 | 9.588 | 0 | 152.3455 | 0
18.02. | 20 | 264.1942 |  | 99.1517 | 9.588 | 0 | 155.4545 | 0
18.02. | 21 | 265.2258 |  | 98.7323 | 9.588 | 0 | 156.9055 | 0
18.02. | 22 | 265.3306 |  | 98.8371 | 9.588 | 0 | 156.9055 | 0
18.02. | 23 | 263.1288 |  | 96.6354 | 9.588 | 0 | 156.9055 | 0
18.02. | 24 | 266.367 |  | 98.8371 | 9.588 | 0 | 157.9418 | 0
19.02. | 1 | 268.8712 |  | 100.305 | 9.588 | 0 | 158.9782 | 0
19.02. | 2 | 267.63 |  | 100.5147 | 9.588 | 0 | 157.5273 | 0
19.02. | 3 | 267.013 |  | 100.9341 | 9.588 | 0 | 156.4909 | 0
19.02. | 4 | 265.1475 |  | 100.9341 | 9.588 | 0 | 154.6255 | 0
19.02. | 5 | 263.8991 |  | 100.5147 | 9.588 | 0 | 153.7964 | 0
19.02. | 6 | 264.4209 |  | 100.8292 | 9.588 | 0 | 154.0036 | 0
19.02. | 7 | 267.2251 |  | 101.3535 | 9.588 | 0 | 156.2836 | 0
19.02. | 8 | 263.9136 |  | 101.7729 | 9.588 | 0 | 152.5527 | 0
19.02. | 9 | 262.8724 |  | 101.3535 | 9.588 | 0 | 151.9309 | 0
19.02. | 10 | 262.8675 |  | 100.9341 | 9.588 | 0 | 152.3455 | 0
19.02. | 11 | 262.9627 |  | 100.2002 | 9.588 | 0 | 153.1745 | 0
19.02. | 12 | 290.2594 |  | 126.875 | 9.588 | 0 | 153.7964 | 0
19.02. | 13 | 286.6358 |  | 127.1896 | 9.588 | 0 | 149.8582 | 0
19.02. | 14 | 291.4055 |  | 127.3993 | 9.588 | 0 | 154.4182 | 0
19.02. | 15 | 287.8842 |  | 127.609 | 9.588 | 0 | 150.6873 | 0
19.02. | 16 | 286.0115 |  | 126.9799 | 9.588 | 0 | 149.4436 | 0
19.02. | 17 | 288.0867 |  | 127.1896 | 9.588 | 0 | 151.3091 | 0
19.02. | 18 | 293.2685 |  | 127.1896 | 9.588 | 0 | 156.4909 | 0
19.02. | 19 | 290.1473 |  | 126.1411 | 9.588 | 0 | 154.4182 | 0
19.02. | 20 | 289.0625 |  | 121.9472 | 9.588 | 0 | 157.5273 | 0
19.02. | 21 | 291.5788 |  | 124.4636 | 9.588 | 0 | 157.5273 | 0
19.02. | 22 | 293.2443 |  | 125.0926 | 9.588 | 0 | 158.5636 | 0
19.02. | 23 | 290.14 |  | 125.512 | 9.588 | 0 | 155.04 | 0
19.02. | 24 | 295.9655 |  | 127.3993 | 9.588 | 0 | 158.9782 | 0
20.02. | 1 | 292.0224 |  | 126.9799 | 9.588 | 0 | 155.4545 | 0
20.02. | 2 | 288.5061 |  | 127.609 | 9.588 | 0 | 151.3091 | 0
20.02. | 3 | 291.2982 |  | 127.0847 | 9.588 | 0 | 154.6255 | 0
20.02. | 4 | 289.5352 |  | 126.9799 | 9.588 | 0 | 152.9673 | 0
20.02. | 5 | 292.4442 |  | 127.609 | 9.588 | 0 | 155.2473 | 0
20.02. | 6 | 288.5012 |  | 127.1896 | 9.588 | 0 | 151.7236 | 0
20.02. | 7 | 284.3461 |  | 126.3508 | 9.588 | 0 | 148.4073 | 0
20.02. | 8 | 286.4188 |  | 126.3508 | 9.588 | 0 | 150.48 | 0
20.02. | 9 | 287.7721 |  | 126.875 | 9.588 | 0 | 151.3091 | 0
20.02. | 10 | 284.463 |  | 127.5041 | 9.588 | 0 | 147.3709 | 0
20.02. | 11 | 284.5534 |  | 126.3508 | 9.588 | 0 | 148.6145 | 0
20.02. | 12 | 285.8922 |  | 125.6169 | 9.588 | 0 | 150.6873 | 0
20.02. | 13 | 280.2006 |  | 126.3508 | 9.588 | 0 | 144.2618 | 0
20.02. | 14 | 285.4873 |  | 126.4557 | 9.588 | 0 | 149.4436 | 0
20.02. | 15 | 289.5303 |  | 126.5605 | 9.588 | 0 | 153.3818 | 0
20.02. | 16 | 285.4994 |  | 127.5041 | 9.588 | 0 | 148.4073 | 0
20.02. | 17 | 290.0546 |  | 127.0847 | 9.588 | 0 | 153.3818 | 0
20.02. | 18 | 285.797 |  | 126.3508 | 9.588 | 0 | 149.8582 | 0
20.02. | 19 | 290.4691 |  | 127.0847 | 9.588 | 0 | 153.7964 | 0
20.02. | 20 | 291.603 |  | 126.5605 | 9.588 | 0 | 155.4545 | 0
20.02. | 21 | 289.9449 |  | 126.5605 | 9.588 | 0 | 153.7964 | 0
20.02. | 22 | 293.2515 |  | 125.7217 | 9.588 | 0 | 157.9418 | 0
20.02. | 23 | 288.1794 |  | 126.246 | 9.588 | 0 | 152.3455 | 0
20.02. | 24 | 291.3934 |  | 126.3508 | 9.588 | 0 | 155.4545 | 0
21.02. | 1 | 293.683 |  | 127.1896 | 9.588 | 0 | 156.9055 | 0
21.02. | 2 | 286.5285 |  | 126.875 | 9.588 | 0 | 150.0655 | 0
21.02. | 3 | 286.4236 |  | 126.7702 | 9.588 | 0 | 150.0655 | 0
21.02. | 4 | 289.5303 |  | 126.5605 | 9.588 | 0 | 153.3818 | 0
21.02. | 5 | 289.4255 |  | 126.4557 | 9.588 | 0 | 153.3818 | 0
21.02. | 6 | 287.2479 |  | 126.3508 | 9.588 | 0 | 151.3091 | 0
21.02. | 7 | 282.8855 |  | 125.512 | 9.588 | 0 | 147.7855 | 0
21.02. | 8 | 284.9631 |  | 125.9314 | 9.588 | 0 | 149.4436 | 0
21.02. | 9 | 272.0492 |  | 120.4794 | 9.588 | 0 | 141.9818 | 0
21.02. | 10 | 279.0255 |  | 123.3102 | 9.588 | 0 | 146.1273 | 0
21.02. | 11 | 276.8552 |  | 123.8345 | 9.588 | 0 | 143.4327 | 0
21.02. | 12 | 282.7613 |  | 123.7296 | 9.588 | 0 | 149.4436 | 0
21.02. | 13 | 287.6673 |  | 126.7702 | 9.588 | 0 | 151.3091 | 0
21.02. | 14 | 281.9983 |  | 120.4794 | 9.588 | 0 | 151.9309 | 0
21.02. | 15 | 276.4971 |  | 119.7455 | 9.588 | 0 | 147.1636 | 0
21.02. | 16 | 275.3486 |  | 119.0115 | 9.588 | 0 | 146.7491 | 0
21.02. | 17 | 280.6377 |  | 119.3261 | 9.588 | 0 | 151.7236 | 0
21.02. | 18 | 282.6806 |  | 125.7217 | 9.588 | 0 | 147.3709 | 0
21.02. | 19 | 285.9897 |  | 125.0926 | 9.588 | 0 | 151.3091 | 0
21.02. | 20 | 288.2843 |  | 126.3508 | 9.588 | 0 | 152.3455 | 0
21.02. | 21 | 270.7709 |  | 126.4557 | 9.588 | 0 | 134.7273 | 0
21.02. | 22 | 288.0746 |  | 126.1411 | 9.588 | 0 | 152.3455 | 0
21.02. | 23 | 274.9566 |  | 111.9868 | 9.588 | 0 | 153.3818 | 0
21.02. | 24 | 283.154 |  | 121.8424 | 9.588 | 0 | 151.7236 | 0
22.02. | 1 | 288.9109 |  | 126.7702 | 9.588 | 0 | 152.5527 | 0
22.02. | 2 | 290.4618 |  | 126.4557 | 9.588 | 0 | 154.4182 | 0
22.02. | 3 | 286.2164 |  | 126.7702 | 9.588 | 0 | 149.8582 | 0
22.02. | 4 | 286.8382 |  | 126.7702 | 9.588 | 0 | 150.48 | 0
22.02. | 5 | 286.2164 |  | 126.7702 | 9.588 | 0 | 149.8582 | 0
22.02. | 6 | 281.3467 |  | 126.875 | 9.588 | 0 | 144.8836 | 0
22.02. | 7 | 282.8976 |  | 126.5605 | 9.588 | 0 | 146.7491 | 0
22.02. | 8 | 284.4485 |  | 126.246 | 9.588 | 0 | 148.6145 | 0
22.02. | 9 | 285.8018 |  | 126.7702 | 9.588 | 0 | 149.4436 | 0
22.02. | 10 | 283.0952 |  | 125.7217 | 9.588 | 0 | 147.7855 | 0
22.02. | 11 | 277.0552 |  | 123.2054 | 9.588 | 0 | 144.2618 | 0
22.02. | 12 | 283.6855 |  | 122.9957 | 9.588 | 0 | 151.1018 | 0
22.02. | 13 | 285.4873 |  | 126.4557 | 9.588 | 0 | 149.4436 | 0
22.02. | 14 | 283.3782 |  | 123.3102 | 9.588 | 0 | 150.48 | 0
22.02. | 15 | 283.7364 |  | 127.3993 | 9.588 | 0 | 146.7491 | 0
22.02. | 16 | 286.4333 |  | 127.609 | 9.588 | 0 | 149.2364 | 0
22.02. | 17 | 286.2091 |  | 126.1411 | 9.588 | 0 | 150.48 | 0
22.02. | 18 | 281.9612 |  | 126.246 | 9.588 | 0 | 146.1273 | 0
22.02. | 19 | 292.1176 |  | 126.246 | 9.588 | 0 | 156.2836 | 0
22.02. | 20 | 289.7255 |  | 125.512 | 9.588 | 0 | 154.6255 | 0
22.02. | 21 | 290.9691 |  | 125.512 | 9.588 | 0 | 155.8691 | 0
22.02. | 22 | 289.6134 |  | 124.7781 | 9.588 | 0 | 155.2473 | 0
22.02. | 23 | 287.7479 |  | 124.7781 | 9.588 | 0 | 153.3818 | 0
22.02. | 24 | 292.837 |  | 125.7217 | 9.588 | 0 | 157.5273 | 0
23.02. | 1 | 293.7855 |  | 127.0847 | 9.588 | 0 | 157.1127 | 0
23.02. | 2 | 285.5921 |  | 126.5605 | 9.588 | 0 | 149.4436 | 0
23.02. | 3 | 284.7606 |  | 126.3508 | 9.588 | 0 | 148.8218 | 0
23.02. | 4 | 284.8655 |  | 126.4557 | 9.588 | 0 | 148.8218 | 0
23.02. | 5 | 283.1024 |  | 126.3508 | 9.588 | 0 | 147.1636 | 0
23.02. | 6 | 286.6285 |  | 126.5605 | 9.588 | 0 | 150.48 | 0
23.02. | 7 | 281.7467 |  | 125.6169 | 9.588 | 0 | 146.5418 | 0
23.02. | 8 | 284.5437 |  | 125.512 | 9.588 | 0 | 149.4436 | 0
23.02. | 9 | 282.7734 |  | 124.7781 | 9.588 | 0 | 148.4073 | 0
23.02. | 10 | 288.0625 |  | 125.0926 | 9.588 | 0 | 153.3818 | 0
23.02. | 11 | 285.2631 |  | 124.9878 | 9.588 | 0 | 150.6873 | 0
23.02. | 12 | 284.2291 |  | 125.1975 | 9.588 | 0 | 149.4436 | 0
23.02. | 13 | 282.0516 |  | 125.0926 | 9.588 | 0 | 147.3709 | 0
23.02. | 14 | 286.4019 |  | 124.883 | 9.588 | 0 | 151.9309 | 0
23.02. | 15 | 286.8091 |  | 124.2539 | 9.588 | 0 | 152.9673 | 0
23.02. | 16 | 290.0328 |  | 125.1975 | 9.588 | 0 | 155.2473 | 0
23.02. | 17 | 286.514 |  | 125.6169 | 9.588 | 0 | 151.3091 | 0
23.02. | 18 | 290.5739 |  | 127.1896 | 9.588 | 0 | 153.7964 | 0
23.02. | 19 | 286.7091 |  | 124.5684 | 9.588 | 0 | 152.5527 | 0
23.02. | 20 | 288.694 |  | 125.9314 | 9.588 | 0 | 153.1745 | 0
23.02. | 21 | 292.7322 |  | 125.6169 | 9.588 | 0 | 157.5273 | 0
23.02. | 22 | 292.937 |  | 125.4072 | 9.588 | 0 | 157.9418 | 0
23.02. | 23 | 287.7576 |  | 125.6169 | 9.588 | 0 | 152.5527 | 0
23.02. | 24 | 292.4249 |  | 125.9314 | 9.588 | 0 | 156.9055 | 0
24.02. | 1 | 291.1885 |  | 126.5605 | 9.588 | 0 | 155.04 | 0
24.02. | 2 | 290.3739 |  | 127.8187 | 9.588 | 0 | 152.9673 | 0
24.02. | 3 | 286.2236 |  | 127.3993 | 9.588 | 0 | 149.2364 | 0
24.02. | 4 | 285.9164 |  | 127.7138 | 9.588 | 0 | 148.6145 | 0
24.02. | 5 | 284.7703 |  | 127.1896 | 9.588 | 0 | 147.9927 | 0
24.02. | 6 | 285.1897 |  | 127.609 | 9.588 | 0 | 147.9927 | 0
24.02. | 7 | 281.437 |  | 125.7217 | 9.588 | 0 | 146.1273 | 0
24.02. | 8 | 283.4218 |  | 127.0847 | 9.588 | 0 | 146.7491 | 0
24.02. | 9 | 282.0685 |  | 126.5605 | 9.588 | 0 | 145.92 | 0
24.02. | 10 | 284.2558 |  | 127.5041 | 9.588 | 0 | 147.1636 | 0
24.02. | 11 | 287.4503 |  | 125.9314 | 9.588 | 0 | 151.9309 | 0
24.02. | 12 | 265.8221 |  | 110.7286 | 9.588 | 0 | 145.5055 | 0
24.02. | 13 | 283.9589 |  | 119.7455 | 9.588 | 0 | 154.6255 | 0
24.02. | 14 | 281.9177 |  | 122.4715 | 9.588 | 0 | 149.8582 | 0
24.02. | 15 | 288.2746 |  | 125.512 | 9.588 | 0 | 153.1745 | 0
24.02. | 16 | 284.8243 |  | 122.8909 | 9.588 | 0 | 152.3455 | 0
24.02. | 17 | 286.5212 |  | 126.246 | 9.588 | 0 | 150.6873 | 0
24.02. | 18 | 291.8176 |  | 127.1896 | 9.588 | 0 | 155.04 | 0
24.02. | 19 | 290.4691 |  | 127.0847 | 9.588 | 0 | 153.7964 | 0
24.02. | 20 | 290.1255 |  | 124.2539 | 9.588 | 0 | 156.2836 | 0
24.02. | 21 | 288.16 |  | 124.5684 | 9.588 | 0 | 154.0036 | 0
24.02. | 22 | 288.9916 |  | 124.7781 | 9.588 | 0 | 154.6255 | 0
24.02. | 23 | 290.5643 |  | 126.3508 | 9.588 | 0 | 154.6255 | 0
24.02. | 24 | 290.6836 |  | 127.7138 | 9.588 | 0 | 153.3818 | 0
25.02. | 1 | 289.757 |  | 128.238 | 9.588 | 0 | 151.9309 | 0
25.02. | 2 | 287.8092 |  | 121.1085 | 9.588 | 0 | 157.1127 | 0
25.02. | 3 | 286.9358 |  | 126.246 | 9.588 | 0 | 151.1018 | 0
25.02. | 4 | 284.5703 |  | 127.8187 | 9.588 | 0 | 147.1636 | 0
25.02. | 5 | 285.7091 |  | 127.7138 | 9.588 | 0 | 148.4073 | 0
25.02. | 6 | 285.3776 |  | 125.9314 | 9.588 | 0 | 149.8582 | 0
25.02. | 7 | 288.0794 |  | 126.5605 | 9.588 | 0 | 151.9309 | 0
25.02. | 8 | 287.4576 |  | 126.5605 | 9.588 | 0 | 151.3091 | 0
25.02. | 9 | 290.357 |  | 126.3508 | 9.588 | 0 | 154.4182 | 0
25.02. | 10 | 287.5479 |  | 125.4072 | 9.588 | 0 | 152.5527 | 0
25.02. | 11 | 286.7116 |  | 124.7781 | 9.588 | 0 | 152.3455 | 0
25.02. | 12 | 291.5909 |  | 125.512 | 9.588 | 0 | 156.4909 | 0
25.02. | 13 | 292.9418 |  | 125.8266 | 9.588 | 0 | 157.5273 | 0
25.02. | 14 | 293.7758 |  | 126.246 | 9.588 | 0 | 157.9418 | 0
25.02. | 15 | 290.8643 |  | 125.4072 | 9.588 | 0 | 155.8691 | 0
25.02. | 16 | 274.4372 |  | 111.8819 | 9.588 | 0 | 152.9673 | 0
25.02. | 17 | 290.6691 |  | 126.4557 | 9.588 | 0 | 154.6255 | 0
25.02. | 18 | 289.7255 |  | 125.512 | 9.588 | 0 | 154.6255 | 0
25.02. | 19 | 284.0364 |  | 126.4557 | 9.588 | 0 | 147.9927 | 0
25.02. | 20 | 287.0382 |  | 126.1411 | 9.588 | 0 | 151.3091 | 0
25.02. | 21 | 288.3891 |  | 126.4557 | 9.588 | 0 | 152.3455 | 0
25.02. | 22 | 288.3867 |  | 126.246 | 9.588 | 0 | 152.5527 | 0
25.02. | 23 | 288.7891 |  | 125.1975 | 9.588 | 0 | 154.0036 | 0
25.02. | 24 | 290.8643 |  | 125.4072 | 9.588 | 0 | 155.8691 | 0
26.02. | 1 | 288.7915 |  | 125.4072 | 9.588 | 0 | 153.7964 | 0
26.02. | 2 | 290.4667 |  | 126.875 | 9.588 | 0 | 154.0036 | 0
26.02. | 3 | 284.763 |  | 126.5605 | 9.588 | 0 | 148.6145 | 0
26.02. | 4 | 287.3673 |  | 127.7138 | 9.588 | 0 | 150.0655 | 0
26.02. | 5 | 285.1849 |  | 127.1896 | 9.588 | 0 | 148.4073 | 0
26.02. | 6 | 286.4261 |  | 126.9799 | 9.588 | 0 | 149.8582 | 0
26.02. | 7 | 282.0612 |  | 125.9314 | 9.588 | 0 | 146.5418 | 0
26.02. | 8 | 284.8776 |  | 127.5041 | 9.588 | 0 | 147.7855 | 0
26.02. | 9 | 285.8018 |  | 126.7702 | 9.588 | 0 | 149.4436 | 0
26.02. | 10 | 284.7606 |  | 126.3508 | 9.588 | 0 | 148.8218 | 0
26.02. | 11 | 286.7309 |  | 126.4557 | 9.588 | 0 | 150.6873 | 0
26.02. | 12 | 287.9818 |  | 127.0847 | 9.588 | 0 | 151.3091 | 0
26.02. | 13 | 290.5715 |  | 126.9799 | 9.588 | 0 | 154.0036 | 0
26.02. | 14 | 289.7424 |  | 126.9799 | 9.588 | 0 | 153.1745 | 0
26.02. | 15 | 289.8545 |  | 127.7138 | 9.588 | 0 | 152.5527 | 0
26.02. | 16 | 289.7521 |  | 127.8187 | 9.588 | 0 | 152.3455 | 0
26.02. | 17 | 289.64 |  | 127.0847 | 9.588 | 0 | 152.9673 | 0
26.02. | 18 | 289.123 |  | 127.1896 | 9.588 | 0 | 152.3455 | 0
26.02. | 19 | 288.9182 |  | 127.3993 | 9.588 | 0 | 151.9309 | 0
26.02. | 20 | 292.9539 |  | 126.875 | 9.588 | 0 | 156.4909 | 0
26.02. | 21 | 290.5594 |  | 125.9314 | 9.588 | 0 | 155.04 | 0
26.02. | 22 | 287.8455 |  | 124.2539 | 9.588 | 0 | 154.0036 | 0
26.02. | 23 | 287.7407 |  | 124.149 | 9.588 | 0 | 154.0036 | 0
26.02. | 24 | 284.2291 |  | 125.1975 | 9.588 | 0 | 149.4436 | 0
27.02. | 1 | 279.8885 |  | 126.246 | 9.588 | 0 | 144.0545 | 0
27.02. | 2 | 281.754 |  | 126.246 | 9.588 | 0 | 145.92 | 0
27.02. | 3 | 284.6558 |  | 126.246 | 9.588 | 0 | 148.8218 | 0
27.02. | 4 | 281.2418 |  | 126.7702 | 9.588 | 0 | 144.8836 | 0
27.02. | 5 | 279.9861 |  | 125.7217 | 9.588 | 0 | 144.6764 | 0
27.02. | 6 | 278.2255 |  | 125.8266 | 9.588 | 0 | 142.8109 | 0
27.02. | 7 | 276.3721 |  | 126.875 | 9.588 | 0 | 139.9091 | 0
27.02. | 8 | 286.2212 |  | 127.1896 | 9.588 | 0 | 149.4436 | 0
27.02. | 9 | 287.1527 |  | 127.0847 | 9.588 | 0 | 150.48 | 0
27.02. | 10 | 285.9897 |  | 125.0926 | 9.588 | 0 | 151.3091 | 0
27.02. | 11 | 286.514 |  | 125.6169 | 9.588 | 0 | 151.3091 | 0
27.02. | 12 | 282.9903 |  | 125.6169 | 9.588 | 0 | 147.7855 | 0
27.02. | 13 | 282.2637 |  | 125.512 | 9.588 | 0 | 147.1636 | 0
27.02. | 14 | 288.0721 |  | 125.9314 | 9.588 | 0 | 152.5527 | 0
27.02. | 15 | 286.5212 |  | 126.246 | 9.588 | 0 | 150.6873 | 0
27.02. | 16 | 282.2758 |  | 126.5605 | 9.588 | 0 | 146.1273 | 0
27.02. | 17 | 281.6564 |  | 126.7702 | 9.588 | 0 | 145.2982 | 0
27.02. | 18 | 287.7794 |  | 127.5041 | 9.588 | 0 | 150.6873 | 0
27.02. | 19 | 288.2964 |  | 127.3993 | 9.588 | 0 | 151.3091 | 0
27.02. | 20 | 286.3212 |  | 126.875 | 9.588 | 0 | 149.8582 | 0
27.02. | 21 | 288.2988 |  | 127.609 | 9.588 | 0 | 151.1018 | 0
27.02. | 22 | 287.6552 |  | 125.7217 | 9.588 | 0 | 152.3455 | 0
27.02. | 23 | 286.5237 |  | 126.4557 | 9.588 | 0 | 150.48 | 0
27.02. | 24 | 289.6376 |  | 126.875 | 9.588 | 0 | 153.1745 | 0
28.02. | 1 | 287.5721 |  | 127.5041 | 9.588 | 0 | 150.48 | 0
28.02. | 2 | 283.6267 |  | 126.875 | 9.588 | 0 | 147.1636 | 0
28.02. | 3 | 286.2236 |  | 127.3993 | 9.588 | 0 | 149.2364 | 0
28.02. | 4 | 283.3194 |  | 127.1896 | 9.588 | 0 | 146.5418 | 0
28.02. | 5 | 282.2903 |  | 127.8187 | 9.588 | 0 | 144.8836 | 0
28.02. | 6 | 280.9346 |  | 127.0847 | 9.588 | 0 | 144.2618 | 0
28.02. | 7 | 277.9504 |  | 119.9552 | 9.588 | 0 | 148.4073 | 0
28.02. | 8 | 276.1043 |  | 121.6327 | 9.588 | 0 | 144.8836 | 0
28.02. | 9 | 272.6323 |  | 117.1243 | 9.588 | 0 | 145.92 | 0
28.02. | 10 | 257.6191 |  | 109.3656 | 9.588 | 0 | 138.6655 | 0
28.02. | 11 | 252.213 |  | 107.8978 | 9.588 | 0 | 134.7273 | 0
28.02. | 12 | 262.0396 |  | 115.237 | 9.588 | 0 | 137.2145 | 0
28.02. | 13 | 257.1755 |  | 106.8493 | 9.588 | 0 | 140.7382 | 0
28.02. | 14 | 268.4747 |  | 116.0758 | 9.588 | 0 | 142.8109 | 0
28.02. | 15 | 281.0055 |  | 124.2539 | 9.588 | 0 | 147.1636 | 0
28.02. | 16 | 279.8788 |  | 125.4072 | 9.588 | 0 | 144.8836 | 0
28.02. | 17 | 284.4388 |  | 125.4072 | 9.588 | 0 | 149.4436 | 0
28.02. | 18 | 285.3607 |  | 124.4636 | 9.588 | 0 | 151.3091 | 0
28.02. | 19 | 284.2315 |  | 125.4072 | 9.588 | 0 | 149.2364 | 0
28.02. | 20 | 282.8516 |  | 122.5763 | 9.588 | 0 | 150.6873 | 0
28.02. | 21 | 283.8855 |  | 122.3666 | 9.588 | 0 | 151.9309 | 0
28.02. | 22 | 284.417 |  | 123.5199 | 9.588 | 0 | 151.3091 | 0
28.02. | 23 | 286.3873 |  | 123.6248 | 9.588 | 0 | 153.1745 | 0
28.02. | 24 | 286.5019 |  | 124.5684 | 9.588 | 0 | 152.3455 | 0
01.03. | 1 | 286.0897 |  | 124.7781 | 9.588 | 0 | 151.7236 | 0
01.03. | 2 | 286.1946 |  | 124.883 | 9.588 | 0 | 151.7236 | 0
01.03. | 3 | 287.3382 |  | 125.1975 | 9.588 | 0 | 152.5527 | 0
01.03. | 4 | 286.7116 |  | 124.7781 | 9.588 | 0 | 152.3455 | 0
01.03. | 5 | 282.6734 |  | 125.0926 | 9.588 | 0 | 147.9927 | 0
01.03. | 6 | 281.8443 |  | 125.0926 | 9.588 | 0 | 147.1636 | 0
01.03. | 7 | 279.4546 |  | 124.5684 | 9.588 | 0 | 145.2982 | 0
01.03. | 8 | 278.2182 |  | 125.1975 | 9.588 | 0 | 143.4327 | 0
01.03. | 9 | 283.0879 |  | 125.0926 | 9.588 | 0 | 148.4073 | 0
01.03. | 10 | 281.7322 |  | 124.3587 | 9.588 | 0 | 147.7855 | 0
01.03. | 11 | 280.5982 |  | 124.883 | 9.588 | 0 | 146.1273 | 0
01.03. | 12 | 274.7873 |  | 124.2539 | 9.588 | 0 | 140.9455 | 0
01.03. | 13 | 281.2346 |  | 126.1411 | 9.588 | 0 | 145.5055 | 0
01.03. | 14 | 280.6055 |  | 125.512 | 9.588 | 0 | 145.5055 | 0
01.03. | 15 | 282.8855 |  | 125.512 | 9.588 | 0 | 147.7855 | 0
01.03. | 16 | 278.1206 |  | 125.7217 | 9.588 | 0 | 142.8109 | 0
01.03. | 17 | 279.6812 |  | 126.246 | 9.588 | 0 | 143.8473 | 0
01.03. | 18 | 285.0631 |  | 125.6169 | 9.588 | 0 | 149.8582 | 0
01.03. | 19 | 278.7352 |  | 125.0926 | 9.588 | 0 | 144.0545 | 0
01.03. | 20 | 287.5503 |  | 125.6169 | 9.588 | 0 | 152.3455 | 0
01.03. | 21 | 288.5891 |  | 125.8266 | 9.588 | 0 | 153.1745 | 0
01.03. | 22 | 290.6764 |  | 127.0847 | 9.588 | 0 | 154.0036 | 0
01.03. | 23 | 280.799 |  | 115.3419 | 9.588 | 0 | 155.8691 | 0
01.03. | 24 | 290.2425 |  | 125.4072 | 9.588 | 0 | 155.2473 | 0
02.03. | 1 | 287.3285 |  | 124.3587 | 9.588 | 0 | 153.3818 | 0
02.03. | 2 | 284.9437 |  | 124.2539 | 9.588 | 0 | 151.1018 | 0
02.03. | 3 | 289.1134 |  | 126.3508 | 9.588 | 0 | 153.1745 | 0
02.03. | 4 | 289.5352 |  | 126.9799 | 9.588 | 0 | 152.9673 | 0
02.03. | 5 | 285.08 |  | 127.0847 | 9.588 | 0 | 148.4073 | 0
02.03. | 6 | 281.9564 |  | 125.8266 | 9.588 | 0 | 146.5418 | 0
02.03. | 7 | 282.4806 |  | 126.3508 | 9.588 | 0 | 146.5418 | 0
02.03. | 8 | 284.6509 |  | 125.8266 | 9.588 | 0 | 149.2364 | 0
02.03. | 9 | 282.8903 |  | 125.9314 | 9.588 | 0 | 147.3709 | 0
02.03. | 10 | 282.8903 |  | 125.9314 | 9.588 | 0 | 147.3709 | 0
02.03. | 11 | 283.817 |  | 125.4072 | 9.588 | 0 | 148.8218 | 0
02.03. | 12 | 284.8461 |  | 124.7781 | 9.588 | 0 | 150.48 | 0
02.03. | 13 | 281.4297 |  | 125.0926 | 9.588 | 0 | 146.7491 | 0
02.03. | 14 | 289.4037 |  | 124.5684 | 9.588 | 0 | 155.2473 | 0
02.03. | 15 | 290.4594 |  | 126.246 | 9.588 | 0 | 154.6255 | 0
02.03. | 16 | 290.6594 |  | 125.6169 | 9.588 | 0 | 155.4545 | 0
02.03. | 17 | 288.3794 |  | 125.6169 | 9.588 | 0 | 153.1745 | 0
02.03. | 18 | 289.323 |  | 126.5605 | 9.588 | 0 | 153.1745 | 0
02.03. | 19 | 285.5655 |  | 124.2539 | 9.588 | 0 | 151.7236 | 0
02.03. | 20 | 289.4182 |  | 125.8266 | 9.588 | 0 | 154.0036 | 0
02.03. | 21 | 287.7576 |  | 125.6169 | 9.588 | 0 | 152.5527 | 0
02.03. | 22 | 286.397 |  | 124.4636 | 9.588 | 0 | 152.3455 | 0
02.03. | 23 | 287.9528 |  | 124.5684 | 9.588 | 0 | 153.7964 | 0
02.03. | 24 | 288.6964 |  | 126.1411 | 9.588 | 0 | 152.9673 | 0
03.03. | 1 | 287.46 |  | 126.7702 | 9.588 | 0 | 151.1018 | 0
03.03. | 2 | 288.3964 |  | 127.0847 | 9.588 | 0 | 151.7236 | 0
03.03. | 3 | 289.5303 |  | 126.5605 | 9.588 | 0 | 153.3818 | 0
03.03. | 4 | 286.2801 |  | 123.3102 | 9.588 | 0 | 153.3818 | 0
03.03. | 5 | 291.0885 |  | 126.875 | 9.588 | 0 | 154.6255 | 0
03.03. | 6 | 288.0721 |  | 125.9314 | 9.588 | 0 | 152.5527 | 0
03.03. | 7 | 288.9133 |  | 126.9799 | 9.588 | 0 | 152.3455 | 0
03.03. | 8 | 285.3945 |  | 127.3993 | 9.588 | 0 | 148.4073 | 0
03.03. | 9 | 288.4036 |  | 127.7138 | 9.588 | 0 | 151.1018 | 0
03.03. | 10 | 288.8891 |  | 124.883 | 9.588 | 0 | 154.4182 | 0
03.03. | 11 | 293.037 |  | 125.0926 | 9.588 | 0 | 158.3564 | 0
03.03. | 12 | 290.1352 |  | 125.0926 | 9.588 | 0 | 155.4545 | 0
03.03. | 13 | 289.323 |  | 126.5605 | 9.588 | 0 | 153.1745 | 0
03.03. | 14 | 290.1521 |  | 126.5605 | 9.588 | 0 | 154.0036 | 0
03.03. | 15 | 288.3891 |  | 126.4557 | 9.588 | 0 | 152.3455 | 0
03.03. | 16 | 289.8328 |  | 125.8266 | 9.588 | 0 | 154.4182 | 0
03.03. | 17 | 291.0909 |  | 127.0847 | 9.588 | 0 | 154.4182 | 0
03.03. | 18 | 292.5467 |  | 127.5041 | 9.588 | 0 | 155.4545 | 0
03.03. | 19 | 291.6079 |  | 126.9799 | 9.588 | 0 | 155.04 | 0
03.03. | 20 | 292.5491 |  | 127.7138 | 9.588 | 0 | 155.2473 | 0
03.03. | 21 | 289.9521 |  | 127.1896 | 9.588 | 0 | 153.1745 | 0
03.03. | 22 | 290.2594 |  | 126.875 | 9.588 | 0 | 153.7964 | 0
03.03. | 23 | 289.74 |  | 126.7702 | 9.588 | 0 | 153.3818 | 0
03.03. | 24 | 292.0321 |  | 127.8187 | 9.588 | 0 | 154.6255 | 0
04.03. | 1 | 286.2212 |  | 127.1896 | 9.588 | 0 | 149.4436 | 0
04.03. | 2 | 287.8794 |  | 127.1896 | 9.588 | 0 | 151.1018 | 0
04.03. | 3 | 283.2194 |  | 127.5041 | 9.588 | 0 | 146.1273 | 0
04.03. | 4 | 286.0115 |  | 126.9799 | 9.588 | 0 | 149.4436 | 0
04.03. | 5 | 286.2091 |  | 126.1411 | 9.588 | 0 | 150.48 | 0
04.03. | 6 | 285.5994 |  | 127.1896 | 9.588 | 0 | 148.8218 | 0
04.03. | 7 | 286.6285 |  | 126.5605 | 9.588 | 0 | 150.48 | 0
04.03. | 8 | 284.3461 |  | 126.3508 | 9.588 | 0 | 148.4073 | 0
04.03. | 9 | 284.8703 |  | 126.875 | 9.588 | 0 | 148.4073 | 0
04.03. | 10 | 284.3461 |  | 126.3508 | 9.588 | 0 | 148.4073 | 0
04.03. | 11 | 285.0631 |  | 125.6169 | 9.588 | 0 | 149.8582 | 0
04.03. | 12 | 286.4091 |  | 125.512 | 9.588 | 0 | 151.3091 | 0
04.03. | 13 | 282.3661 |  | 125.4072 | 9.588 | 0 | 147.3709 | 0
04.03. | 14 | 279.3546 |  | 124.883 | 9.588 | 0 | 144.8836 | 0
04.03. | 15 | 283.5025 |  | 125.0926 | 9.588 | 0 | 148.8218 | 0
04.03. | 16 | 288.3649 |  | 124.3587 | 9.588 | 0 | 154.4182 | 0
04.03. | 17 | 292.6225 |  | 125.0926 | 9.588 | 0 | 157.9418 | 0
04.03. | 18 | 293.5516 |  | 124.7781 | 9.588 | 0 | 159.1855 | 0
04.03. | 19 | 289.4061 |  | 124.7781 | 9.588 | 0 | 155.04 | 0
04.03. | 20 | 288.2673 |  | 124.883 | 9.588 | 0 | 153.7964 | 0
04.03. | 21 | 286.3067 |  | 125.6169 | 9.588 | 0 | 151.1018 | 0
04.03. | 22 | 289.4061 |  | 124.7781 | 9.588 | 0 | 155.04 | 0
04.03. | 23 | 289.1037 |  | 125.512 | 9.588 | 0 | 154.0036 | 0
04.03. | 24 | 285.2728 |  | 125.8266 | 9.588 | 0 | 149.8582 | 0
05.03. | 1 | 288.4843 |  | 125.7217 | 9.588 | 0 | 153.1745 | 0
05.03. | 2 | 288.4843 |  | 125.7217 | 9.588 | 0 | 153.1745 | 0
05.03. | 3 | 287.9673 |  | 125.8266 | 9.588 | 0 | 152.5527 | 0
05.03. | 4 | 287.5479 |  | 125.4072 | 9.588 | 0 | 152.5527 | 0
05.03. | 5 | 285.151 |  | 124.2539 | 9.588 | 0 | 151.3091 | 0
05.03. | 6 | 286.1873 |  | 124.2539 | 9.588 | 0 | 152.3455 | 0
05.03. | 7 | 286.4043 |  | 125.0926 | 9.588 | 0 | 151.7236 | 0
05.03. | 8 | 285.4728 |  | 125.1975 | 9.588 | 0 | 150.6873 | 0
05.03. | 9 | 284.3291 |  | 124.883 | 9.588 | 0 | 149.8582 | 0
05.03. | 10 | 283.0782 |  | 124.2539 | 9.588 | 0 | 149.2364 | 0
05.03. | 11 | 282.2564 |  | 124.883 | 9.588 | 0 | 147.7855 | 0
05.03. | 12 | 283.2807 |  | 123.8345 | 9.588 | 0 | 149.8582 | 0
05.03. | 13 | 286.3946 |  | 124.2539 | 9.588 | 0 | 152.5527 | 0
05.03. | 14 | 282.4637 |  | 124.883 | 9.588 | 0 | 147.9927 | 0
05.03. | 15 | 279.9788 |  | 125.0926 | 9.588 | 0 | 145.2982 | 0
05.03. | 16 | 285.2631 |  | 124.9878 | 9.588 | 0 | 150.6873 | 0
05.03. | 17 | 286.3043 |  | 125.4072 | 9.588 | 0 | 151.3091 | 0
05.03. | 18 | 287.5431 |  | 124.9878 | 9.588 | 0 | 152.9673 | 0
05.03. | 19 | 287.5406 |  | 124.7781 | 9.588 | 0 | 153.1745 | 0
05.03. | 20 | 264.7136 |  | 99.2565 | 9.588 | 0 | 155.8691 | 0
05.03. | 21 | 237.2868 |  | 72.6588 | 9.588 | 0 | 155.04 | 0
05.03. | 22 | 234.7923 |  | 72.0298 | 9.588 | 0 | 153.1745 | 0
05.03. | 23 | 231.2566 |  | 70.9813 | 9.588 | 0 | 150.6873 | 0
05.03. | 24 | 232.0953 |  | 71.8201 | 9.588 | 0 | 150.6873 | 0
06.03. | 1 | 235.7359 |  | 72.9734 | 9.588 | 0 | 153.1745 | 0
06.03. | 2 | 235.948 |  | 73.3928 | 9.588 | 0 | 152.9673 | 0
06.03. | 3 | 234.8996 |  | 72.3443 | 9.588 | 0 | 152.9673 | 0
06.03. | 4 | 229.3548 |  | 67.8359 | 9.588 | 0 | 151.9309 | 0
06.03. | 5 | 230.8251 |  | 69.5134 | 9.588 | 0 | 151.7236 | 0
06.03. | 6 | 234.9068 |  | 72.9734 | 9.588 | 0 | 152.3455 | 0
06.03. | 7 | 229.6032 |  | 71.4007 | 9.588 | 0 | 148.6145 | 0
06.03. | 8 | 232.1099 |  | 73.0782 | 9.588 | 0 | 149.4436 | 0
06.03. | 9 | 227.745 |  | 72.0298 | 9.588 | 0 | 146.1273 | 0
06.03. | 10 | 227.1571 |  | 74.9655 | 9.588 | 0 | 142.6036 | 0
06.03. | 11 | 225.082 |  | 74.7558 | 9.588 | 0 | 140.7382 | 0
06.03. | 12 | 223.3044 |  | 73.3928 | 9.588 | 0 | 140.3236 | 0
06.03. | 13 | 224.7674 |  | 74.4412 | 9.588 | 0 | 140.7382 | 0
06.03. | 14 | 270.2467 |  | 125.9314 | 9.588 | 0 | 134.7273 | 0
06.03. | 15 | 275.6382 |  | 126.1411 | 9.588 | 0 | 139.9091 | 0
06.03. | 16 | 280.4031 |  | 125.9314 | 9.588 | 0 | 144.8836 | 0
06.03. | 17 | 278.1303 |  | 126.5605 | 9.588 | 0 | 141.9818 | 0
06.03. | 18 | 283.1073 |  | 126.7702 | 9.588 | 0 | 146.7491 | 0
06.03. | 19 | 284.1412 |  | 126.5605 | 9.588 | 0 | 147.9927 | 0
06.03. | 20 | 282.6831 |  | 125.9314 | 9.588 | 0 | 147.1636 | 0
06.03. | 21 | 282.5782 |  | 125.8266 | 9.588 | 0 | 147.1636 | 0
06.03. | 22 | 282.6734 |  | 125.0926 | 9.588 | 0 | 147.9927 | 0
06.03. | 23 | 284.2243 |  | 124.7781 | 9.588 | 0 | 149.8582 | 0
06.03. | 24 | 279.8643 |  | 124.149 | 9.588 | 0 | 146.1273 | 0
07.03. | 1 | 287.2406 |  | 125.7217 | 9.588 | 0 | 151.9309 | 0
07.03. | 2 | 287.0334 |  | 125.7217 | 9.588 | 0 | 151.7236 | 0
07.03. | 3 | 285.5921 |  | 126.5605 | 9.588 | 0 | 149.4436 | 0
07.03. | 4 | 283.2049 |  | 126.246 | 9.588 | 0 | 147.3709 | 0
07.03. | 5 | 287.0406 |  | 126.3508 | 9.588 | 0 | 151.1018 | 0
07.03. | 6 | 279.5812 |  | 126.5605 | 9.588 | 0 | 143.4327 | 0
07.03. | 7 | 281.9685 |  | 126.875 | 9.588 | 0 | 145.5055 | 0
07.03. | 8 | 282.7927 |  | 126.4557 | 9.588 | 0 | 146.7491 | 0
07.03. | 9 | 282.6903 |  | 126.5605 | 9.588 | 0 | 146.5418 | 0
07.03. | 10 | 278.7279 |  | 124.4636 | 9.588 | 0 | 144.6764 | 0
07.03. | 11 | 286.9116 |  | 124.149 | 9.588 | 0 | 153.1745 | 0
07.03. | 12 | 286.4019 |  | 124.883 | 9.588 | 0 | 151.9309 | 0
07.03. | 13 | 287.0309 |  | 125.512 | 9.588 | 0 | 151.9309 | 0
07.03. | 14 | 284.2412 |  | 126.246 | 9.588 | 0 | 148.4073 | 0
07.03. | 15 | 280.7103 |  | 125.6169 | 9.588 | 0 | 145.5055 | 0
07.03. | 16 | 284.117 |  | 124.4636 | 9.588 | 0 | 150.0655 | 0
07.03. | 17 | 287.1309 |  | 125.1975 | 9.588 | 0 | 152.3455 | 0
07.03. | 18 | 282.771 |  | 124.5684 | 9.588 | 0 | 148.6145 | 0
07.03. | 19 | 284.1436 |  | 126.7702 | 9.588 | 0 | 147.7855 | 0
07.03. | 20 | 287.0406 |  | 126.3508 | 9.588 | 0 | 151.1018 | 0
07.03. | 21 | 285.18 |  | 126.7702 | 9.588 | 0 | 148.8218 | 0
07.03. | 22 | 288.0721 |  | 125.9314 | 9.588 | 0 | 152.5527 | 0
07.03. | 23 | 289.9424 |  | 126.3508 | 9.588 | 0 | 154.0036 | 0
07.03. | 24 | 287.4455 |  | 125.512 | 9.588 | 0 | 152.3455 | 0
08.03. | 1 | 284.763 |  | 126.5605 | 9.588 | 0 | 148.6145 | 0
08.03. | 2 | 288.7036 |  | 126.7702 | 9.588 | 0 | 152.3455 | 0
08.03. | 3 | 288.5012 |  | 127.1896 | 9.588 | 0 | 151.7236 | 0
08.03. | 4 | 287.2503 |  | 126.5605 | 9.588 | 0 | 151.1018 | 0
08.03. | 5 | 288.9133 |  | 126.9799 | 9.588 | 0 | 152.3455 | 0
08.03. | 6 | 284.7655 |  | 126.7702 | 9.588 | 0 | 148.4073 | 0
08.03. | 7 | 282.9049 |  | 127.1896 | 9.588 | 0 | 146.1273 | 0
08.03. | 8 | 279.5812 |  | 126.5605 | 9.588 | 0 | 143.4327 | 0
08.03. | 9 | 282.4879 |  | 126.9799 | 9.588 | 0 | 145.92 | 0
08.03. | 10 | 268.174 |  | 125.9314 | 9.588 | 0 | 132.6545 | 0
08.03. | 11 | 271.4806 |  | 125.0926 | 9.588 | 0 | 136.8 | 0
08.03. | 12 | 273.0316 |  | 124.7781 | 9.588 | 0 | 138.6655 | 0
08.03. | 13 | 273.2388 |  | 124.7781 | 9.588 | 0 | 138.8727 | 0
08.03. | 14 | 270.3394 |  | 124.9878 | 9.588 | 0 | 135.7636 | 0
08.03. | 15 | 270.5443 |  | 124.7781 | 9.588 | 0 | 136.1782 | 0
08.03. | 16 | 271.7782 |  | 123.9393 | 9.588 | 0 | 138.2509 | 0
08.03. | 17 | 273.0243 |  | 124.149 | 9.588 | 0 | 139.2873 | 0
08.03. | 18 | 272 |  | 125.1975 | 9.588 | 0 | 137.2145 | 0
08.03. | 19 | 272.4194 |  | 125.6169 | 9.588 | 0 | 137.2145 | 0
08.03. | 20 | 279.1473 |  | 124.883 | 9.588 | 0 | 144.6764 | 0
08.03. | 21 | 285.8946 |  | 125.8266 | 9.588 | 0 | 150.48 | 0
08.03. | 22 | 286.7091 |  | 124.5684 | 9.588 | 0 | 152.5527 | 0
08.03. | 23 | 284.0146 |  | 124.5684 | 9.588 | 0 | 149.8582 | 0
08.03. | 24 | 282.7782 |  | 125.1975 | 9.588 | 0 | 147.9927 | 0
09.03. | 1 | 284.9582 |  | 125.512 | 9.588 | 0 | 149.8582 | 0
09.03. | 2 | 285.4752 |  | 125.4072 | 9.588 | 0 | 150.48 | 0
09.03. | 3 | 287.1455 |  | 126.4557 | 9.588 | 0 | 151.1018 | 0
09.03. | 4 | 287.9673 |  | 125.8266 | 9.588 | 0 | 152.5527 | 0
09.03. | 5 | 290.04 |  | 125.8266 | 9.588 | 0 | 154.6255 | 0
09.03. | 6 | 288.377 |  | 125.4072 | 9.588 | 0 | 153.3818 | 0
09.03. | 7 | 283.9097 |  | 124.4636 | 9.588 | 0 | 149.8582 | 0
09.03. | 8 | 281.9467 |  | 124.9878 | 9.588 | 0 | 147.3709 | 0
09.03. | 9 | 282.7782 |  | 125.1975 | 9.588 | 0 | 147.9927 | 0
09.03. | 10 | 281.2055 |  | 123.6248 | 9.588 | 0 | 147.9927 | 0
09.03. | 11 | 284.517 |  | 123.2054 | 9.588 | 0 | 151.7236 | 0
09.03. | 12 | 283.5928 |  | 123.9393 | 9.588 | 0 | 150.0655 | 0
09.03. | 13 | 283.6073 |  | 125.1975 | 9.588 | 0 | 148.8218 | 0
09.03. | 14 | 284.2315 |  | 125.4072 | 9.588 | 0 | 149.2364 | 0
09.03. | 15 | 288.2746 |  | 125.512 | 9.588 | 0 | 153.1745 | 0
09.03. | 16 | 283.6073 |  | 125.1975 | 9.588 | 0 | 148.8218 | 0
09.03. | 17 | 285.8873 |  | 125.1975 | 9.588 | 0 | 151.1018 | 0
09.03. | 18 | 290.3497 |  | 125.7217 | 9.588 | 0 | 155.04 | 0
09.03. | 19 | 286.3067 |  | 125.6169 | 9.588 | 0 | 151.1018 | 0
09.03. | 20 | 291.603 |  | 126.5605 | 9.588 | 0 | 155.4545 | 0
09.03. | 21 | 292.8491 |  | 126.7702 | 9.588 | 0 | 156.4909 | 0
09.03. | 22 | 290.7812 |  | 127.1896 | 9.588 | 0 | 154.0036 | 0
09.03. | 23 | 288.377 |  | 125.4072 | 9.588 | 0 | 153.3818 | 0
09.03. | 24 | 284.5437 |  | 125.512 | 9.588 | 0 | 149.4436 | 0
10.03. | 1 | 289.8328 |  | 125.8266 | 9.588 | 0 | 154.4182 | 0
10.03. | 2 | 291.4982 |  | 126.4557 | 9.588 | 0 | 155.4545 | 0
10.03. | 3 | 291.9176 |  | 126.875 | 9.588 | 0 | 155.4545 | 0
10.03. | 4 | 289.7449 |  | 127.1896 | 9.588 | 0 | 152.9673 | 0
10.03. | 5 | 267.7779 |  | 109.5753 | 9.588 | 0 | 148.6145 | 0
10.03. | 6 | 272.2105 |  | 116.4952 | 9.588 | 0 | 146.1273 | 0
10.03. | 7 | 275.0123 |  | 116.8097 | 9.588 | 0 | 148.6145 | 0
10.03. | 8 | 288.1794 |  | 126.246 | 9.588 | 0 | 152.3455 | 0
10.03. | 9 | 283.3121 |  | 126.5605 | 9.588 | 0 | 147.1636 | 0
10.03. | 10 | 282.1637 |  | 125.8266 | 9.588 | 0 | 146.7491 | 0
10.03. | 11 | 273.3509 |  | 125.512 | 9.588 | 0 | 138.2509 | 0
10.03. | 12 | 280.0885 |  | 125.6169 | 9.588 | 0 | 144.8836 | 0
10.03. | 13 | 279.7812 |  | 125.9314 | 9.588 | 0 | 144.2618 | 0
10.03. | 14 | 279.257 |  | 125.4072 | 9.588 | 0 | 144.2618 | 0
10.03. | 15 | 284.9582 |  | 125.512 | 9.588 | 0 | 149.8582 | 0
10.03. | 16 | 285.1727 |  | 126.1411 | 9.588 | 0 | 149.4436 | 0
10.03. | 17 | 285.3776 |  | 125.9314 | 9.588 | 0 | 149.8582 | 0
10.03. | 18 | 285.58 |  | 125.512 | 9.588 | 0 | 150.48 | 0
10.03. | 19 | 285.2631 |  | 124.9878 | 9.588 | 0 | 150.6873 | 0
10.03. | 20 | 281.9419 |  | 124.5684 | 9.588 | 0 | 147.7855 | 0
10.03. | 21 | 282.9782 |  | 124.5684 | 9.588 | 0 | 148.8218 | 0
10.03. | 22 | 284.117 |  | 124.4636 | 9.588 | 0 | 150.0655 | 0
10.03. | 23 | 286.0801 |  | 123.9393 | 9.588 | 0 | 152.5527 | 0
10.03. | 24 | 282.5613 |  | 124.3587 | 9.588 | 0 | 148.6145 | 0
11.03. | 1 | 281.3249 |  | 124.9878 | 9.588 | 0 | 146.7491 | 0
11.03. | 2 | 285.5728 |  | 124.883 | 9.588 | 0 | 151.1018 | 0
11.03. | 3 | 285.6704 |  | 124.3587 | 9.588 | 0 | 151.7236 | 0
11.03. | 4 | 285.4582 |  | 123.9393 | 9.588 | 0 | 151.9309 | 0
11.03. | 5 | 286.9188 |  | 124.7781 | 9.588 | 0 | 152.5527 | 0
11.03. | 6 | 285.151 |  | 124.2539 | 9.588 | 0 | 151.3091 | 0
11.03. | 7 | 285.1655 |  | 125.512 | 9.588 | 0 | 150.0655 | 0
11.03. | 8 | 286.6116 |  | 125.0926 | 9.588 | 0 | 151.9309 | 0
11.03. | 9 | 286.6043 |  | 124.4636 | 9.588 | 0 | 152.5527 | 0
11.03. | 10 | 286.0825 |  | 124.149 | 9.588 | 0 | 152.3455 | 0
11.03. | 11 | 288.0552 |  | 124.4636 | 9.588 | 0 | 154.0036 | 0
11.03. | 12 | 289.7061 |  | 123.8345 | 9.588 | 0 | 156.2836 | 0
11.03. | 13 | 293.1394 |  | 124.9878 | 9.588 | 0 | 158.5636 | 0
11.03. | 14 | 288.16 |  | 124.5684 | 9.588 | 0 | 154.0036 | 0
11.03. | 15 | 292.6152 |  | 124.4636 | 9.588 | 0 | 158.5636 | 0
11.03. | 16 | 290.6546 |  | 125.1975 | 9.588 | 0 | 155.8691 | 0
11.03. | 17 | 290.2304 |  | 124.3587 | 9.588 | 0 | 156.2836 | 0
11.03. | 18 | 291.3934 |  | 126.3508 | 9.588 | 0 | 155.4545 | 0
11.03. | 19 | 291.8006 |  | 125.7217 | 9.588 | 0 | 156.4909 | 0
11.03. | 20 | 288.5625 |  | 123.5199 | 9.588 | 0 | 155.4545 | 0
11.03. | 21 | 292.0934 |  | 124.149 | 9.588 | 0 | 158.3564 | 0
11.03. | 22 | 291.1498 |  | 123.2054 | 9.588 | 0 | 158.3564 | 0
11.03. | 23 | 290.3207 |  | 123.2054 | 9.588 | 0 | 157.5273 | 0
11.03. | 24 | 292.0982 |  | 124.5684 | 9.588 | 0 | 157.9418 | 0
12.03. | 1 | 294.2927 |  | 126.1411 | 9.588 | 0 | 158.5636 | 0
12.03. | 2 | 291.8079 |  | 126.3508 | 9.588 | 0 | 155.8691 | 0
12.03. | 3 | 291.1861 |  | 126.3508 | 9.588 | 0 | 155.2473 | 0
12.03. | 4 | 288.694 |  | 125.9314 | 9.588 | 0 | 153.1745 | 0
12.03. | 5 | 289.7352 |  | 126.3508 | 9.588 | 0 | 153.7964 | 0
12.03. | 6 | 291.6958 |  | 125.6169 | 9.588 | 0 | 156.4909 | 0
12.03. | 7 | 288.2746 |  | 125.512 | 9.588 | 0 | 153.1745 | 0
12.03. | 8 | 293.6661 |  | 125.7217 | 9.588 | 0 | 158.3564 | 0
12.03. | 9 | 294.0855 |  | 126.1411 | 9.588 | 0 | 158.3564 | 0
12.03. | 10 | 292.9297 |  | 124.7781 | 9.588 | 0 | 158.5636 | 0
12.03. | 11 | 291.9982 |  | 124.883 | 9.588 | 0 | 157.5273 | 0
12.03. | 12 | 294.271 |  | 124.2539 | 9.588 | 0 | 160.4291 | 0
12.03. | 13 | 290.0207 |  | 124.149 | 9.588 | 0 | 156.2836 | 0
12.03. | 14 | 287.6237 |  | 122.9957 | 9.588 | 0 | 155.04 | 0
12.03. | 15 | 289.1795 |  | 123.1006 | 9.588 | 0 | 156.4909 | 0
12.03. | 16 | 290.1013 |  | 122.1569 | 9.588 | 0 | 158.3564 | 0
12.03. | 17 | 293.337 |  | 124.149 | 9.588 | 0 | 159.6 | 0
12.03. | 18 | 291.6643 |  | 122.8909 | 9.588 | 0 | 159.1855 | 0
12.03. | 19 | 290.7207 |  | 121.9472 | 9.588 | 0 | 159.1855 | 0
12.03. | 20 | 290.9498 |  | 123.8345 | 9.588 | 0 | 157.5273 | 0
12.03. | 21 | 291.474 |  | 124.3587 | 9.588 | 0 | 157.5273 | 0
12.03. | 22 | 292.3934 |  | 123.2054 | 9.588 | 0 | 159.6 | 0
12.03. | 23 | 293.4346 |  | 123.6248 | 9.588 | 0 | 160.2218 | 0
12.03. | 24 | 294.3758 |  | 124.3587 | 9.588 | 0 | 160.4291 | 0
13.03. | 1 | 294.3928 |  | 125.8266 | 9.588 | 0 | 158.9782 | 0
13.03. | 2 | 290.557 |  | 125.7217 | 9.588 | 0 | 155.2473 | 0
13.03. | 3 | 290.4594 |  | 126.246 | 9.588 | 0 | 154.6255 | 0
13.03. | 4 | 290.4546 |  | 125.8266 | 9.588 | 0 | 155.04 | 0
13.03. | 5 | 287.9673 |  | 125.8266 | 9.588 | 0 | 152.5527 | 0
13.03. | 6 | 285.0534 |  | 124.7781 | 9.588 | 0 | 150.6873 | 0
13.03. | 7 | 287.6382 |  | 124.2539 | 9.588 | 0 | 153.7964 | 0
13.03. | 8 | 285.2485 |  | 123.7296 | 9.588 | 0 | 151.9309 | 0
13.03. | 9 | 291.8837 |  | 123.9393 | 9.588 | 0 | 158.3564 | 0
13.03. | 10 | 293.4346 |  | 123.6248 | 9.588 | 0 | 160.2218 | 0
13.03. | 11 | 290.7401 |  | 123.6248 | 9.588 | 0 | 157.5273 | 0
13.03. | 12 | 291.5692 |  | 123.6248 | 9.588 | 0 | 158.3564 | 0
13.03. | 13 | 272.1136 |  | 108.1075 | 9.588 | 0 | 154.4182 | 0
13.03. | 14 | 285.0098 |  | 121.0036 | 9.588 | 0 | 154.4182 | 0
13.03. | 15 | 292.7152 |  | 124.149 | 9.588 | 0 | 158.9782 | 0
13.03. | 16 | 292.7128 |  | 123.9393 | 9.588 | 0 | 159.1855 | 0
13.03. | 17 | 291.5788 |  | 124.4636 | 9.588 | 0 | 157.5273 | 0
13.03. | 18 | 292.3007 |  | 124.149 | 9.588 | 0 | 158.5636 | 0
13.03. | 19 | 286.0825 |  | 124.149 | 9.588 | 0 | 152.3455 | 0
13.03. | 20 | 291.6982 |  | 125.8266 | 9.588 | 0 | 156.2836 | 0
13.03. | 21 | 292.5273 |  | 125.8266 | 9.588 | 0 | 157.1127 | 0
13.03. | 22 | 288.1673 |  | 125.1975 | 9.588 | 0 | 153.3818 | 0
13.03. | 23 | 287.8407 |  | 123.8345 | 9.588 | 0 | 154.4182 | 0
13.03. | 24 | 287.2188 |  | 123.8345 | 9.588 | 0 | 153.7964 | 0
14.03. | 1 | 287.7528 |  | 125.1975 | 9.588 | 0 | 152.9673 | 0
14.03. | 2 | 286.9285 |  | 125.6169 | 9.588 | 0 | 151.7236 | 0
14.03. | 3 | 281.1249 |  | 125.6169 | 9.588 | 0 | 145.92 | 0
14.03. | 4 | 289.2085 |  | 125.6169 | 9.588 | 0 | 154.0036 | 0
14.03. | 5 | 289.0916 |  | 124.4636 | 9.588 | 0 | 155.04 | 0
14.03. | 6 | 280.0691 |  | 123.9393 | 9.588 | 0 | 146.5418 | 0
14.03. | 7 | 284.4412 |  | 125.6169 | 9.588 | 0 | 149.2364 | 0
14.03. | 8 | 290.5594 |  | 125.9314 | 9.588 | 0 | 155.04 | 0
14.03. | 9 | 288.277 |  | 125.7217 | 9.588 | 0 | 152.9673 | 0
14.03. | 10 | 284.5437 |  | 125.512 | 9.588 | 0 | 149.4436 | 0
14.03. | 11 | 284.2219 |  | 124.5684 | 9.588 | 0 | 150.0655 | 0
14.03. | 12 | 291.6958 |  | 125.6169 | 9.588 | 0 | 156.4909 | 0
14.03. | 13 | 290.557 |  | 125.7217 | 9.588 | 0 | 155.2473 | 0
14.03. | 14 | 289.9279 |  | 125.0926 | 9.588 | 0 | 155.2473 | 0
14.03. | 15 | 285.8946 |  | 125.8266 | 9.588 | 0 | 150.48 | 0
14.03. | 16 | 318.5388 |  | 125.7217 | 9.588 | 0 | 183.2291 | 0
14.03. | 17 | 318.9461 |  | 125.0926 | 9.588 | 0 | 184.2655 | 0
14.03. | 18 | 320.6115 |  | 125.7217 | 9.588 | 0 | 185.3018 | 0
14.03. | 19 | 319.98 |  | 124.883 | 9.588 | 0 | 185.5091 | 0
14.03. | 20 | 319.0509 |  | 125.1975 | 9.588 | 0 | 184.2655 | 0
14.03. | 21 | 319.2582 |  | 125.1975 | 9.588 | 0 | 184.4727 | 0
14.03. | 22 | 317.4589 |  | 121.9472 | 9.588 | 0 | 185.9236 | 0
14.03. | 23 | 313.1037 |  | 121.7375 | 9.588 | 0 | 181.7782 | 0
14.03. | 24 | 313.8304 |  | 121.8424 | 9.588 | 0 | 182.4 | 0
15.03. | 1 | 317.0468 |  | 122.1569 | 9.588 | 0 | 185.3018 | 0
15.03. | 2 | 319.751 |  | 122.9957 | 9.588 | 0 | 187.1673 | 0
15.03. | 3 | 318.0928 |  | 122.9957 | 9.588 | 0 | 185.5091 | 0
15.03. | 4 | 317.5758 |  | 123.1006 | 9.588 | 0 | 184.8873 | 0
15.03. | 5 | 313.0207 |  | 123.5199 | 9.588 | 0 | 179.9127 | 0
15.03. | 6 | 315.0886 |  | 123.1006 | 9.588 | 0 | 182.4 | 0
15.03. | 7 | 312.911 |  | 122.9957 | 9.588 | 0 | 180.3273 | 0
15.03. | 8 | 311.7625 |  | 122.2618 | 9.588 | 0 | 179.9127 | 0
15.03. | 9 | 310.5334 |  | 123.5199 | 9.588 | 0 | 177.4255 | 0
15.03. | 10 | 309.2752 |  | 122.2618 | 9.588 | 0 | 177.4255 | 0
15.03. | 11 | 307.7195 |  | 122.1569 | 9.588 | 0 | 175.9745 | 0
15.03. | 12 | 300.8439 |  | 110.0996 | 9.588 | 0 | 181.1564 | 0
15.03. | 13 | 301.0681 |  | 111.5674 | 9.588 | 0 | 179.9127 | 0
15.03. | 14 | 311.6729 |  | 114.5031 | 9.588 | 0 | 187.5818 | 0
15.03. | 15 | 318.8856 |  | 119.8503 | 9.588 | 0 | 189.4473 | 0
15.03. | 16 | 319.1171 |  | 121.9472 | 9.588 | 0 | 187.5818 | 0
15.03. | 17 | 320.7946 |  | 123.6248 | 9.588 | 0 | 187.5818 | 0
15.03. | 18 | 318.0952 |  | 123.2054 | 9.588 | 0 | 185.3018 | 0
15.03. | 19 | 320.3752 |  | 123.2054 | 9.588 | 0 | 187.5818 | 0
15.03. | 20 | 319.6486 |  | 123.1006 | 9.588 | 0 | 186.96 | 0
15.03. | 21 | 315.6128 |  | 123.6248 | 9.588 | 0 | 182.4 | 0
15.03. | 22 | 316.5467 |  | 123.7296 | 9.588 | 0 | 183.2291 | 0
15.03. | 23 | 318.5146 |  | 123.6248 | 9.588 | 0 | 185.3018 | 0
15.03. | 24 | 320.0679 |  | 123.5199 | 9.588 | 0 | 186.96 | 0
16.03. | 1 | 322.3552 |  | 124.149 | 9.588 | 0 | 188.6182 | 0
16.03. | 2 | 321.7285 |  | 123.7296 | 9.588 | 0 | 188.4109 | 0
16.03. | 3 | 321.0116 |  | 124.4636 | 9.588 | 0 | 186.96 | 0
16.03. | 4 | 320.08 |  | 124.5684 | 9.588 | 0 | 185.9236 | 0
16.03. | 5 | 321.7431 |  | 124.9878 | 9.588 | 0 | 187.1673 | 0
16.03. | 6 | 319.0364 |  | 123.9393 | 9.588 | 0 | 185.5091 | 0
16.03. | 7 | 319.551 |  | 123.6248 | 9.588 | 0 | 186.3382 | 0
16.03. | 8 | 313.6522 |  | 124.3587 | 9.588 | 0 | 179.7055 | 0
16.03. | 9 | 311.8746 |  | 122.9957 | 9.588 | 0 | 179.2909 | 0
16.03. | 10 | 313.3207 |  | 122.5763 | 9.588 | 0 | 181.1564 | 0
16.03. | 11 | 310.8334 |  | 122.5763 | 9.588 | 0 | 178.6691 | 0
16.03. | 12 | 315.5958 |  | 122.1569 | 9.588 | 0 | 183.8509 | 0
16.03. | 13 | 316.4274 |  | 122.3666 | 9.588 | 0 | 184.4727 | 0
16.03. | 14 | 317.654 |  | 120.8988 | 9.588 | 0 | 187.1673 | 0
16.03. | 15 | 314.4474 |  | 121.423 | 9.588 | 0 | 183.4364 | 0
16.03. | 16 | 312.9916 |  | 121.0036 | 9.588 | 0 | 182.4 | 0
16.03. | 17 | 316.825 |  | 120.8988 | 9.588 | 0 | 186.3382 | 0
16.03. | 18 | 320.8825 |  | 122.2618 | 9.588 | 0 | 189.0327 | 0
16.03. | 19 | 318.9122 |  | 122.1569 | 9.588 | 0 | 187.1673 | 0
16.03. | 20 | 319.851 |  | 122.6812 | 9.588 | 0 | 187.5818 | 0
16.03. | 21 | 320.8873 |  | 122.6812 | 9.588 | 0 | 188.6182 | 0
16.03. | 22 | 320.468 |  | 122.2618 | 9.588 | 0 | 188.6182 | 0
16.03. | 23 | 319.8461 |  | 122.2618 | 9.588 | 0 | 187.9964 | 0
16.03. | 24 | 318.5928 |  | 121.423 | 9.588 | 0 | 187.5818 | 0
17.03. | 1 | 320.9116 |  | 124.7781 | 9.588 | 0 | 186.5455 | 0
17.03. | 2 | 322.3722 |  | 125.6169 | 9.588 | 0 | 187.1673 | 0
17.03. | 3 | 320.9188 |  | 125.4072 | 9.588 | 0 | 185.9236 | 0
17.03. | 4 | 317.0589 |  | 123.2054 | 9.588 | 0 | 184.2655 | 0
17.03. | 5 | 318.9606 |  | 126.3508 | 9.588 | 0 | 183.0218 | 0
17.03. | 6 | 318.5485 |  | 126.5605 | 9.588 | 0 | 182.4 | 0
17.03. | 7 | 315.0152 |  | 125.7217 | 9.588 | 0 | 179.7055 | 0
17.03. | 8 | 314.7006 |  | 125.4072 | 9.588 | 0 | 179.7055 | 0
17.03. | 9 | 317.8073 |  | 125.1975 | 9.588 | 0 | 183.0218 | 0
17.03. | 10 | 312.4158 |  | 124.9878 | 9.588 | 0 | 177.84 | 0
17.03. | 11 | 318.4219 |  | 124.5684 | 9.588 | 0 | 184.2655 | 0
17.03. | 12 | 319.98 |  | 124.883 | 9.588 | 0 | 185.5091 | 0
17.03. | 13 | 320.1946 |  | 125.512 | 9.588 | 0 | 185.0945 | 0
17.03. | 14 | 317.1928 |  | 125.8266 | 9.588 | 0 | 181.7782 | 0
17.03. | 15 | 318.1291 |  | 126.1411 | 9.588 | 0 | 182.4 | 0
17.03. | 16 | 315.5322 |  | 125.6169 | 9.588 | 0 | 180.3273 | 0
17.03. | 17 | 321.2334 |  | 125.7217 | 9.588 | 0 | 185.9236 | 0
17.03. | 18 | 321.243 |  | 126.5605 | 9.588 | 0 | 185.0945 | 0
17.03. | 19 | 322.2818 |  | 126.7702 | 9.588 | 0 | 185.9236 | 0
17.03. | 20 | 320.0091 |  | 127.3993 | 9.588 | 0 | 183.0218 | 0
17.03. | 21 | 320.7212 |  | 126.246 | 9.588 | 0 | 184.8873 | 0
17.03. | 22 | 324.4594 |  | 126.875 | 9.588 | 0 | 187.9964 | 0
17.03. | 23 | 320.9285 |  | 126.246 | 9.588 | 0 | 185.0945 | 0
17.03. | 24 | 317.7 |  | 124.883 | 9.588 | 0 | 183.2291 | 0
18.03. | 1 | 318.8461 |  | 125.4072 | 9.588 | 0 | 183.8509 | 0
18.03. | 2 | 315.9346 |  | 124.5684 | 9.588 | 0 | 181.7782 | 0
18.03. | 3 | 301.2511 |  | 111.3358 | 9.588 | 0 | 180.3273 | 0
18.03. | 4 | 316.4734 |  | 126.3508 | 9.588 | 0 | 180.5345 | 0
18.03. | 5 | 315.1273 |  | 126.4557 | 9.588 | 0 | 179.0836 | 0
18.03. | 6 | 318.3388 |  | 126.3508 | 9.588 | 0 | 182.4 | 0
18.03. | 7 | 317.8364 |  | 127.7138 | 9.588 | 0 | 180.5345 | 0
18.03. | 8 | 320.4188 |  | 126.9799 | 9.588 | 0 | 183.8509 | 0
18.03. | 9 | 321.2527 |  | 127.3993 | 9.588 | 0 | 184.2655 | 0
18.03. | 10 | 323.0109 |  | 127.0847 | 9.588 | 0 | 186.3382 | 0
18.03. | 11 | 323.0037 |  | 126.4557 | 9.588 | 0 | 186.96 | 0
18.03. | 12 | 325.5934 |  | 126.3508 | 9.588 | 0 | 189.6545 | 0
18.03. | 13 | 324.557 |  | 126.3508 | 9.588 | 0 | 188.6182 | 0
18.03. | 14 | 322.8964 |  | 126.1411 | 9.588 | 0 | 187.1673 | 0
18.03. | 15 | 323.6255 |  | 126.4557 | 9.588 | 0 | 187.5818 | 0
18.03. | 16 | 318.3388 |  | 126.3508 | 9.588 | 0 | 182.4 | 0
18.03. | 17 | 324.557 |  | 126.3508 | 9.588 | 0 | 188.6182 | 0
18.03. | 18 | 320.9237 |  | 125.8266 | 9.588 | 0 | 185.5091 | 0
18.03. | 19 | 320.2946 |  | 125.1975 | 9.588 | 0 | 185.5091 | 0
18.03. | 20 | 324.2328 |  | 125.1975 | 9.588 | 0 | 189.4473 | 0
18.03. | 21 | 319.7752 |  | 125.0926 | 9.588 | 0 | 185.0945 | 0
18.03. | 22 | 325.6813 |  | 124.9878 | 9.588 | 0 | 191.1055 | 0
18.03. | 23 | 323.6037 |  | 124.5684 | 9.588 | 0 | 189.4473 | 0
18.03. | 24 | 319.3534 |  | 124.4636 | 9.588 | 0 | 185.3018 | 0
19.03. | 1 | 323.1964 |  | 125.1975 | 9.588 | 0 | 188.4109 | 0
19.03. | 2 | 325.1643 |  | 125.0926 | 9.588 | 0 | 190.4836 | 0
19.03. | 3 | 321.0237 |  | 125.512 | 9.588 | 0 | 185.9236 | 0
19.03. | 4 | 320.0873 |  | 125.1975 | 9.588 | 0 | 185.3018 | 0
19.03. | 5 | 318.8413 |  | 124.9878 | 9.588 | 0 | 184.2655 | 0
19.03. | 6 | 319.8776 |  | 124.9878 | 9.588 | 0 | 185.3018 | 0
19.03. | 7 | 319.0509 |  | 125.1975 | 9.588 | 0 | 184.2655 | 0
19.03. | 8 | 322.477 |  | 125.7217 | 9.588 | 0 | 187.1673 | 0
19.03. | 9 | 326.4224 |  | 126.3508 | 9.588 | 0 | 190.4836 | 0
19.03. | 10 | 315.737 |  | 125.4072 | 9.588 | 0 | 180.7418 | 0
19.03. | 11 | 321.0237 |  | 125.512 | 9.588 | 0 | 185.9236 | 0
19.03. | 12 | 324.7183 |  | 122.3666 | 9.588 | 0 | 192.7636 | 0
19.03. | 13 | 329.3194 |  | 125.9314 | 9.588 | 0 | 193.8 | 0
19.03. | 14 | 326.0031 |  | 125.9314 | 9.588 | 0 | 190.4836 | 0
19.03. | 15 | 324.8473 |  | 124.5684 | 9.588 | 0 | 190.6909 | 0
19.03. | 16 | 325.4716 |  | 124.7781 | 9.588 | 0 | 191.1055 | 0
19.03. | 17 | 323.7061 |  | 124.4636 | 9.588 | 0 | 189.6545 | 0
19.03. | 18 | 321.6334 |  | 124.4636 | 9.588 | 0 | 187.5818 | 0
19.03. | 19 | 319.9389 |  | 121.3182 | 9.588 | 0 | 189.0327 | 0
19.03. | 20 | 326.5079 |  | 124.7781 | 9.588 | 0 | 192.1418 | 0
19.03. | 21 | 326.3055 |  | 125.1975 | 9.588 | 0 | 191.52 | 0
19.03. | 22 | 321.0995 |  | 123.1006 | 9.588 | 0 | 188.4109 | 0
19.03. | 23 | 321.0043 |  | 123.8345 | 9.588 | 0 | 187.5818 | 0
19.03. | 24 | 326.8225 |  | 125.0926 | 9.588 | 0 | 192.1418 | 0
20.03. | 1 | 324.3473 |  | 126.1411 | 9.588 | 0 | 188.6182 | 0
20.03. | 2 | 321.3309 |  | 125.1975 | 9.588 | 0 | 186.5455 | 0
20.03. | 3 | 324.1376 |  | 125.9314 | 9.588 | 0 | 188.6182 | 0
20.03. | 4 | 321.96 |  | 125.8266 | 9.588 | 0 | 186.5455 | 0
20.03. | 5 | 318.8558 |  | 126.246 | 9.588 | 0 | 183.0218 | 0
20.03. | 6 | 314.2861 |  | 125.4072 | 9.588 | 0 | 179.2909 | 0
20.03. | 7 | 319.1655 |  | 126.1411 | 9.588 | 0 | 183.4364 | 0
20.03. | 8 | 318.2122 |  | 124.3587 | 9.588 | 0 | 184.2655 | 0
20.03. | 9 | 313.9473 |  | 122.9957 | 9.588 | 0 | 181.3636 | 0
20.03. | 10 | 311.0455 |  | 122.9957 | 9.588 | 0 | 178.4618 | 0
20.03. | 11 | 313.6425 |  | 123.5199 | 9.588 | 0 | 180.5345 | 0
20.03. | 12 | 311.0528 |  | 123.6248 | 9.588 | 0 | 177.84 | 0
20.03. | 13 | 313.8352 |  | 122.2618 | 9.588 | 0 | 181.9855 | 0
20.03. | 14 | 316.2419 |  | 124.2539 | 9.588 | 0 | 182.4 | 0
20.03. | 15 | 316.9685 |  | 124.3587 | 9.588 | 0 | 183.0218 | 0
20.03. | 16 | 320.6898 |  | 123.5199 | 9.588 | 0 | 187.5818 | 0
20.03. | 17 | 320.7019 |  | 124.5684 | 9.588 | 0 | 186.5455 | 0
20.03. | 18 | 319.4461 |  | 123.5199 | 9.588 | 0 | 186.3382 | 0
20.03. | 19 | 318.1073 |  | 124.2539 | 9.588 | 0 | 184.2655 | 0
20.03. | 20 | 319.3461 |  | 123.8345 | 9.588 | 0 | 185.9236 | 0
20.03. | 21 | 318.0025 |  | 124.149 | 9.588 | 0 | 184.2655 | 0
20.03. | 22 | 316.954 |  | 123.1006 | 9.588 | 0 | 184.2655 | 0
20.03. | 23 | 315.7176 |  | 123.7296 | 9.588 | 0 | 182.4 | 0
20.03. | 24 | 317.1613 |  | 123.1006 | 9.588 | 0 | 184.4727 | 0
21.03. | 1 | 315.9346 |  | 124.5684 | 9.588 | 0 | 181.7782 | 0
21.03. | 2 | 314.6006 |  | 125.7217 | 9.588 | 0 | 179.2909 | 0
21.03. | 3 | 314.8127 |  | 126.1411 | 9.588 | 0 | 179.0836 | 0
21.03. | 4 | 313.157 |  | 126.3508 | 9.588 | 0 | 177.2182 | 0
21.03. | 5 | 312.5352 |  | 126.3508 | 9.588 | 0 | 176.5964 | 0
21.03. | 6 | 313.5667 |  | 125.9314 | 9.588 | 0 | 178.0473 | 0
21.03. | 7 | 316.7782 |  | 125.8266 | 9.588 | 0 | 181.3636 | 0
21.03. | 8 | 318.1291 |  | 126.1411 | 9.588 | 0 | 182.4 | 0
21.03. | 9 | 316.1491 |  | 125.1975 | 9.588 | 0 | 181.3636 | 0
21.03. | 10 | 315.4152 |  | 124.4636 | 9.588 | 0 | 181.3636 | 0
21.03. | 11 | 311.5915 |  | 125.4072 | 9.588 | 0 | 176.5964 | 0
21.03. | 12 | 314.3837 |  | 124.883 | 9.588 | 0 | 179.9127 | 0
21.03. | 13 | 308.8801 |  | 123.9393 | 9.588 | 0 | 175.3527 | 0
21.03. | 14 | 308.6607 |  | 122.8909 | 9.588 | 0 | 176.1818 | 0
21.03. | 15 | 314.8668 |  | 121.8424 | 9.588 | 0 | 183.4364 | 0
21.03. | 16 | 314.5716 |  | 123.2054 | 9.588 | 0 | 181.7782 | 0
21.03. | 17 | 311.0601 |  | 124.2539 | 9.588 | 0 | 177.2182 | 0
21.03. | 18 | 308.4704 |  | 124.3587 | 9.588 | 0 | 174.5236 | 0
21.03. | 19 | 317.5928 |  | 124.5684 | 9.588 | 0 | 183.4364 | 0
21.03. | 20 | 318.5316 |  | 125.0926 | 9.588 | 0 | 183.8509 | 0
21.03. | 21 | 317.1976 |  | 126.246 | 9.588 | 0 | 181.3636 | 0
21.03. | 22 | 320.4067 |  | 125.9314 | 9.588 | 0 | 184.8873 | 0
21.03. | 23 | 322.2673 |  | 125.512 | 9.588 | 0 | 187.1673 | 0
21.03. | 24 | 318.9509 |  | 125.512 | 9.588 | 0 | 183.8509 | 0
22.03. | 1 | 321.5431 |  | 125.6169 | 9.588 | 0 | 186.3382 | 0
22.03. | 2 | 321.6455 |  | 125.512 | 9.588 | 0 | 186.5455 | 0
22.03. | 3 | 314.0764 |  | 125.1975 | 9.588 | 0 | 179.2909 | 0
22.03. | 4 | 314.4958 |  | 125.6169 | 9.588 | 0 | 179.2909 | 0
22.03. | 5 | 312.5279 |  | 125.7217 | 9.588 | 0 | 177.2182 | 0
22.03. | 6 | 313.5618 |  | 125.512 | 9.588 | 0 | 178.4618 | 0
22.03. | 7 | 311.7988 |  | 125.4072 | 9.588 | 0 | 176.8036 | 0
22.03. | 8 | 294.7693 |  | 113.5595 | 9.588 | 0 | 171.6218 | 0
22.03. | 9 | 291.8844 |  | 115.0274 | 9.588 | 0 | 167.2691 | 0
22.03. | 10 | 295.071 |  | 121.7375 | 9.588 | 0 | 163.7455 | 0
22.03. | 11 | 300.1504 |  | 121.8424 | 9.588 | 0 | 168.72 | 0
22.03. | 12 | 301.7207 |  | 123.2054 | 9.588 | 0 | 168.9273 | 0
22.03. | 13 | 292.0789 |  | 122.8909 | 9.588 | 0 | 159.6 | 0
22.03. | 14 | 306.2734 |  | 122.5763 | 9.588 | 0 | 174.1091 | 0
22.03. | 15 | 311.7649 |  | 122.4715 | 9.588 | 0 | 179.7055 | 0
22.03. | 16 | 310.731 |  | 122.6812 | 9.588 | 0 | 178.4618 | 0
22.03. | 17 | 314.0595 |  | 123.7296 | 9.588 | 0 | 180.7418 | 0
22.03. | 18 | 316.9589 |  | 123.5199 | 9.588 | 0 | 183.8509 | 0
22.03. | 19 | 316.7492 |  | 123.3102 | 9.588 | 0 | 183.8509 | 0
22.03. | 20 | 317.1637 |  | 123.3102 | 9.588 | 0 | 184.2655 | 0
22.03. | 21 | 314.674 |  | 123.1006 | 9.588 | 0 | 181.9855 | 0
22.03. | 22 | 317.8855 |  | 122.9957 | 9.588 | 0 | 185.3018 | 0
22.03. | 23 | 317.2589 |  | 122.5763 | 9.588 | 0 | 185.0945 | 0
22.03. | 24 | 317.7783 |  | 122.6812 | 9.588 | 0 | 185.5091 | 0
23.03. | 1 | 316.5467 |  | 123.7296 | 9.588 | 0 | 183.2291 | 0
23.03. | 2 | 316.7709 |  | 125.1975 | 9.588 | 0 | 181.9855 | 0
23.03. | 3 | 288.2427 |  | 99.5711 | 9.588 | 0 | 179.0836 | 0
23.03. | 4 | 314.9031 |  | 124.9878 | 9.588 | 0 | 180.3273 | 0
23.03. | 5 | 310.3406 |  | 124.7781 | 9.588 | 0 | 175.9745 | 0
23.03. | 6 | 307.7437 |  | 124.2539 | 9.588 | 0 | 173.9018 | 0
23.03. | 7 | 308.8946 |  | 125.1975 | 9.588 | 0 | 174.1091 | 0
23.03. | 8 | 309.3067 |  | 124.9878 | 9.588 | 0 | 174.7309 | 0
23.03. | 9 | 308.5655 |  | 123.6248 | 9.588 | 0 | 175.3527 | 0
23.03. | 10 | 310.631 |  | 122.9957 | 9.588 | 0 | 178.0473 | 0
23.03. | 11 | 311.0383 |  | 122.3666 | 9.588 | 0 | 179.0836 | 0
23.03. | 12 | 309.6946 |  | 122.6812 | 9.588 | 0 | 177.4255 | 0
23.03. | 13 | 305.4419 |  | 122.3666 | 9.588 | 0 | 173.4873 | 0
23.03. | 14 | 309.7922 |  | 122.1569 | 9.588 | 0 | 178.0473 | 0
23.03. | 15 | 313.5207 |  | 121.9472 | 9.588 | 0 | 181.9855 | 0
23.03. | 16 | 310.9407 |  | 122.8909 | 9.588 | 0 | 178.4618 | 0
23.03. | 17 | 309.9116 |  | 123.5199 | 9.588 | 0 | 176.8036 | 0
23.03. | 18 | 315.0958 |  | 123.7296 | 9.588 | 0 | 181.7782 | 0
23.03. | 19 | 304.9419 |  | 123.9393 | 9.588 | 0 | 171.4145 | 0
23.03. | 20 | 322.9867 |  | 124.9878 | 9.588 | 0 | 188.4109 | 0
23.03. | 21 | 327.6661 |  | 126.3508 | 9.588 | 0 | 191.7273 | 0
23.03. | 22 | 329.1218 |  | 126.7702 | 9.588 | 0 | 192.7636 | 0
23.03. | 23 | 327.2467 |  | 125.9314 | 9.588 | 0 | 191.7273 | 0
23.03. | 24 | 323.3255 |  | 127.3993 | 9.588 | 0 | 186.3382 | 0
24.03. | 1 | 323.9545 |  | 128.0284 | 9.588 | 0 | 186.3382 | 0
24.03. | 2 | 320.0067 |  | 127.1896 | 9.588 | 0 | 183.2291 | 0
24.03. | 3 | 319.5873 |  | 126.7702 | 9.588 | 0 | 183.2291 | 0
24.03. | 4 | 320.5236 |  | 127.0847 | 9.588 | 0 | 183.8509 | 0
24.03. | 5 | 318.4558 |  | 127.5041 | 9.588 | 0 | 181.3636 | 0
24.03. | 6 | 311.6891 |  | 124.883 | 9.588 | 0 | 177.2182 | 0
24.03. | 7 | 309.397 |  | 123.8345 | 9.588 | 0 | 175.9745 | 0
24.03. | 8 | 306.3807 |  | 122.8909 | 9.588 | 0 | 173.9018 | 0
24.03. | 9 | 313.4013 |  | 120.5842 | 9.588 | 0 | 183.2291 | 0
24.03. | 10 | 317.1371 |  | 121.0036 | 9.588 | 0 | 186.5455 | 0
24.03. | 11 | 317.0104 |  | 119.0115 | 9.588 | 0 | 188.4109 | 0
24.03. | 12 | 308.9711 |  | 113.874 | 9.588 | 0 | 185.5091 | 0
24.03. | 13 | 318.5001 |  | 122.3666 | 9.588 | 0 | 186.5455 | 0
24.03. | 14 | 320.8825 |  | 122.2618 | 9.588 | 0 | 189.0327 | 0
24.03. | 15 | 324.0892 |  | 121.7375 | 9.588 | 0 | 192.7636 | 0
24.03. | 16 | 325.657 |  | 122.8909 | 9.588 | 0 | 193.1782 | 0
24.03. | 17 | 327.5322 |  | 123.7296 | 9.588 | 0 | 194.2145 | 0
24.03. | 18 | 328.0637 |  | 124.883 | 9.588 | 0 | 193.5927 | 0
24.03. | 19 | 327.4515 |  | 125.7217 | 9.588 | 0 | 192.1418 | 0
24.03. | 20 | 323.7206 |  | 125.7217 | 9.588 | 0 | 188.4109 | 0
24.03. | 21 | 325.3837 |  | 126.1411 | 9.588 | 0 | 189.6545 | 0
24.03. | 22 | 321.8673 |  | 126.7702 | 9.588 | 0 | 185.5091 | 0
24.03. | 23 | 327.354 |  | 126.246 | 9.588 | 0 | 191.52 | 0
24.03. | 24 | 324.7667 |  | 126.5605 | 9.588 | 0 | 188.6182 | 0
25.03. | 1 | 328.3024 |  | 127.609 | 9.588 | 0 | 191.1055 | 0
25.03. | 2 | 326.6418 |  | 127.3993 | 9.588 | 0 | 189.6545 | 0
25.03. | 3 | 321.8745 |  | 127.3993 | 9.588 | 0 | 184.8873 | 0
25.03. | 4 | 323.8473 |  | 127.7138 | 9.588 | 0 | 186.5455 | 0
25.03. | 5 | 320.0091 |  | 127.3993 | 9.588 | 0 | 183.0218 | 0
25.03. | 6 | 318.3509 |  | 127.3993 | 9.588 | 0 | 181.3636 | 0
25.03. | 7 | 322.5964 |  | 127.0847 | 9.588 | 0 | 185.9236 | 0
25.03. | 8 | 328.7097 |  | 126.9799 | 9.588 | 0 | 192.1418 | 0
25.03. | 9 | 327.7782 |  | 127.0847 | 9.588 | 0 | 191.1055 | 0
25.03. | 10 | 325.2667 |  | 124.9878 | 9.588 | 0 | 190.6909 | 0
25.03. | 11 | 327.137 |  | 125.4072 | 9.588 | 0 | 192.1418 | 0
25.03. | 12 | 323.8134 |  | 124.7781 | 9.588 | 0 | 189.4473 | 0
25.03. | 13 | 323.811 |  | 124.5684 | 9.588 | 0 | 189.6545 | 0
25.03. | 14 | 323.5892 |  | 123.3102 | 9.588 | 0 | 190.6909 | 0
25.03. | 15 | 328.0419 |  | 122.9957 | 9.588 | 0 | 195.4582 | 0
25.03. | 16 | 330.1291 |  | 124.2539 | 9.588 | 0 | 196.2873 | 0
25.03. | 17 | 325.257 |  | 124.149 | 9.588 | 0 | 191.52 | 0
25.03. | 18 | 325.2619 |  | 124.5684 | 9.588 | 0 | 191.1055 | 0
25.03. | 19 | 322.9867 |  | 124.9878 | 9.588 | 0 | 188.4109 | 0
25.03. | 20 | 324.557 |  | 126.3508 | 9.588 | 0 | 188.6182 | 0
25.03. | 21 | 324.3497 |  | 126.3508 | 9.588 | 0 | 188.4109 | 0
25.03. | 22 | 327.8758 |  | 126.5605 | 9.588 | 0 | 191.7273 | 0
25.03. | 23 | 326.7104 |  | 124.3587 | 9.588 | 0 | 192.7636 | 0
25.03. | 24 | 325.0594 |  | 124.9878 | 9.588 | 0 | 190.4836 | 0
26.03. | 1 | 322.2625 |  | 125.0926 | 9.588 | 0 | 187.5818 | 0
26.03. | 2 | 319.3534 |  | 124.4636 | 9.588 | 0 | 185.3018 | 0
26.03. | 3 | 321.9528 |  | 125.1975 | 9.588 | 0 | 187.1673 | 0
26.03. | 4 | 322.1625 |  | 125.4072 | 9.588 | 0 | 187.1673 | 0
26.03. | 5 | 317.4879 |  | 124.4636 | 9.588 | 0 | 183.4364 | 0
26.03. | 6 | 318.7364 |  | 124.883 | 9.588 | 0 | 184.2655 | 0
26.03. | 7 | 318.7509 |  | 126.1411 | 9.588 | 0 | 183.0218 | 0
26.03. | 8 | 321.7431 |  | 124.9878 | 9.588 | 0 | 187.1673 | 0
26.03. | 9 | 323.3061 |  | 125.7217 | 9.588 | 0 | 187.9964 | 0
26.03. | 10 | 318.117 |  | 125.0926 | 9.588 | 0 | 183.4364 | 0
26.03. | 11 | 319.4606 |  | 124.7781 | 9.588 | 0 | 185.0945 | 0
26.03. | 12 | 325.674 |  | 124.3587 | 9.588 | 0 | 191.7273 | 0
26.03. | 13 | 328.3613 |  | 123.7296 | 9.588 | 0 | 195.0436 | 0
26.03. | 14 | 328.0492 |  | 123.6248 | 9.588 | 0 | 194.8364 | 0
26.03. | 15 | 325.9764 |  | 123.6248 | 9.588 | 0 | 192.7636 | 0
26.03. | 16 | 323.394 |  | 124.3587 | 9.588 | 0 | 189.4473 | 0
26.03. | 17 | 323.6085 |  | 124.9878 | 9.588 | 0 | 189.0327 | 0
26.03. | 18 | 320.0897 |  | 125.4072 | 9.588 | 0 | 185.0945 | 0
26.03. | 19 | 319.7897 |  | 126.3508 | 9.588 | 0 | 183.8509 | 0
26.03. | 20 | 323.1012 |  | 125.9314 | 9.588 | 0 | 187.5818 | 0
26.03. | 21 | 318.4315 |  | 125.4072 | 9.588 | 0 | 183.4364 | 0
26.03. | 22 | 321.3309 |  | 125.1975 | 9.588 | 0 | 186.5455 | 0
26.03. | 23 | 319.5728 |  | 125.512 | 9.588 | 0 | 184.4727 | 0
26.03. | 24 | 321.4552 |  | 126.9799 | 9.588 | 0 | 184.8873 | 0
27.03. | 1 | 320.4188 |  | 126.9799 | 9.588 | 0 | 183.8509 | 0
27.03. | 2 | 321.7528 |  | 125.8266 | 9.588 | 0 | 186.3382 | 0
27.03. | 3 | 319.7897 |  | 126.3508 | 9.588 | 0 | 183.8509 | 0
27.03. | 4 | 313.9716 |  | 125.0926 | 9.588 | 0 | 179.2909 | 0
27.03. | 5 | 313.7788 |  | 126.3508 | 9.588 | 0 | 177.84 | 0
27.03. | 6 | 313.7715 |  | 125.7217 | 9.588 | 0 | 178.4618 | 0
27.03. | 7 | 324.3473 |  | 126.1411 | 9.588 | 0 | 188.6182 | 0
27.03. | 8 | 316.8855 |  | 126.1411 | 9.588 | 0 | 181.1564 | 0
27.03. | 9 | 314.0764 |  | 125.1975 | 9.588 | 0 | 179.2909 | 0
27.03. | 10 | 317.2807 |  | 124.4636 | 9.588 | 0 | 183.2291 | 0
27.03. | 11 | 311.177 |  | 125.4072 | 9.588 | 0 | 176.1818 | 0
27.03. | 12 | 312.6303 |  | 125.6169 | 9.588 | 0 | 177.4255 | 0
27.03. | 13 | 313.1497 |  | 125.7217 | 9.588 | 0 | 177.84 | 0
27.03. | 14 | 316.3685 |  | 126.246 | 9.588 | 0 | 180.5345 | 0
27.03. | 15 | 317.4928 |  | 124.883 | 9.588 | 0 | 183.0218 | 0
27.03. | 16 | 317.0734 |  | 124.4636 | 9.588 | 0 | 183.0218 | 0
27.03. | 17 | 316.1491 |  | 125.1975 | 9.588 | 0 | 181.3636 | 0
27.03. | 18 | 314.4885 |  | 124.9878 | 9.588 | 0 | 179.9127 | 0
27.03. | 19 | 318.0291 |  | 126.4557 | 9.588 | 0 | 181.9855 | 0
27.03. | 20 | 323.1158 |  | 127.1896 | 9.588 | 0 | 186.3382 | 0
27.03. | 21 | 318.2219 |  | 125.1975 | 9.588 | 0 | 183.4364 | 0
27.03. | 22 | 318.7485 |  | 125.9314 | 9.588 | 0 | 183.2291 | 0
27.03. | 23 | 321.9794 |  | 127.5041 | 9.588 | 0 | 184.8873 | 0
27.03. | 24 | 319.3873 |  | 127.3993 | 9.588 | 0 | 182.4 | 0
28.03. | 1 | 323.5255 |  | 126.7702 | 9.588 | 0 | 187.1673 | 0
28.03. | 2 | 319.0727 |  | 127.0847 | 9.588 | 0 | 182.4 | 0
28.03. | 3 | 318.3509 |  | 127.3993 | 9.588 | 0 | 181.3636 | 0
28.03. | 4 | 310.5649 |  | 126.246 | 9.588 | 0 | 174.7309 | 0
28.03. | 5 | 314.8176 |  | 126.5605 | 9.588 | 0 | 178.6691 | 0
28.03. | 6 | 306.6025 |  | 124.149 | 9.588 | 0 | 172.8655 | 0
28.03. | 7 | 312.7424 |  | 126.3508 | 9.588 | 0 | 176.8036 | 0
28.03. | 8 | 308.2994 |  | 127.5041 | 9.588 | 0 | 171.2073 | 0
28.03. | 9 | 312.9521 |  | 126.5605 | 9.588 | 0 | 176.8036 | 0
28.03. | 10 | 316.8782 |  | 125.512 | 9.588 | 0 | 181.7782 | 0
28.03. | 11 | 315.7249 |  | 124.3587 | 9.588 | 0 | 181.7782 | 0
28.03. | 12 | 312.0916 |  | 123.8345 | 9.588 | 0 | 178.6691 | 0
28.03. | 13 | 309.5019 |  | 123.9393 | 9.588 | 0 | 175.9745 | 0
28.03. | 14 | 310.8407 |  | 123.2054 | 9.588 | 0 | 178.0473 | 0
28.03. | 15 | 309.3825 |  | 122.5763 | 9.588 | 0 | 177.2182 | 0
28.03. | 16 | 307.8171 |  | 121.6327 | 9.588 | 0 | 176.5964 | 0
28.03. | 17 | 310.7286 |  | 122.4715 | 9.588 | 0 | 178.6691 | 0
28.03. | 18 | 311.2625 |  | 123.8345 | 9.588 | 0 | 177.84 | 0
28.03. | 19 | 312.8352 |  | 125.4072 | 9.588 | 0 | 177.84 | 0
28.03. | 20 | 318.7461 |  | 125.7217 | 9.588 | 0 | 183.4364 | 0
28.03. | 21 | 316.4516 |  | 124.4636 | 9.588 | 0 | 182.4 | 0
28.03. | 22 | 311.7843 |  | 124.149 | 9.588 | 0 | 178.0473 | 0
28.03. | 23 | 313.4497 |  | 124.7781 | 9.588 | 0 | 179.0836 | 0
28.03. | 24 | 307.4146 |  | 122.6812 | 9.588 | 0 | 175.1455 | 0
29.03. | 1 | 309.2091 |  | 125.512 | 9.588 | 0 | 174.1091 | 0
29.03. | 2 | 308.1824 |  | 126.3508 | 9.588 | 0 | 172.2436 | 0
29.03. | 3 | 312.44 |  | 127.0847 | 9.588 | 0 | 175.7673 | 0
29.03. | 4 | 315.2249 |  | 125.9314 | 9.588 | 0 | 179.7055 | 0
29.03. | 5 | 311.5012 |  | 126.5605 | 9.588 | 0 | 175.3527 | 0
29.03. | 6 | 314.7127 |  | 126.4557 | 9.588 | 0 | 178.6691 | 0
29.03. | 7 | 311.9134 |  | 126.3508 | 9.588 | 0 | 175.9745 | 0
29.03. | 8 | 317.1928 |  | 125.8266 | 9.588 | 0 | 181.7782 | 0
29.03. | 9 | 311.8916 |  | 124.4636 | 9.588 | 0 | 177.84 | 0
29.03. | 10 | 314.8789 |  | 122.8909 | 9.588 | 0 | 182.4 | 0
29.03. | 11 | 313.1183 |  | 122.9957 | 9.588 | 0 | 180.5345 | 0
29.03. | 12 | 315.4958 |  | 122.4715 | 9.588 | 0 | 183.4364 | 0
29.03. | 13 | 313.311 |  | 121.7375 | 9.588 | 0 | 181.9855 | 0
29.03. | 14 | 308.034 |  | 122.4715 | 9.588 | 0 | 175.9745 | 0
29.03. | 15 | 312.1722 |  | 121.8424 | 9.588 | 0 | 180.7418 | 0
29.03. | 16 | 317.4589 |  | 121.9472 | 9.588 | 0 | 185.9236 | 0
29.03. | 17 | 319.3268 |  | 122.1569 | 9.588 | 0 | 187.5818 | 0
29.03. | 18 | 319.0195 |  | 122.4715 | 9.588 | 0 | 186.96 | 0
29.03. | 19 | 314.9716 |  | 121.9472 | 9.588 | 0 | 183.4364 | 0
29.03. | 20 | 317.5831 |  | 123.7296 | 9.588 | 0 | 184.2655 | 0
29.03. | 21 | 305.5685 |  | 124.3587 | 9.588 | 0 | 171.6218 | 0
29.03. | 22 | 300.5988 |  | 124.7781 | 9.588 | 0 | 166.2327 | 0
29.03. | 23 | 317.8049 |  | 124.9878 | 9.588 | 0 | 183.2291 | 0
29.03. | 24 | 318.6243 |  | 124.149 | 9.588 | 0 | 184.8873 | 0
30.03. | 1 | 316.337 |  | 123.5199 | 9.588 | 0 | 183.2291 | 0
30.03. | 2 | 313.628 |  | 122.2618 | 9.588 | 0 | 181.7782 | 0
30.03. | 3 | 313.4425 |  | 124.149 | 9.588 | 0 | 179.7055 | 0
30.03. | 4 | 316.5467 |  | 123.7296 | 9.588 | 0 | 183.2291 | 0
30.03. | 5 | 313.6401 |  | 123.3102 | 9.588 | 0 | 180.7418 | 0
30.03. | 6 | 314.3788 |  | 124.4636 | 9.588 | 0 | 180.3273 | 0
30.03. | 7 | 314.0716 |  | 124.7781 | 9.588 | 0 | 179.7055 | 0
30.03. | 8 | 313.1207 |  | 123.2054 | 9.588 | 0 | 180.3273 | 0
30.03. | 9 | 309.9116 |  | 123.5199 | 9.588 | 0 | 176.8036 | 0
30.03. | 10 | 308.1389 |  | 122.5763 | 9.588 | 0 | 175.9745 | 0
30.03. | 11 | 310.631 |  | 122.9957 | 9.588 | 0 | 178.0473 | 0
30.03. | 12 | 311.6746 |  | 123.6248 | 9.588 | 0 | 178.4618 | 0
30.03. | 13 | 311.7722 |  | 123.1006 | 9.588 | 0 | 179.0836 | 0
30.03. | 14 | 311.9795 |  | 123.1006 | 9.588 | 0 | 179.2909 | 0
30.03. | 15 | 313.8352 |  | 122.2618 | 9.588 | 0 | 181.9855 | 0
30.03. | 16 | 306.0403 |  | 111.3577 | 9.588 | 0 | 185.0945 | 0
30.03. | 17 | 322.031 |  | 122.9957 | 9.588 | 0 | 189.4473 | 0
30.03. | 18 | 319.7534 |  | 123.2054 | 9.588 | 0 | 186.96 | 0
30.03. | 19 | 319.7752 |  | 125.0926 | 9.588 | 0 | 185.0945 | 0
30.03. | 20 | 322.8915 |  | 125.7217 | 9.588 | 0 | 187.5818 | 0
30.03. | 21 | 320.3752 |  | 123.2054 | 9.588 | 0 | 187.5818 | 0
30.03. | 22 | 319.6728 |  | 125.1975 | 9.588 | 0 | 184.8873 | 0
30.03. | 23 | 321.3309 |  | 125.1975 | 9.588 | 0 | 186.5455 | 0
30.03. | 24 | 320.6285 |  | 127.1896 | 9.588 | 0 | 183.8509 | 0
31.03. | 1 | 319.38 |  | 126.7702 | 9.588 | 0 | 183.0218 | 0
31.03. | 2 | 318.5533 |  | 126.9799 | 9.588 | 0 | 181.9855 | 0
31.03. | 3 | 317.8291 |  | 127.0847 | 9.588 | 0 | 181.1564 | 0
31.03. | 4 | 315.7539 |  | 126.875 | 9.588 | 0 | 179.2909 | 0
31.03. | 5 | 320.0067 |  | 127.1896 | 9.588 | 0 | 183.2291 | 0
31.03. | 6 | 315.0273 |  | 126.7702 | 9.588 | 0 | 178.6691 | 0
31.03. | 7 | 318.9679 |  | 126.9799 | 9.588 | 0 | 182.4 | 0
31.03. | 8 | 318.9679 |  | 126.9799 | 9.588 | 0 | 182.4 | 0
31.03. | 9 | 313.8594 |  | 124.3587 | 9.588 | 0 | 179.9127 | 0
31.03. | 10 | 322.1479 |  | 124.149 | 9.588 | 0 | 188.4109 | 0
31.03. | 11 | 326.5007 |  | 124.149 | 9.588 | 0 | 192.7636 | 0
31.03. | 12 | 322.8625 |  | 123.2054 | 9.588 | 0 | 190.0691 | 0
31.03. | 13 | 326.791 |  | 122.3666 | 9.588 | 0 | 194.8364 | 0
31.03. | 14 | 323.1577 |  | 121.8424 | 9.588 | 0 | 191.7273 | 0
31.03. | 15 | 321.1922 |  | 122.1569 | 9.588 | 0 | 189.4473 | 0
31.03. | 16 | 322.8504 |  | 122.1569 | 9.588 | 0 | 191.1055 | 0
31.03. | 17 | 323.7892 |  | 122.6812 | 9.588 | 0 | 191.52 | 0
31.03. | 18 | 322.9625 |  | 122.8909 | 9.588 | 0 | 190.4836 | 0
31.03. | 19 | 324.1207 |  | 124.4636 | 9.588 | 0 | 190.0691 | 0
31.03. | 20 | 327.037 |  | 125.7217 | 9.588 | 0 | 191.7273 | 0
31.03. | 21 | 325.3788 |  | 125.7217 | 9.588 | 0 | 190.0691 | 0
31.03. | 22 | 324.44 |  | 125.1975 | 9.588 | 0 | 189.6545 | 0
31.03. | 23 | 325.1933 |  | 127.609 | 9.588 | 0 | 187.9964 | 0
31.03. | 24 | 322.9036 |  | 126.7702 | 9.588 | 0 | 186.5455 | 0
01.04. | 1 | 317.717 |  | 126.3508 | 9.588 | 0 | 181.7782 | 0
01.04. | 2 | 318.5412 |  | 125.9314 | 9.588 | 0 | 183.0218 | 0
01.04. | 3 | 316.4709 |  | 126.1411 | 9.588 | 0 | 180.7418 | 0
01.04. | 4 | 314.1958 |  | 126.5605 | 9.588 | 0 | 178.0473 | 0
01.04. | 5 | 317.9243 |  | 126.3508 | 9.588 | 0 | 181.9855 | 0
01.04. | 6 | 319.8873 |  | 125.8266 | 9.588 | 0 | 184.4727 | 0
01.04. | 7 | 322.5818 |  | 125.8266 | 9.588 | 0 | 187.1673 | 0
01.04. | 8 | 318.2097 |  | 124.149 | 9.588 | 0 | 184.4727 | 0
01.04. | 9 | 320.2607 |  | 122.2618 | 9.588 | 0 | 188.4109 | 0
01.04. | 10 | 316.8298 |  | 121.3182 | 9.588 | 0 | 185.9236 | 0
01.04. | 11 | 316.4225 |  | 121.9472 | 9.588 | 0 | 184.8873 | 0
01.04. | 12 | 320.3583 |  | 121.7375 | 9.588 | 0 | 189.0327 | 0
01.04. | 13 | 322.0189 |  | 121.9472 | 9.588 | 0 | 190.4836 | 0
01.04. | 14 | 320.5559 |  | 120.8988 | 9.588 | 0 | 190.0691 | 0
01.04. | 15 | 320.0389 |  | 121.0036 | 9.588 | 0 | 189.4473 | 0
01.04. | 16 | 316.6201 |  | 121.1085 | 9.588 | 0 | 185.9236 | 0
01.04. | 17 | 318.4952 |  | 121.9472 | 9.588 | 0 | 186.96 | 0
01.04. | 18 | 315.6958 |  | 121.8424 | 9.588 | 0 | 184.2655 | 0
01.04. | 19 | 319.2267 |  | 122.4715 | 9.588 | 0 | 187.1673 | 0
01.04. | 20 | 321.8189 |  | 122.5763 | 9.588 | 0 | 189.6545 | 0
01.04. | 21 | 318.9122 |  | 122.1569 | 9.588 | 0 | 187.1673 | 0
01.04. | 22 | 321.5067 |  | 122.4715 | 9.588 | 0 | 189.4473 | 0
01.04. | 23 | 319.0243 |  | 122.8909 | 9.588 | 0 | 186.5455 | 0
01.04. | 24 | 318.6243 |  | 124.149 | 9.588 | 0 | 184.8873 | 0
02.04. | 1 | 313.011 |  | 122.6812 | 9.588 | 0 | 180.7418 | 0
02.04. | 2 | 315.5007 |  | 122.8909 | 9.588 | 0 | 183.0218 | 0
02.04. | 3 | 312.911 |  | 122.9957 | 9.588 | 0 | 180.3273 | 0
02.04. | 4 | 316.3007 |  | 120.3745 | 9.588 | 0 | 186.3382 | 0
02.04. | 5 | 314.745 |  | 120.2697 | 9.588 | 0 | 184.8873 | 0
02.04. | 6 | 315.2644 |  | 120.3745 | 9.588 | 0 | 185.3018 | 0
02.04. | 7 | 314.228 |  | 120.3745 | 9.588 | 0 | 184.2655 | 0
02.04. | 8 | 310.0946 |  | 121.423 | 9.588 | 0 | 179.0836 | 0
02.04. | 9 | 315.1377 |  | 118.3824 | 9.588 | 0 | 187.1673 | 0
02.04. | 10 | 311.402 |  | 117.9631 | 9.588 | 0 | 183.8509 | 0
02.04. | 11 | 303.4062 |  | 116.6001 | 9.588 | 0 | 177.2182 | 0
02.04. | 12 | 300.5093 |  | 117.0194 | 9.588 | 0 | 173.9018 | 0
02.04. | 13 | 297.4978 |  | 116.4952 | 9.588 | 0 | 171.4145 | 0
02.04. | 14 | 297.5929 |  | 115.7613 | 9.588 | 0 | 172.2436 | 0
02.04. | 15 | 291.3602 |  | 114.5031 | 9.588 | 0 | 167.2691 | 0
02.04. | 16 | 289.0342 |  | 110.5189 | 9.588 | 0 | 168.9273 | 0
02.04. | 17 | 287.3373 |  | 107.1638 | 9.588 | 0 | 170.5855 | 0
02.04. | 18 | 289.2245 |  | 109.0511 | 9.588 | 0 | 170.5855 | 0
02.04. | 19 | 285.35 |  | 105.5911 | 9.588 | 0 | 170.1709 | 0
02.04. | 20 | 282.1998 |  | 102.0263 | 9.588 | 0 | 170.5855 | 0
02.04. | 21 | 279.6101 |  | 102.1312 | 9.588 | 0 | 167.8909 | 0
02.04. | 22 | 280.7513 |  | 102.236 | 9.588 | 0 | 168.9273 | 0
02.04. | 23 | 281.8853 |  | 101.7118 | 9.588 | 0 | 170.5855 | 0
02.04. | 24 | 279.8198 |  | 102.3409 | 9.588 | 0 | 167.8909 | 0
03.04. | 1 | 279.7028 |  | 101.1876 | 9.588 | 0 | 168.9273 | 0
03.04. | 2 | 274.3557 |  | 95.8404 | 9.588 | 0 | 168.9273 | 0
03.04. | 3 | 265.9066 |  | 91.1223 | 9.588 | 0 | 165.1964 | 0
03.04. | 4 | 265.5969 |  | 91.2271 | 9.588 | 0 | 164.7818 | 0
03.04. | 5 | 268.4963 |  | 91.0174 | 9.588 | 0 | 167.8909 | 0
03.04. | 6 | 274.4484 |  | 94.8968 | 9.588 | 0 | 169.9636 | 0
03.04. | 7 | 271.866 |  | 95.6307 | 9.588 | 0 | 166.6473 | 0
03.04. | 8 | 267.8254 |  | 95.7355 | 9.588 | 0 | 162.5018 | 0
03.04. | 9 | 264.9235 |  | 95.7355 | 9.588 | 0 | 159.6 | 0
03.04. | 10 | 264.9139 |  | 94.8968 | 9.588 | 0 | 160.4291 | 0
03.04. | 11 | 265.943 |  | 94.2677 | 9.588 | 0 | 162.0873 | 0
03.04. | 12 | 256.923 |  | 93.9531 | 9.588 | 0 | 153.3818 | 0
03.04. | 13 | 255.6769 |  | 93.7434 | 9.588 | 0 | 152.3455 | 0
03.04. | 14 | 257.9811 |  | 95.8404 | 9.588 | 0 | 152.5527 | 0
03.04. | 15 | 262.3459 |  | 96.8889 | 9.588 | 0 | 155.8691 | 0
03.04. | 16 | 262.5193 |  | 93.9531 | 9.588 | 0 | 158.9782 | 0
03.04. | 17 | 267.9762 |  | 99.8246 | 9.588 | 0 | 158.5636 | 0
03.04. | 18 | 264.9816 |  | 100.7682 | 9.588 | 0 | 154.6255 | 0
03.04. | 19 | 269.0416 |  | 102.3409 | 9.588 | 0 | 157.1127 | 0
03.04. | 20 | 269.778 |  | 103.2845 | 9.588 | 0 | 156.9055 | 0
03.04. | 21 | 268.5246 |  | 102.4457 | 9.588 | 0 | 156.4909 | 0
03.04. | 22 | 269.0561 |  | 103.599 | 9.588 | 0 | 155.8691 | 0
03.04. | 23 | 270.6167 |  | 104.1233 | 9.588 | 0 | 156.9055 | 0
03.04. | 24 | 273.1137 |  | 104.9621 | 9.588 | 0 | 158.5636 | 0
04.04. | 1 | 275.1767 |  | 104.1233 | 9.588 | 0 | 161.4655 | 0
04.04. | 2 | 275.9082 |  | 104.6475 | 9.588 | 0 | 161.6727 | 0
04.04. | 3 | 273.1016 |  | 103.9136 | 9.588 | 0 | 159.6 | 0
04.04. | 4 | 272.2773 |  | 104.333 | 9.588 | 0 | 158.3564 | 0
04.04. | 5 | 273.8355 |  | 104.6475 | 9.588 | 0 | 159.6 | 0
04.04. | 6 | 274.867 |  | 104.2281 | 9.588 | 0 | 161.0509 | 0
04.04. | 7 | 276.9519 |  | 105.2766 | 9.588 | 0 | 162.0873 | 0
04.04. | 8 | 265.9567 |  | 104.4378 | 9.588 | 0 | 151.9309 | 0
04.04. | 9 | 261.4895 |  | 103.4942 | 9.588 | 0 | 148.4073 | 0
04.04. | 10 | 264.9179 |  | 104.2281 | 9.588 | 0 | 151.1018 | 0
04.04. | 11 | 264.7083 |  | 104.0184 | 9.588 | 0 | 151.1018 | 0
04.04. | 12 | 261.0822 |  | 104.1233 | 9.588 | 0 | 147.3709 | 0
04.04. | 13 | 266.4737 |  | 104.333 | 9.588 | 0 | 152.5527 | 0
04.04. | 14 | 266.4689 |  | 103.9136 | 9.588 | 0 | 152.9673 | 0
04.04. | 15 | 270.0973 |  | 104.0184 | 9.588 | 0 | 156.4909 | 0
04.04. | 16 | 262.5331 |  | 104.1233 | 9.588 | 0 | 148.8218 | 0
04.04. | 17 | 268.5392 |  | 103.7039 | 9.588 | 0 | 155.2473 | 0
04.04. | 18 | 269.4852 |  | 104.8572 | 9.588 | 0 | 155.04 | 0
04.04. | 19 | 254.4679 |  | 87.7672 | 9.588 | 0 | 157.1127 | 0
04.04. | 20 | 274.6622 |  | 104.4378 | 9.588 | 0 | 160.6364 | 0
04.04. | 21 | 276.0155 |  | 104.9621 | 9.588 | 0 | 161.4655 | 0
04.04. | 22 | 276.3301 |  | 105.2766 | 9.588 | 0 | 161.4655 | 0
04.04. | 23 | 274.4646 |  | 105.2766 | 9.588 | 0 | 159.6 | 0
04.04. | 24 | 275.084 |  | 105.0669 | 9.588 | 0 | 160.4291 | 0
05.04. | 1 | 273.2113 |  | 104.4378 | 9.588 | 0 | 159.1855 | 0
05.04. | 2 | 270.3901 |  | 102.4457 | 9.588 | 0 | 158.3564 | 0
05.04. | 3 | 270.7264 |  | 104.6475 | 9.588 | 0 | 156.4909 | 0
05.04. | 4 | 267.2076 |  | 105.0669 | 9.588 | 0 | 152.5527 | 0
05.04. | 5 | 270.7337 |  | 105.2766 | 9.588 | 0 | 155.8691 | 0
05.04. | 6 | 272.1822 |  | 105.0669 | 9.588 | 0 | 157.5273 | 0
05.04. | 7 | 272.904 |  | 104.7524 | 9.588 | 0 | 158.5636 | 0
05.04. | 8 | 271.2386 |  | 104.1233 | 9.588 | 0 | 157.5273 | 0
05.04. | 9 | 272.1701 |  | 104.0184 | 9.588 | 0 | 158.5636 | 0
05.04. | 10 | 271.2386 |  | 104.1233 | 9.588 | 0 | 157.5273 | 0
05.04. | 11 | 272.2773 |  | 104.333 | 9.588 | 0 | 158.3564 | 0
05.04. | 12 | 271.2386 |  | 104.1233 | 9.588 | 0 | 157.5273 | 0
05.04. | 13 | 268.7513 |  | 104.1233 | 9.588 | 0 | 155.04 | 0
05.04. | 14 | 272.5919 |  | 104.6475 | 9.588 | 0 | 158.3564 | 0
05.04. | 15 | 276.1131 |  | 104.4378 | 9.588 | 0 | 162.0873 | 0
05.04. | 16 | 278.8149 |  | 105.0669 | 9.588 | 0 | 164.16 | 0
05.04. | 17 | 283.4773 |  | 104.9621 | 9.588 | 0 | 168.9273 | 0
05.04. | 18 | 282.024 |  | 104.7524 | 9.588 | 0 | 167.6836 | 0
05.04. | 19 | 284.1992 |  | 104.6475 | 9.588 | 0 | 169.9636 | 0
05.04. | 20 | 282.7507 |  | 104.8572 | 9.588 | 0 | 168.3055 | 0
05.04. | 21 | 284.5137 |  | 104.9621 | 9.588 | 0 | 169.9636 | 0
05.04. | 22 | 282.2337 |  | 104.9621 | 9.588 | 0 | 167.6836 | 0
05.04. | 23 | 284.8258 |  | 105.0669 | 9.588 | 0 | 170.1709 | 0
05.04. | 24 | 280.161 |  | 104.9621 | 9.588 | 0 | 165.6109 | 0
06.04. | 1 | 280.161 |  | 104.9621 | 9.588 | 0 | 165.6109 | 0
06.04. | 2 | 281.8119 |  | 104.333 | 9.588 | 0 | 167.8909 | 0
06.04. | 3 | 279.6464 |  | 105.2766 | 9.588 | 0 | 164.7818 | 0
06.04. | 4 | 278.6101 |  | 105.2766 | 9.588 | 0 | 163.7455 | 0
06.04. | 5 | 279.1222 |  | 104.7524 | 9.588 | 0 | 164.7818 | 0
06.04. | 6 | 281.5119 |  | 105.2766 | 9.588 | 0 | 166.6473 | 0
06.04. | 7 | 279.3319 |  | 104.9621 | 9.588 | 0 | 164.7818 | 0
06.04. | 8 | 276.0155 |  | 104.9621 | 9.588 | 0 | 161.4655 | 0
06.04. | 9 | 277.7713 |  | 104.4378 | 9.588 | 0 | 163.7455 | 0
06.04. | 10 | 279.8634 |  | 106.1154 | 9.588 | 0 | 164.16 | 0
06.04. | 11 | 279.3464 |  | 106.2202 | 9.588 | 0 | 163.5382 | 0
06.04. | 12 | 282.9676 |  | 105.696 | 9.588 | 0 | 167.6836 | 0
06.04. | 13 | 286.0791 |  | 105.9057 | 9.588 | 0 | 170.5855 | 0
06.04. | 14 | 285.7646 |  | 105.5911 | 9.588 | 0 | 170.5855 | 0
06.04. | 15 | 287.1107 |  | 105.4863 | 9.588 | 0 | 172.0364 | 0
06.04. | 16 | 288.7567 |  | 104.4378 | 9.588 | 0 | 174.7309 | 0
06.04. | 17 | 285.0282 |  | 104.6475 | 9.588 | 0 | 170.7927 | 0
06.04. | 18 | 287.3203 |  | 105.696 | 9.588 | 0 | 172.0364 | 0
06.04. | 19 | 272.3708 |  | 94.4774 | 9.588 | 0 | 168.3055 | 0
06.04. | 20 | 273.9242 |  | 94.3725 | 9.588 | 0 | 169.9636 | 0
06.04. | 21 | 280.4247 |  | 100.873 | 9.588 | 0 | 169.9636 | 0
06.04. | 22 | 283.5846 |  | 105.2766 | 9.588 | 0 | 168.72 | 0
06.04. | 23 | 284.8282 |  | 105.2766 | 9.588 | 0 | 169.9636 | 0
06.04. | 24 | 287.2131 |  | 105.3814 | 9.588 | 0 | 172.2436 | 0
07.04. | 1 | 285.4549 |  | 105.696 | 9.588 | 0 | 170.1709 | 0
07.04. | 2 | 284.3113 |  | 105.3814 | 9.588 | 0 | 169.3418 | 0
07.04. | 3 | 285.4476 |  | 105.0669 | 9.588 | 0 | 170.7927 | 0
07.04. | 4 | 282.8604 |  | 105.3814 | 9.588 | 0 | 167.8909 | 0
07.04. | 5 | 283.4894 |  | 106.0105 | 9.588 | 0 | 167.8909 | 0
07.04. | 6 | 282.9555 |  | 104.6475 | 9.588 | 0 | 168.72 | 0
07.04. | 7 | 285.3428 |  | 104.9621 | 9.588 | 0 | 170.7927 | 0
07.04. | 8 | 289.1785 |  | 105.0669 | 9.588 | 0 | 174.5236 | 0
07.04. | 9 | 303.0707 |  | 105.4863 | 9.588 | 0 | 187.9964 | 0
07.04. | 10 | 300.9979 |  | 105.4863 | 9.588 | 0 | 185.9236 | 0
07.04. | 11 | 303.9973 |  | 104.9621 | 9.588 | 0 | 189.4473 | 0
07.04. | 12 | 305.6555 |  | 104.9621 | 9.588 | 0 | 191.1055 | 0
07.04. | 13 | 299.4349 |  | 104.7524 | 9.588 | 0 | 185.0945 | 0
07.04. | 14 | 300.7834 |  | 104.8572 | 9.588 | 0 | 186.3382 | 0
07.04. | 15 | 298.9252 |  | 105.4863 | 9.588 | 0 | 183.8509 | 0
07.04. | 16 | 302.3319 |  | 104.333 | 9.588 | 0 | 188.4109 | 0
07.04. | 17 | 305.341 |  | 104.6475 | 9.588 | 0 | 191.1055 | 0
07.04. | 18 | 305.7555 |  | 104.6475 | 9.588 | 0 | 191.52 | 0
07.04. | 19 | 307.2088 |  | 104.8572 | 9.588 | 0 | 192.7636 | 0
07.04. | 20 | 306.3773 |  | 104.6475 | 9.588 | 0 | 192.1418 | 0
07.04. | 21 | 302.0173 |  | 104.0184 | 9.588 | 0 | 188.4109 | 0
07.04. | 22 | 302.5464 |  | 104.9621 | 9.588 | 0 | 187.9964 | 0
07.04. | 23 | 297.7719 |  | 104.333 | 9.588 | 0 | 183.8509 | 0
07.04. | 24 | 301.4028 |  | 104.6475 | 9.588 | 0 | 187.1673 | 0
08.04. | 1 | 299.3252 |  | 104.2281 | 9.588 | 0 | 185.5091 | 0
08.04. | 2 | 299.0228 |  | 104.9621 | 9.588 | 0 | 184.4727 | 0
08.04. | 3 | 297.6743 |  | 104.8572 | 9.588 | 0 | 183.2291 | 0
08.04. | 4 | 298.9179 |  | 104.8572 | 9.588 | 0 | 184.4727 | 0
08.04. | 5 | 300.0591 |  | 104.9621 | 9.588 | 0 | 185.5091 | 0
08.04. | 6 | 300.8858 |  | 104.7524 | 9.588 | 0 | 186.5455 | 0
08.04. | 7 | 301.4028 |  | 104.6475 | 9.588 | 0 | 187.1673 | 0
08.04. | 8 | 302.4416 |  | 104.8572 | 9.588 | 0 | 187.9964 | 0
08.04. | 9 | 306.3773 |  | 104.6475 | 9.588 | 0 | 192.1418 | 0
08.04. | 10 | 306.3822 |  | 105.0669 | 9.588 | 0 | 191.7273 | 0
08.04. | 11 | 304.7288 |  | 105.4863 | 9.588 | 0 | 189.6545 | 0
08.04. | 12 | 305.7652 |  | 105.4863 | 9.588 | 0 | 190.6909 | 0
08.04. | 13 | 304.5191 |  | 105.2766 | 9.588 | 0 | 189.6545 | 0
08.04. | 14 | 306.3846 |  | 105.2766 | 9.588 | 0 | 191.52 | 0
08.04. | 15 | 304.724 |  | 105.0669 | 9.588 | 0 | 190.0691 | 0
08.04. | 16 | 299.9616 |  | 105.4863 | 9.588 | 0 | 184.8873 | 0
08.04. | 17 | 301.3076 |  | 105.3814 | 9.588 | 0 | 186.3382 | 0
08.04. | 18 | 296.4307 |  | 104.8572 | 9.588 | 0 | 181.9855 | 0
08.04. | 19 | 291.0585 |  | 106.3251 | 9.588 | 0 | 175.1455 | 0
08.04. | 20 | 285.7694 |  | 106.0105 | 9.588 | 0 | 170.1709 | 0
08.04. | 21 | 300.3761 |  | 105.4863 | 9.588 | 0 | 185.3018 | 0
08.04. | 22 | 301.6149 |  | 105.0669 | 9.588 | 0 | 186.96 | 0
08.04. | 23 | 300.9979 |  | 105.4863 | 9.588 | 0 | 185.9236 | 0
08.04. | 24 | 296.9622 |  | 106.0105 | 9.588 | 0 | 181.3636 | 0
09.04. | 1 | 298.7252 |  | 106.1154 | 9.588 | 0 | 183.0218 | 0
09.04. | 2 | 298.3203 |  | 106.9541 | 9.588 | 0 | 181.7782 | 0
09.04. | 3 | 302.8803 |  | 106.9541 | 9.588 | 0 | 186.3382 | 0
09.04. | 4 | 302.9828 |  | 106.8493 | 9.588 | 0 | 186.5455 | 0
09.04. | 5 | 301.7367 |  | 106.6396 | 9.588 | 0 | 185.5091 | 0
09.04. | 6 | 299.3518 |  | 106.5348 | 9.588 | 0 | 183.2291 | 0
09.04. | 7 | 301.2076 |  | 105.696 | 9.588 | 0 | 185.9236 | 0
09.04. | 8 | 300.5785 |  | 105.0669 | 9.588 | 0 | 185.9236 | 0
09.04. | 9 | 287.0131 |  | 106.0105 | 9.588 | 0 | 171.4145 | 0
09.04. | 10 | 285.7646 |  | 105.5911 | 9.588 | 0 | 170.5855 | 0
09.04. | 11 | 292.6119 |  | 106.2202 | 9.588 | 0 | 176.8036 | 0
09.04. | 12 | 307.0064 |  | 105.2766 | 9.588 | 0 | 192.1418 | 0
09.04. | 13 | 310.33 |  | 105.9057 | 9.588 | 0 | 194.8364 | 0
09.04. | 14 | 308.3501 |  | 104.9621 | 9.588 | 0 | 193.8 | 0
09.04. | 15 | 302.7658 |  | 106.0105 | 9.588 | 0 | 187.1673 | 0
09.04. | 16 | 302.4513 |  | 105.696 | 9.588 | 0 | 187.1673 | 0
09.04. | 17 | 304.6385 |  | 106.6396 | 9.588 | 0 | 188.4109 | 0
09.04. | 18 | 301.7367 |  | 106.6396 | 9.588 | 0 | 185.5091 | 0
09.04. | 19 | 311.0269 |  | 112.4062 | 9.588 | 0 | 189.0327 | 0
09.04. | 20 | 312.1802 |  | 113.5595 | 9.588 | 0 | 189.0327 | 0
09.04. | 21 | 315.4184 |  | 115.7613 | 9.588 | 0 | 190.0691 | 0
09.04. | 22 | 318.9832 |  | 119.3261 | 9.588 | 0 | 190.0691 | 0
09.04. | 23 | 311.2826 |  | 116.6001 | 9.588 | 0 | 185.0945 | 0
09.04. | 24 | 318.9904 |  | 119.9552 | 9.588 | 0 | 189.4473 | 0
10.04. | 1 | 318.7025 |  | 121.9472 | 9.588 | 0 | 187.1673 | 0
10.04. | 2 | 321.9237 |  | 122.6812 | 9.588 | 0 | 189.6545 | 0
10.04. | 3 | 318.6219 |  | 123.9393 | 9.588 | 0 | 185.0945 | 0
10.04. | 4 | 316.754 |  | 123.7296 | 9.588 | 0 | 183.4364 | 0
10.04. | 5 | 321.0188 |  | 125.0926 | 9.588 | 0 | 186.3382 | 0
10.04. | 6 | 319.4631 |  | 124.9878 | 9.588 | 0 | 184.8873 | 0
10.04. | 7 | 321.9431 |  | 124.3587 | 9.588 | 0 | 187.9964 | 0
10.04. | 8 | 317.5952 |  | 124.7781 | 9.588 | 0 | 183.2291 | 0
10.04. | 9 | 310.0261 |  | 124.4636 | 9.588 | 0 | 175.9745 | 0
10.04. | 10 | 309.9213 |  | 124.3587 | 9.588 | 0 | 175.9745 | 0
10.04. | 11 | 320.08 |  | 124.5684 | 9.588 | 0 | 185.9236 | 0
10.04. | 12 | 318.7291 |  | 124.2539 | 9.588 | 0 | 184.8873 | 0
10.04. | 13 | 311.2552 |  | 123.2054 | 9.588 | 0 | 178.4618 | 0
10.04. | 14 | 317.2952 |  | 125.7217 | 9.588 | 0 | 181.9855 | 0
10.04. | 15 | 315.8467 |  | 125.9314 | 9.588 | 0 | 180.3273 | 0
10.04. | 16 | 320.6164 |  | 126.1411 | 9.588 | 0 | 184.8873 | 0
10.04. | 17 | 324.9667 |  | 125.9314 | 9.588 | 0 | 189.4473 | 0
10.04. | 18 | 323.9352 |  | 126.3508 | 9.588 | 0 | 187.9964 | 0
10.04. | 19 | 320.9237 |  | 125.8266 | 9.588 | 0 | 185.5091 | 0
10.04. | 20 | 319.3655 |  | 125.512 | 9.588 | 0 | 184.2655 | 0
10.04. | 21 | 316.6758 |  | 125.9314 | 9.588 | 0 | 181.1564 | 0
10.04. | 22 | 314.4837 |  | 124.5684 | 9.588 | 0 | 180.3273 | 0
10.04. | 23 | 316.9637 |  | 123.9393 | 9.588 | 0 | 183.4364 | 0
10.04. | 24 | 317.1734 |  | 124.149 | 9.588 | 0 | 183.4364 | 0
11.04. | 1 | 319.68 |  | 125.8266 | 9.588 | 0 | 184.2655 | 0
11.04. | 2 | 321.3334 |  | 125.4072 | 9.588 | 0 | 186.3382 | 0
11.04. | 3 | 316.4661 |  | 125.7217 | 9.588 | 0 | 181.1564 | 0
11.04. | 4 | 316.1564 |  | 125.8266 | 9.588 | 0 | 180.7418 | 0
11.04. | 5 | 313.1279 |  | 123.8345 | 9.588 | 0 | 179.7055 | 0
11.04. | 6 | 302.7747 |  | 115.7613 | 9.588 | 0 | 177.4255 | 0
11.04. | 7 | 305.0225 |  | 121.9472 | 9.588 | 0 | 173.4873 | 0
11.04. | 8 | 289.3931 |  | 105.696 | 9.588 | 0 | 174.1091 | 0
11.04. | 9 | 295.5185 |  | 106.6396 | 9.588 | 0 | 179.2909 | 0
11.04. | 10 | 317.7976 |  | 124.3587 | 9.588 | 0 | 183.8509 | 0
11.04. | 11 | 309.0849 |  | 123.7296 | 9.588 | 0 | 175.7673 | 0
11.04. | 12 | 291.8731 |  | 105.0669 | 9.588 | 0 | 177.2182 | 0
11.04. | 13 | 309.714 |  | 124.3587 | 9.588 | 0 | 175.7673 | 0
11.04. | 14 | 311.8012 |  | 125.6169 | 9.588 | 0 | 176.5964 | 0
11.04. | 15 | 310.3479 |  | 125.4072 | 9.588 | 0 | 175.3527 | 0
11.04. | 16 | 307.6534 |  | 125.4072 | 9.588 | 0 | 172.6582 | 0
11.04. | 17 | 307.4413 |  | 124.9878 | 9.588 | 0 | 172.8655 | 0
11.04. | 18 | 312.4231 |  | 125.6169 | 9.588 | 0 | 177.2182 | 0
11.04. | 19 | 306.1049 |  | 125.9314 | 9.588 | 0 | 170.5855 | 0
11.04. | 20 | 309.8382 |  | 126.1411 | 9.588 | 0 | 174.1091 | 0
11.04. | 21 | 308.897 |  | 125.4072 | 9.588 | 0 | 173.9018 | 0
11.04. | 22 | 312.1061 |  | 125.0926 | 9.588 | 0 | 177.4255 | 0
11.04. | 23 | 314.3934 |  | 125.7217 | 9.588 | 0 | 179.0836 | 0
11.04. | 24 | 311.9134 |  | 126.3508 | 9.588 | 0 | 175.9745 | 0
12.04. | 1 | 310.26 |  | 126.7702 | 9.588 | 0 | 173.9018 | 0
12.04. | 2 | 310.9867 |  | 126.875 | 9.588 | 0 | 174.5236 | 0
12.04. | 3 | 305.5927 |  | 126.4557 | 9.588 | 0 | 169.5491 | 0
12.04. | 4 | 306.8291 |  | 125.8266 | 9.588 | 0 | 171.4145 | 0
12.04. | 5 | 306.8364 |  | 126.4557 | 9.588 | 0 | 170.7927 | 0
12.04. | 6 | 302.8982 |  | 126.4557 | 9.588 | 0 | 166.8545 | 0
12.04. | 7 | 299.7891 |  | 126.4557 | 9.588 | 0 | 163.7455 | 0
12.04. | 8 | 302.1715 |  | 126.3508 | 9.588 | 0 | 166.2327 | 0
12.04. | 9 | 300.3133 |  | 126.9799 | 9.588 | 0 | 163.7455 | 0
12.04. | 10 | 303.7128 |  | 125.1975 | 9.588 | 0 | 168.9273 | 0
12.04. | 11 | 311.277 |  | 125.0926 | 9.588 | 0 | 176.5964 | 0
12.04. | 12 | 318.2122 |  | 124.3587 | 9.588 | 0 | 184.2655 | 0
12.04. | 13 | 320.2018 |  | 126.1411 | 9.588 | 0 | 184.4727 | 0
12.04. | 14 | 318.7485 |  | 125.9314 | 9.588 | 0 | 183.2291 | 0
12.04. | 15 | 325.5837 |  | 125.512 | 9.588 | 0 | 190.4836 | 0
12.04. | 16 | 318.8461 |  | 125.4072 | 9.588 | 0 | 183.8509 | 0
12.04. | 17 | 316.9806 |  | 125.4072 | 9.588 | 0 | 181.9855 | 0
12.04. | 18 | 319.8776 |  | 124.9878 | 9.588 | 0 | 185.3018 | 0
12.04. | 19 | 322.1625 |  | 125.4072 | 9.588 | 0 | 187.1673 | 0
12.04. | 20 | 315.6273 |  | 124.883 | 9.588 | 0 | 181.1564 | 0
12.04. | 21 | 320.4873 |  | 123.9393 | 9.588 | 0 | 186.96 | 0
12.04. | 22 | 316.4516 |  | 124.4636 | 9.588 | 0 | 182.4 | 0
12.04. | 23 | 323.1012 |  | 125.9314 | 9.588 | 0 | 187.5818 | 0
12.04. | 24 | 320.8237 |  | 126.1411 | 9.588 | 0 | 185.0945 | 0
13.04. | 1 | 320.9285 |  | 126.246 | 9.588 | 0 | 185.0945 | 0
13.04. | 2 | 316.4661 |  | 125.7217 | 9.588 | 0 | 181.1564 | 0
13.04. | 3 | 313.3643 |  | 126.3508 | 9.588 | 0 | 177.4255 | 0
13.04. | 4 | 313.8764 |  | 125.8266 | 9.588 | 0 | 178.4618 | 0
13.04. | 5 | 305.6855 |  | 125.512 | 9.588 | 0 | 170.5855 | 0
13.04. | 6 | 310.4455 |  | 124.883 | 9.588 | 0 | 175.9745 | 0
13.04. | 7 | 314.3934 |  | 125.7217 | 9.588 | 0 | 179.0836 | 0
13.04. | 8 | 315.4273 |  | 125.512 | 9.588 | 0 | 180.3273 | 0
13.04. | 9 | 315.0079 |  | 125.0926 | 9.588 | 0 | 180.3273 | 0
13.04. | 10 | 317.1685 |  | 123.7296 | 9.588 | 0 | 183.8509 | 0
13.04. | 11 | 315.9273 |  | 123.9393 | 9.588 | 0 | 182.4 | 0
13.04. | 12 | 317.3879 |  | 124.7781 | 9.588 | 0 | 183.0218 | 0
13.04. | 13 | 322.794 |  | 126.246 | 9.588 | 0 | 186.96 | 0
13.04. | 14 | 320.5067 |  | 125.6169 | 9.588 | 0 | 185.3018 | 0
13.04. | 15 | 318.617 |  | 123.5199 | 9.588 | 0 | 185.5091 | 0
13.04. | 16 | 323.1012 |  | 125.9314 | 9.588 | 0 | 187.5818 | 0
13.04. | 17 | 327.5564 |  | 125.8266 | 9.588 | 0 | 192.1418 | 0
13.04. | 18 | 326.8297 |  | 125.7217 | 9.588 | 0 | 191.52 | 0
13.04. | 19 | 325.6813 |  | 124.9878 | 9.588 | 0 | 191.1055 | 0
13.04. | 20 | 325.3837 |  | 126.1411 | 9.588 | 0 | 189.6545 | 0
13.04. | 21 | 322.7746 |  | 124.5684 | 9.588 | 0 | 188.6182 | 0
13.04. | 22 | 322.9843 |  | 124.7781 | 9.588 | 0 | 188.6182 | 0
13.04. | 23 | 322.7819 |  | 125.1975 | 9.588 | 0 | 187.9964 | 0
13.04. | 24 | 323.4061 |  | 125.4072 | 9.588 | 0 | 188.4109 | 0
14.04. | 1 | 323.6134 |  | 125.4072 | 9.588 | 0 | 188.6182 | 0
14.04. | 2 | 324.3497 |  | 126.3508 | 9.588 | 0 | 188.4109 | 0
14.04. | 3 | 325.1764 |  | 126.1411 | 9.588 | 0 | 189.4473 | 0
14.04. | 4 | 321.0358 |  | 126.5605 | 9.588 | 0 | 184.8873 | 0
14.04. | 5 | 314.6079 |  | 126.3508 | 9.588 | 0 | 178.6691 | 0
14.04. | 6 | 320.2018 |  | 126.1411 | 9.588 | 0 | 184.4727 | 0
14.04. | 7 | 322.8915 |  | 125.7217 | 9.588 | 0 | 187.5818 | 0
14.04. | 8 | 323.4037 |  | 125.1975 | 9.588 | 0 | 188.6182 | 0
14.04. | 9 | 319.6607 |  | 124.149 | 9.588 | 0 | 185.9236 | 0
14.04. | 10 | 329.5025 |  | 123.8345 | 9.588 | 0 | 196.08 | 0
14.04. | 11 | 328.8782 |  | 123.6248 | 9.588 | 0 | 195.6655 | 0
14.04. | 12 | 323.4964 |  | 124.2539 | 9.588 | 0 | 189.6545 | 0
14.04. | 13 | 329.5291 |  | 126.1411 | 9.588 | 0 | 193.8 | 0
14.04. | 14 | 330.4582 |  | 125.8266 | 9.588 | 0 | 195.0436 | 0
14.04. | 15 | 324.0328 |  | 125.8266 | 9.588 | 0 | 188.6182 | 0
14.04. | 16 | 326.4152 |  | 125.7217 | 9.588 | 0 | 191.1055 | 0
14.04. | 17 | 296.65 |  | 105.9057 | 9.588 | 0 | 181.1564 | 0
14.04. | 18 | 309.1123 |  | 117.1243 | 9.588 | 0 | 182.4 | 0
14.04. | 19 | 321.7576 |  | 126.246 | 9.588 | 0 | 185.9236 | 0
14.04. | 20 | 325.174 |  | 125.9314 | 9.588 | 0 | 189.6545 | 0
14.04. | 21 | 327.8758 |  | 126.5605 | 9.588 | 0 | 191.7273 | 0
14.04. | 22 | 327.5394 |  | 124.3587 | 9.588 | 0 | 193.5927 | 0
14.04. | 23 | 326.6055 |  | 124.2539 | 9.588 | 0 | 192.7636 | 0
14.04. | 24 | 327.2491 |  | 126.1411 | 9.588 | 0 | 191.52 | 0
15.04. | 1 | 329.5243 |  | 125.7217 | 9.588 | 0 | 194.2145 | 0
15.04. | 2 | 323.5158 |  | 125.9314 | 9.588 | 0 | 187.9964 | 0
15.04. | 3 | 323.8182 |  | 125.1975 | 9.588 | 0 | 189.0327 | 0
15.04. | 4 | 320.1946 |  | 125.512 | 9.588 | 0 | 185.0945 | 0
15.04. | 5 | 319.7825 |  | 125.7217 | 9.588 | 0 | 184.4727 | 0
15.04. | 6 | 322.3794 |  | 126.246 | 9.588 | 0 | 186.5455 | 0
15.04. | 7 | 321.1237 |  | 125.1975 | 9.588 | 0 | 186.3382 | 0
15.04. | 8 | 322.2528 |  | 124.2539 | 9.588 | 0 | 188.4109 | 0
15.04. | 9 | 322.3455 |  | 123.3102 | 9.588 | 0 | 189.4473 | 0
15.04. | 10 | 325.8837 |  | 124.5684 | 9.588 | 0 | 191.7273 | 0
15.04. | 11 | 326.8346 |  | 126.1411 | 9.588 | 0 | 191.1055 | 0
15.04. | 12 | 327.9758 |  | 126.246 | 9.588 | 0 | 192.1418 | 0
15.04. | 13 | 325.4885 |  | 126.246 | 9.588 | 0 | 189.6545 | 0
15.04. | 14 | 327.037 |  | 125.7217 | 9.588 | 0 | 191.7273 | 0
15.04. | 15 | 322.4794 |  | 125.9314 | 9.588 | 0 | 186.96 | 0
15.04. | 16 | 325.8982 |  | 125.8266 | 9.588 | 0 | 190.4836 | 0
15.04. | 17 | 326.8297 |  | 125.7217 | 9.588 | 0 | 191.52 | 0
15.04. | 18 | 326.2103 |  | 125.9314 | 9.588 | 0 | 190.6909 | 0
15.04. | 19 | 322.8915 |  | 125.7217 | 9.588 | 0 | 187.5818 | 0
15.04. | 20 | 325.0691 |  | 125.8266 | 9.588 | 0 | 189.6545 | 0
15.04. | 21 | 323.7061 |  | 124.4636 | 9.588 | 0 | 189.6545 | 0
15.04. | 22 | 321.0116 |  | 124.4636 | 9.588 | 0 | 186.96 | 0
15.04. | 23 | 322.0479 |  | 124.4636 | 9.588 | 0 | 187.9964 | 0
15.04. | 24 | 324.6497 |  | 125.4072 | 9.588 | 0 | 189.6545 | 0
16.04. | 1 | 325.2812 |  | 126.246 | 9.588 | 0 | 189.4473 | 0
16.04. | 2 | 326.1055 |  | 125.8266 | 9.588 | 0 | 190.6909 | 0
16.04. | 3 | 325.1764 |  | 126.1411 | 9.588 | 0 | 189.4473 | 0
16.04. | 4 | 321.4382 |  | 125.512 | 9.588 | 0 | 186.3382 | 0
16.04. | 5 | 317.7097 |  | 125.7217 | 9.588 | 0 | 182.4 | 0
16.04. | 6 | 319.9921 |  | 125.9314 | 9.588 | 0 | 184.4727 | 0
16.04. | 7 | 315.9467 |  | 125.6169 | 9.588 | 0 | 180.7418 | 0
16.04. | 8 | 322.8915 |  | 125.7217 | 9.588 | 0 | 187.5818 | 0
16.04. | 9 | 327.4443 |  | 125.0926 | 9.588 | 0 | 192.7636 | 0
16.04. | 10 | 327.2346 |  | 124.883 | 9.588 | 0 | 192.7636 | 0
16.04. | 11 | 328.0637 |  | 124.883 | 9.588 | 0 | 193.5927 | 0
16.04. | 12 | 323.9279 |  | 125.7217 | 9.588 | 0 | 188.6182 | 0
16.04. | 13 | 326.5249 |  | 126.246 | 9.588 | 0 | 190.6909 | 0
16.04. | 14 | 322.031 |  | 122.9957 | 9.588 | 0 | 189.4473 | 0
16.04. | 15 | 317.5049 |  | 125.9314 | 9.588 | 0 | 181.9855 | 0
16.04. | 16 | 322.0649 |  | 125.9314 | 9.588 | 0 | 186.5455 | 0
16.04. | 17 | 322.3794 |  | 126.246 | 9.588 | 0 | 186.5455 | 0
16.04. | 18 | 327.5564 |  | 125.8266 | 9.588 | 0 | 192.1418 | 0
16.04. | 19 | 324.8667 |  | 126.246 | 9.588 | 0 | 189.0327 | 0
16.04. | 20 | 323.8231 |  | 125.6169 | 9.588 | 0 | 188.6182 | 0
16.04. | 21 | 324.757 |  | 125.7217 | 9.588 | 0 | 189.4473 | 0
16.04. | 22 | 319.9752 |  | 124.4636 | 9.588 | 0 | 185.9236 | 0
16.04. | 23 | 321.0285 |  | 125.9314 | 9.588 | 0 | 185.5091 | 0
16.04. | 24 | 322.077 |  | 126.9799 | 9.588 | 0 | 185.5091 | 0
17.04. | 1 | 320.414 |  | 126.5605 | 9.588 | 0 | 184.2655 | 0
17.04. | 2 | 320.9358 |  | 126.875 | 9.588 | 0 | 184.4727 | 0
17.04. | 3 | 313.9812 |  | 125.9314 | 9.588 | 0 | 178.4618 | 0
17.04. | 4 | 319.8873 |  | 125.8266 | 9.588 | 0 | 184.4727 | 0
17.04. | 5 | 320.6236 |  | 126.7702 | 9.588 | 0 | 184.2655 | 0
17.04. | 6 | 321.0116 |  | 124.4636 | 9.588 | 0 | 186.96 | 0
17.04. | 7 | 323.4158 |  | 126.246 | 9.588 | 0 | 187.5818 | 0
17.04. | 8 | 321.5576 |  | 126.875 | 9.588 | 0 | 185.0945 | 0
17.04. | 9 | 319.8946 |  | 126.4557 | 9.588 | 0 | 183.8509 | 0
17.04. | 10 | 318.0025 |  | 124.149 | 9.588 | 0 | 184.2655 | 0
17.04. | 11 | 319.8655 |  | 123.9393 | 9.588 | 0 | 186.3382 | 0
17.04. | 12 | 327.4515 |  | 125.7217 | 9.588 | 0 | 192.1418 | 0
17.04. | 13 | 332.4309 |  | 126.1411 | 9.588 | 0 | 196.7018 | 0
17.04. | 14 | 330.7679 |  | 125.7217 | 9.588 | 0 | 195.4582 | 0
17.04. | 15 | 332.0164 |  | 126.1411 | 9.588 | 0 | 196.2873 | 0
17.04. | 16 | 328.7952 |  | 125.4072 | 9.588 | 0 | 193.8 | 0
17.04. | 17 | 325.7934 |  | 125.7217 | 9.588 | 0 | 190.4836 | 0
17.04. | 18 | 321.6455 |  | 125.512 | 9.588 | 0 | 186.5455 | 0
17.04. | 19 | 319.4679 |  | 125.4072 | 9.588 | 0 | 184.4727 | 0
17.04. | 20 | 324.0231 |  | 124.9878 | 9.588 | 0 | 189.4473 | 0
17.04. | 21 | 323.7061 |  | 124.4636 | 9.588 | 0 | 189.6545 | 0
17.04. | 22 | 322.2455 |  | 123.6248 | 9.588 | 0 | 189.0327 | 0
17.04. | 23 | 322.4601 |  | 124.2539 | 9.588 | 0 | 188.6182 | 0
17.04. | 24 | 320.5067 |  | 125.6169 | 9.588 | 0 | 185.3018 | 0
18.04. | 1 | 320.1946 |  | 125.512 | 9.588 | 0 | 185.0945 | 0
18.04. | 2 | 322.2818 |  | 126.7702 | 9.588 | 0 | 185.9236 | 0
18.04. | 3 | 321.7528 |  | 125.8266 | 9.588 | 0 | 186.3382 | 0
18.04. | 4 | 314.4643 |  | 122.8909 | 9.588 | 0 | 181.9855 | 0
18.04. | 5 | 312.794 |  | 121.8424 | 9.588 | 0 | 181.3636 | 0
18.04. | 6 | 316.7443 |  | 122.8909 | 9.588 | 0 | 184.2655 | 0
18.04. | 7 | 314.0619 |  | 123.9393 | 9.588 | 0 | 180.5345 | 0
18.04. | 8 | 312.6158 |  | 124.3587 | 9.588 | 0 | 178.6691 | 0
18.04. | 9 | 309.4922 |  | 123.1006 | 9.588 | 0 | 176.8036 | 0
18.04. | 10 | 314.0449 |  | 122.4715 | 9.588 | 0 | 181.9855 | 0
18.04. | 11 | 312.8013 |  | 122.4715 | 9.588 | 0 | 180.7418 | 0
18.04. | 12 | 321.5431 |  | 125.6169 | 9.588 | 0 | 186.3382 | 0
18.04. | 13 | 320.6115 |  | 125.7217 | 9.588 | 0 | 185.3018 | 0
18.04. | 14 | 322.06 |  | 125.512 | 9.588 | 0 | 186.96 | 0
18.04. | 15 | 321.8576 |  | 125.9314 | 9.588 | 0 | 186.3382 | 0
18.04. | 16 | 326.8346 |  | 126.1411 | 9.588 | 0 | 191.1055 | 0
18.04. | 17 | 322.9964 |  | 125.8266 | 9.588 | 0 | 187.5818 | 0
18.04. | 18 | 325.1691 |  | 125.512 | 9.588 | 0 | 190.0691 | 0
18.04. | 19 | 325.7982 |  | 126.1411 | 9.588 | 0 | 190.0691 | 0
18.04. | 20 | 323.8231 |  | 125.6169 | 9.588 | 0 | 188.6182 | 0
18.04. | 21 | 321.0334 |  | 126.3508 | 9.588 | 0 | 185.0945 | 0
18.04. | 22 | 319.7655 |  | 124.2539 | 9.588 | 0 | 185.9236 | 0
18.04. | 23 | 319.7582 |  | 123.6248 | 9.588 | 0 | 186.5455 | 0
18.04. | 24 | 324.9667 |  | 125.9314 | 9.588 | 0 | 189.4473 | 0
19.04. | 1 | 325.6885 |  | 125.6169 | 9.588 | 0 | 190.4836 | 0
19.04. | 2 | 320.6091 |  | 125.512 | 9.588 | 0 | 185.5091 | 0
19.04. | 3 | 313.1473 |  | 125.512 | 9.588 | 0 | 178.0473 | 0
19.04. | 4 | 311.1818 |  | 125.8266 | 9.588 | 0 | 175.7673 | 0
19.04. | 5 | 305.9976 |  | 125.6169 | 9.588 | 0 | 170.7927 | 0
19.04. | 6 | 317.8194 |  | 126.246 | 9.588 | 0 | 181.9855 | 0
19.04. | 7 | 316.4637 |  | 125.512 | 9.588 | 0 | 181.3636 | 0
19.04. | 8 | 317.1928 |  | 125.8266 | 9.588 | 0 | 181.7782 | 0
19.04. | 9 | 313.0352 |  | 124.7781 | 9.588 | 0 | 178.6691 | 0
19.04. | 10 | 309.7116 |  | 124.149 | 9.588 | 0 | 175.9745 | 0
19.04. | 11 | 317.9267 |  | 126.5605 | 9.588 | 0 | 181.7782 | 0
19.04. | 12 | 314.6031 |  | 125.9314 | 9.588 | 0 | 179.0836 | 0
19.04. | 13 | 313.574 |  | 126.5605 | 9.588 | 0 | 177.4255 | 0
19.04. | 14 | 309.4285 |  | 126.5605 | 9.588 | 0 | 173.28 | 0
19.04. | 15 | 310.6625 |  | 125.7217 | 9.588 | 0 | 175.3527 | 0
19.04. | 16 | 310.4552 |  | 125.7217 | 9.588 | 0 | 175.1455 | 0
19.04. | 17 | 316.6734 |  | 125.7217 | 9.588 | 0 | 181.3636 | 0
19.04. | 18 | 320.714 |  | 125.6169 | 9.588 | 0 | 185.5091 | 0
19.04. | 19 | 321.5431 |  | 125.6169 | 9.588 | 0 | 186.3382 | 0
19.04. | 20 | 317.3589 |  | 122.2618 | 9.588 | 0 | 185.5091 | 0
19.04. | 21 | 320.3873 |  | 124.2539 | 9.588 | 0 | 186.5455 | 0
19.04. | 22 | 320.9043 |  | 124.149 | 9.588 | 0 | 187.1673 | 0
19.04. | 23 | 319.2485 |  | 124.3587 | 9.588 | 0 | 185.3018 | 0
19.04. | 24 | 315.4273 |  | 125.512 | 9.588 | 0 | 180.3273 | 0
20.04. | 1 | 320.0922 |  | 125.6169 | 9.588 | 0 | 184.8873 | 0
20.04. | 2 | 315.9467 |  | 125.6169 | 9.588 | 0 | 180.7418 | 0
20.04. | 3 | 315.7418 |  | 125.8266 | 9.588 | 0 | 180.3273 | 0
20.04. | 4 | 315.1128 |  | 125.1975 | 9.588 | 0 | 180.3273 | 0
20.04. | 5 | 313.874 |  | 125.6169 | 9.588 | 0 | 178.6691 | 0
20.04. | 6 | 312.5182 |  | 124.883 | 9.588 | 0 | 178.0473 | 0
20.04. | 7 | 312.3037 |  | 124.2539 | 9.588 | 0 | 178.4618 | 0
20.04. | 8 | 305.3516 |  | 123.5199 | 9.588 | 0 | 172.2436 | 0
20.04. | 9 | 303.0643 |  | 122.8909 | 9.588 | 0 | 170.5855 | 0
20.04. | 10 | 306.588 |  | 122.8909 | 9.588 | 0 | 174.1091 | 0
20.04. | 11 | 308.5655 |  | 123.6248 | 9.588 | 0 | 175.3527 | 0
20.04. | 12 | 311.3431 |  | 121.8424 | 9.588 | 0 | 179.9127 | 0
20.04. | 13 | 315.0789 |  | 122.2618 | 9.588 | 0 | 183.2291 | 0
20.04. | 14 | 318.188 |  | 122.2618 | 9.588 | 0 | 186.3382 | 0
20.04. | 15 | 318.4025 |  | 122.8909 | 9.588 | 0 | 185.9236 | 0
20.04. | 16 | 323.277 |  | 123.2054 | 9.588 | 0 | 190.4836 | 0
20.04. | 17 | 328.4927 |  | 126.1411 | 9.588 | 0 | 192.7636 | 0
20.04. | 18 | 323.8255 |  | 125.8266 | 9.588 | 0 | 188.4109 | 0
20.04. | 19 | 323.5158 |  | 125.9314 | 9.588 | 0 | 187.9964 | 0
20.04. | 20 | 323.5109 |  | 125.512 | 9.588 | 0 | 188.4109 | 0
20.04. | 21 | 325.0643 |  | 125.4072 | 9.588 | 0 | 190.0691 | 0
20.04. | 22 | 325.3837 |  | 126.1411 | 9.588 | 0 | 189.6545 | 0
20.04. | 23 | 327.6661 |  | 126.3508 | 9.588 | 0 | 191.7273 | 0
20.04. | 24 | 327.8709 |  | 126.1411 | 9.588 | 0 | 192.1418 | 0
21.04. | 1 | 328.4927 |  | 126.1411 | 9.588 | 0 | 192.7636 | 0
21.04. | 2 | 325.174 |  | 125.9314 | 9.588 | 0 | 189.6545 | 0
21.04. | 3 | 322.5891 |  | 126.4557 | 9.588 | 0 | 186.5455 | 0
21.04. | 4 | 323.5206 |  | 126.3508 | 9.588 | 0 | 187.5818 | 0
21.04. | 5 | 319.0655 |  | 126.4557 | 9.588 | 0 | 183.0218 | 0
21.04. | 6 | 316.1515 |  | 125.4072 | 9.588 | 0 | 181.1564 | 0
21.04. | 7 | 319.5752 |  | 125.7217 | 9.588 | 0 | 184.2655 | 0
21.04. | 8 | 321.0188 |  | 125.0926 | 9.588 | 0 | 186.3382 | 0
21.04. | 9 | 319.3703 |  | 125.9314 | 9.588 | 0 | 183.8509 | 0
21.04. | 10 | 321.1164 |  | 124.5684 | 9.588 | 0 | 186.96 | 0
21.04. | 11 | 326.0885 |  | 124.3587 | 9.588 | 0 | 192.1418 | 0
21.04. | 12 | 310.3503 |  | 125.6169 | 9.588 | 0 | 175.1455 | 0
21.04. | 13 | 326.9394 |  | 126.246 | 9.588 | 0 | 191.1055 | 0
21.04. | 14 | 325.4837 |  | 125.8266 | 9.588 | 0 | 190.0691 | 0
21.04. | 15 | 323.7255 |  | 126.1411 | 9.588 | 0 | 187.9964 | 0
21.04. | 16 | 323.9279 |  | 125.7217 | 9.588 | 0 | 188.6182 | 0
21.04. | 17 | 327.0394 |  | 125.9314 | 9.588 | 0 | 191.52 | 0
21.04. | 18 | 322.9915 |  | 125.4072 | 9.588 | 0 | 187.9964 | 0
21.04. | 19 | 319.8873 |  | 125.8266 | 9.588 | 0 | 184.4727 | 0
21.04. | 20 | 319.2461 |  | 124.149 | 9.588 | 0 | 185.5091 | 0
21.04. | 21 | 317.0734 |  | 124.4636 | 9.588 | 0 | 183.0218 | 0
21.04. | 22 | 322.8964 |  | 126.1411 | 9.588 | 0 | 187.1673 | 0
21.04. | 23 | 322.0649 |  | 125.9314 | 9.588 | 0 | 186.5455 | 0
21.04. | 24 | 322.3722 |  | 125.6169 | 9.588 | 0 | 187.1673 | 0
22.04. | 1 | 319.3703 |  | 125.9314 | 9.588 | 0 | 183.8509 | 0
22.04. | 2 | 320.3018 |  | 125.8266 | 9.588 | 0 | 184.8873 | 0
22.04. | 3 | 315.0128 |  | 125.512 | 9.588 | 0 | 179.9127 | 0
22.04. | 4 | 314.5934 |  | 125.0926 | 9.588 | 0 | 179.9127 | 0
22.04. | 5 | 311.794 |  | 124.9878 | 9.588 | 0 | 177.2182 | 0
22.04. | 6 | 312.3037 |  | 124.2539 | 9.588 | 0 | 178.4618 | 0
22.04. | 7 | 314.0788 |  | 125.4072 | 9.588 | 0 | 179.0836 | 0
22.04. | 8 | 321.4431 |  | 125.9314 | 9.588 | 0 | 185.9236 | 0
22.04. | 9 | 319.6776 |  | 125.6169 | 9.588 | 0 | 184.4727 | 0
22.04. | 10 | 321.3188 |  | 124.149 | 9.588 | 0 | 187.5818 | 0
22.04. | 11 | 314.9547 |  | 120.4794 | 9.588 | 0 | 184.8873 | 0
22.04. | 12 | 317.2371 |  | 120.6891 | 9.588 | 0 | 186.96 | 0
22.04. | 13 | 319.9461 |  | 121.9472 | 9.588 | 0 | 188.4109 | 0
22.04. | 14 | 321.5431 |  | 125.6169 | 9.588 | 0 | 186.3382 | 0
22.04. | 15 | 322.2673 |  | 125.512 | 9.588 | 0 | 187.1673 | 0
22.04. | 16 | 310.4479 |  | 125.0926 | 9.588 | 0 | 175.7673 | 0
22.04. | 17 | 322.8746 |  | 124.2539 | 9.588 | 0 | 189.0327 | 0
22.04. | 18 | 322.477 |  | 125.7217 | 9.588 | 0 | 187.1673 | 0
22.04. | 19 | 318.5412 |  | 125.9314 | 9.588 | 0 | 183.0218 | 0
22.04. | 20 | 312.2037 |  | 124.5684 | 9.588 | 0 | 178.0473 | 0
22.04. | 21 | 313.0425 |  | 125.4072 | 9.588 | 0 | 178.0473 | 0
22.04. | 22 | 323.194 |  | 124.9878 | 9.588 | 0 | 188.6182 | 0
22.04. | 23 | 323.6158 |  | 125.6169 | 9.588 | 0 | 188.4109 | 0
22.04. | 24 | 323.7206 |  | 125.7217 | 9.588 | 0 | 188.4109 | 0
23.04. | 1 | 318.0444 |  | 118.8018 | 9.588 | 0 | 189.6545 | 0
23.04. | 2 | 321.097 |  | 122.8909 | 9.588 | 0 | 188.6182 | 0
23.04. | 3 | 321.3188 |  | 124.149 | 9.588 | 0 | 187.5818 | 0
23.04. | 4 | 315.3273 |  | 125.8266 | 9.588 | 0 | 179.9127 | 0
23.04. | 5 | 318.8461 |  | 125.4072 | 9.588 | 0 | 183.8509 | 0
23.04. | 6 | 316.0443 |  | 125.0926 | 9.588 | 0 | 181.3636 | 0
23.04. | 7 | 315.2152 |  | 125.0926 | 9.588 | 0 | 180.5345 | 0
23.04. | 8 | 314.8055 |  | 125.512 | 9.588 | 0 | 179.7055 | 0
23.04. | 9 | 313.4473 |  | 124.5684 | 9.588 | 0 | 179.2909 | 0
23.04. | 10 | 323.2012 |  | 125.6169 | 9.588 | 0 | 187.9964 | 0
23.04. | 11 | 325.8982 |  | 125.8266 | 9.588 | 0 | 190.4836 | 0
23.04. | 12 | 328.2831 |  | 125.9314 | 9.588 | 0 | 192.7636 | 0
23.04. | 13 | 323.4061 |  | 125.4072 | 9.588 | 0 | 188.4109 | 0
23.04. | 14 | 324.2328 |  | 125.1975 | 9.588 | 0 | 189.4473 | 0
23.04. | 15 | 324.2303 |  | 124.9878 | 9.588 | 0 | 189.6545 | 0
23.04. | 16 | 321.1285 |  | 125.6169 | 9.588 | 0 | 185.9236 | 0
23.04. | 17 | 320.0922 |  | 125.6169 | 9.588 | 0 | 184.8873 | 0
23.04. | 18 | 315.5225 |  | 124.7781 | 9.588 | 0 | 181.1564 | 0
23.04. | 19 | 320.1897 |  | 125.0926 | 9.588 | 0 | 185.5091 | 0
23.04. | 20 | 322.9915 |  | 125.4072 | 9.588 | 0 | 187.9964 | 0
23.04. | 21 | 318.3146 |  | 124.2539 | 9.588 | 0 | 184.4727 | 0
23.04. | 22 | 317.2807 |  | 124.4636 | 9.588 | 0 | 183.2291 | 0
23.04. | 23 | 316.4516 |  | 124.4636 | 9.588 | 0 | 182.4 | 0
23.04. | 24 | 321.5334 |  | 124.7781 | 9.588 | 0 | 187.1673 | 0
24.04. | 1 | 323.7134 |  | 125.0926 | 9.588 | 0 | 189.0327 | 0
24.04. | 2 | 317.9073 |  | 124.883 | 9.588 | 0 | 183.4364 | 0
24.04. | 3 | 313.2449 |  | 124.9878 | 9.588 | 0 | 178.6691 | 0
24.04. | 4 | 309.2043 |  | 125.0926 | 9.588 | 0 | 174.5236 | 0
24.04. | 5 | 316.9758 |  | 124.9878 | 9.588 | 0 | 182.4 | 0
24.04. | 6 | 315.7249 |  | 124.3587 | 9.588 | 0 | 181.7782 | 0
24.04. | 7 | 316.2419 |  | 124.2539 | 9.588 | 0 | 182.4 | 0
24.04. | 8 | 317.5952 |  | 124.7781 | 9.588 | 0 | 183.2291 | 0
24.04. | 9 | 315.9273 |  | 123.9393 | 9.588 | 0 | 182.4 | 0
24.04. | 10 | 315.52 |  | 124.5684 | 9.588 | 0 | 181.3636 | 0
24.04. | 11 | 314.0619 |  | 123.9393 | 9.588 | 0 | 180.5345 | 0
24.04. | 12 | 322.4479 |  | 123.2054 | 9.588 | 0 | 189.6545 | 0
24.04. | 13 | 328.1516 |  | 123.5199 | 9.588 | 0 | 195.0436 | 0
24.04. | 14 | 323.6964 |  | 123.6248 | 9.588 | 0 | 190.4836 | 0
24.04. | 15 | 314.5917 |  | 115.971 | 9.588 | 0 | 189.0327 | 0
24.04. | 16 | 308.8274 |  | 112.2794 | 9.588 | 0 | 186.96 | 0
24.04. | 17 | 308.308 |  | 112.1746 | 9.588 | 0 | 186.5455 | 0
24.04. | 18 | 317.8073 |  | 125.1975 | 9.588 | 0 | 183.0218 | 0
24.04. | 19 | 322.577 |  | 125.4072 | 9.588 | 0 | 187.5818 | 0
24.04. | 20 | 322.8819 |  | 124.883 | 9.588 | 0 | 188.4109 | 0
24.04. | 21 | 316.137 |  | 124.149 | 9.588 | 0 | 182.4 | 0
24.04. | 22 | 315.1934 |  | 123.2054 | 9.588 | 0 | 182.4 | 0
24.04. | 23 | 320.4994 |  | 124.9878 | 9.588 | 0 | 185.9236 | 0
24.04. | 24 | 323.7134 |  | 125.0926 | 9.588 | 0 | 189.0327 | 0
25.04. | 1 | 325.5764 |  | 124.883 | 9.588 | 0 | 191.1055 | 0
25.04. | 2 | 323.811 |  | 124.5684 | 9.588 | 0 | 189.6545 | 0
25.04. | 3 | 323.7134 |  | 125.0926 | 9.588 | 0 | 189.0327 | 0
25.04. | 4 | 322.9843 |  | 124.7781 | 9.588 | 0 | 188.6182 | 0
25.04. | 5 | 320.2946 |  | 125.1975 | 9.588 | 0 | 185.5091 | 0
25.04. | 6 | 320.7019 |  | 124.5684 | 9.588 | 0 | 186.5455 | 0
25.04. | 7 | 319.9752 |  | 124.4636 | 9.588 | 0 | 185.9236 | 0
25.04. | 8 | 318.8413 |  | 124.9878 | 9.588 | 0 | 184.2655 | 0
25.04. | 9 | 318.8316 |  | 124.149 | 9.588 | 0 | 185.0945 | 0
25.04. | 10 | 318.7098 |  | 122.5763 | 9.588 | 0 | 186.5455 | 0
25.04. | 11 | 316.1152 |  | 122.2618 | 9.588 | 0 | 184.2655 | 0
25.04. | 12 | 316.3225 |  | 122.2618 | 9.588 | 0 | 184.4727 | 0
25.04. | 13 | 320.8825 |  | 122.2618 | 9.588 | 0 | 189.0327 | 0
25.04. | 14 | 316.8371 |  | 121.9472 | 9.588 | 0 | 185.3018 | 0
25.04. | 15 | 313.8013 |  | 119.3261 | 9.588 | 0 | 184.8873 | 0
25.04. | 16 | 298.9937 |  | 102.4457 | 9.588 | 0 | 186.96 | 0
25.04. | 17 | 289.9769 |  | 93.4289 | 9.588 | 0 | 186.96 | 0
25.04. | 18 | 290.5011 |  | 93.9531 | 9.588 | 0 | 186.96 | 0
25.04. | 19 | 293.6175 |  | 94.5822 | 9.588 | 0 | 189.4473 | 0
25.04. | 20 | 301.9706 |  | 108.9462 | 9.588 | 0 | 183.4364 | 0
25.04. | 21 | 309.1711 |  | 113.245 | 9.588 | 0 | 186.3382 | 0
25.04. | 22 | 312.8093 |  | 114.1886 | 9.588 | 0 | 189.0327 | 0
25.04. | 23 | 312.1923 |  | 114.608 | 9.588 | 0 | 187.9964 | 0
25.04. | 24 | 312.502 |  | 114.5031 | 9.588 | 0 | 188.4109 | 0
26.04. | 1 | 308.7735 |  | 114.7128 | 9.588 | 0 | 184.4727 | 0
26.04. | 2 | 302.1408 |  | 114.7128 | 9.588 | 0 | 177.84 | 0
26.04. | 3 | 306.596 |  | 114.608 | 9.588 | 0 | 182.4 | 0
26.04. | 4 | 307.5299 |  | 114.7128 | 9.588 | 0 | 183.2291 | 0
26.04. | 5 | 310.9511 |  | 114.8177 | 9.588 | 0 | 186.5455 | 0
26.04. | 6 | 312.2972 |  | 114.7128 | 9.588 | 0 | 187.9964 | 0
26.04. | 7 | 311.4681 |  | 114.7128 | 9.588 | 0 | 187.1673 | 0
26.04. | 8 | 307.5275 |  | 114.5031 | 9.588 | 0 | 183.4364 | 0
26.04. | 9 | 308.0323 |  | 113.3498 | 9.588 | 0 | 185.0945 | 0
26.04. | 10 | 307.6154 |  | 113.1401 | 9.588 | 0 | 184.8873 | 0
26.04. | 11 | 310.2051 |  | 113.0353 | 9.588 | 0 | 187.5818 | 0
26.04. | 12 | 309.8978 |  | 113.3498 | 9.588 | 0 | 186.96 | 0
26.04. | 13 | 308.5566 |  | 113.874 | 9.588 | 0 | 185.0945 | 0
26.04. | 14 | 310.3172 |  | 113.7692 | 9.588 | 0 | 186.96 | 0
26.04. | 15 | 311.6681 |  | 114.0837 | 9.588 | 0 | 187.9964 | 0
26.04. | 16 | 309.0784 |  | 114.1886 | 9.588 | 0 | 185.3018 | 0
26.04. | 17 | 311.2535 |  | 114.0837 | 9.588 | 0 | 187.5818 | 0
26.04. | 18 | 314.1554 |  | 114.0837 | 9.588 | 0 | 190.4836 | 0
26.04. | 19 | 312.1851 |  | 113.9789 | 9.588 | 0 | 188.6182 | 0
26.04. | 20 | 311.9826 |  | 114.3983 | 9.588 | 0 | 187.9964 | 0
26.04. | 21 | 314.6772 |  | 114.3983 | 9.588 | 0 | 190.6909 | 0
26.04. | 22 | 313.7336 |  | 113.4546 | 9.588 | 0 | 190.6909 | 0
26.04. | 23 | 295.2805 |  | 95.0016 | 9.588 | 0 | 190.6909 | 0
26.04. | 24 | 311.439 |  | 112.1965 | 9.588 | 0 | 189.6545 | 0
27.04. | 1 | 313.9554 |  | 114.7128 | 9.588 | 0 | 189.6545 | 0
27.04. | 2 | 311.756 |  | 112.7207 | 9.588 | 0 | 189.4473 | 0
27.04. | 3 | 309.8905 |  | 112.7207 | 9.588 | 0 | 187.5818 | 0
27.04. | 4 | 311.5584 |  | 113.5595 | 9.588 | 0 | 188.4109 | 0
27.04. | 5 | 310.7438 |  | 114.8177 | 9.588 | 0 | 186.3382 | 0
27.04. | 6 | 311.2584 |  | 114.5031 | 9.588 | 0 | 187.1673 | 0
27.04. | 7 | 314.7844 |  | 114.7128 | 9.588 | 0 | 190.4836 | 0
27.04. | 8 | 311.1439 |  | 113.5595 | 9.588 | 0 | 187.9964 | 0
27.04. | 9 | 306.4839 |  | 113.874 | 9.588 | 0 | 183.0218 | 0
27.04. | 10 | 308.8542 |  | 112.7207 | 9.588 | 0 | 186.5455 | 0
27.04. | 11 | 311.7778 |  | 114.608 | 9.588 | 0 | 187.5818 | 0
27.04. | 12 | 314.8893 |  | 114.8177 | 9.588 | 0 | 190.4836 | 0
27.04. | 13 | 314.882 |  | 114.1886 | 9.588 | 0 | 191.1055 | 0
27.04. | 14 | 314.4699 |  | 114.3983 | 9.588 | 0 | 190.4836 | 0
27.04. | 15 | 305.5596 |  | 114.608 | 9.588 | 0 | 181.3636 | 0
27.04. | 16 | 313.8505 |  | 114.608 | 9.588 | 0 | 189.6545 | 0
27.04. | 17 | 310.7438 |  | 114.8177 | 9.588 | 0 | 186.3382 | 0
27.04. | 18 | 311.2584 |  | 114.5031 | 9.588 | 0 | 187.1673 | 0
27.04. | 19 | 310.7438 |  | 114.8177 | 9.588 | 0 | 186.3382 | 0
27.04. | 20 | 312.6069 |  | 114.608 | 9.588 | 0 | 188.4109 | 0
27.04. | 21 | 312.5923 |  | 113.3498 | 9.588 | 0 | 189.6545 | 0
27.04. | 22 | 313.6408 |  | 114.3983 | 9.588 | 0 | 189.6545 | 0
27.04. | 23 | 312.919 |  | 114.7128 | 9.588 | 0 | 188.6182 | 0
27.04. | 24 | 309.4954 |  | 114.3983 | 9.588 | 0 | 185.5091 | 0
28.04. | 1 | 312.402 |  | 114.8177 | 9.588 | 0 | 187.9964 | 0
28.04. | 2 | 312.1972 |  | 115.0274 | 9.588 | 0 | 187.5818 | 0
28.04. | 3 | 312.8166 |  | 114.8177 | 9.588 | 0 | 188.4109 | 0
28.04. | 4 | 311.8826 |  | 114.7128 | 9.588 | 0 | 187.5818 | 0
28.04. | 5 | 308.6687 |  | 114.608 | 9.588 | 0 | 184.4727 | 0
28.04. | 6 | 308.8808 |  | 115.0274 | 9.588 | 0 | 184.2655 | 0
28.04. | 7 | 313.1311 |  | 115.1322 | 9.588 | 0 | 188.4109 | 0
28.04. | 8 | 308.6687 |  | 114.608 | 9.588 | 0 | 184.4727 | 0
28.04. | 9 | 302.2311 |  | 113.5595 | 9.588 | 0 | 179.0836 | 0
28.04. | 10 | 307.9299 |  | 113.4546 | 9.588 | 0 | 184.8873 | 0
28.04. | 11 | 312.0754 |  | 113.4546 | 9.588 | 0 | 189.0327 | 0
28.04. | 12 | 315.2966 |  | 114.1886 | 9.588 | 0 | 191.52 | 0
28.04. | 13 | 311.7778 |  | 114.608 | 9.588 | 0 | 187.5818 | 0
28.04. | 14 | 311.5729 |  | 114.8177 | 9.588 | 0 | 187.1673 | 0
28.04. | 15 | 316.8499 |  | 114.0837 | 9.588 | 0 | 193.1782 | 0
28.04. | 16 | 324.319 |  | 114.7128 | 9.588 | 0 | 200.0182 | 0
28.04. | 17 | 321.1051 |  | 114.608 | 9.588 | 0 | 196.9091 | 0
28.04. | 18 | 314.8869 |  | 114.608 | 9.588 | 0 | 190.6909 | 0
28.04. | 19 | 311.3632 |  | 114.608 | 9.588 | 0 | 187.1673 | 0
28.04. | 20 | 312.7093 |  | 114.5031 | 9.588 | 0 | 188.6182 | 0
28.04. | 21 | 308.042 |  | 114.1886 | 9.588 | 0 | 184.2655 | 0
28.04. | 22 | 306.7008 |  | 114.7128 | 9.588 | 0 | 182.4 | 0
28.04. | 23 | 310.9511 |  | 114.8177 | 9.588 | 0 | 186.5455 | 0
28.04. | 24 | 308.8735 |  | 114.3983 | 9.588 | 0 | 184.8873 | 0
29.04. | 1 | 308.9735 |  | 114.0837 | 9.588 | 0 | 185.3018 | 0
29.04. | 2 | 306.596 |  | 114.608 | 9.588 | 0 | 182.4 | 0
29.04. | 3 | 305.862 |  | 113.874 | 9.588 | 0 | 182.4 | 0
29.04. | 4 | 252.2015 |  | 62.9081 | 9.588 | 0 | 179.7055 | 0
29.04. | 5 | 297.7881 |  | 114.7128 | 9.588 | 0 | 173.4873 | 0
29.04. | 6 | 307.6347 |  | 114.8177 | 9.588 | 0 | 183.2291 | 0
29.04. | 7 | 308.2566 |  | 114.8177 | 9.588 | 0 | 183.8509 | 0
29.04. | 8 | 303.7062 |  | 115.6564 | 9.588 | 0 | 178.4618 | 0
29.04. | 9 | 316.9717 |  | 115.6564 | 9.588 | 0 | 191.7273 | 0
29.04. | 10 | 316.5402 |  | 114.1886 | 9.588 | 0 | 192.7636 | 0
29.04. | 11 | 319.0299 |  | 114.3983 | 9.588 | 0 | 195.0436 | 0
29.04. | 12 | 319.659 |  | 115.0274 | 9.588 | 0 | 195.0436 | 0
29.04. | 13 | 318.1129 |  | 115.7613 | 9.588 | 0 | 192.7636 | 0
29.04. | 14 | 316.7644 |  | 115.6564 | 9.588 | 0 | 191.52 | 0
29.04. | 15 | 316.4233 |  | 113.0353 | 9.588 | 0 | 193.8 | 0
29.04. | 16 | 318.3887 |  | 112.7207 | 9.588 | 0 | 196.08 | 0
29.04. | 17 | 315.9014 |  | 112.7207 | 9.588 | 0 | 193.5927 | 0
29.04. | 18 | 309.059 |  | 112.511 | 9.588 | 0 | 186.96 | 0
29.04. | 19 | 312.6875 |  | 112.6159 | 9.588 | 0 | 190.4836 | 0
29.04. | 20 | 315.3821 |  | 112.6159 | 9.588 | 0 | 193.1782 | 0
29.04. | 21 | 313.39 |  | 110.6238 | 9.588 | 0 | 193.1782 | 0
29.04. | 22 | 314.8627 |  | 112.511 | 9.588 | 0 | 192.7636 | 0
29.04. | 23 | 311.756 |  | 112.7207 | 9.588 | 0 | 189.4473 | 0
29.04. | 24 | 312.273 |  | 112.6159 | 9.588 | 0 | 190.0691 | 0
30.04. | 1 | 312.1681 |  | 112.511 | 9.588 | 0 | 190.0691 | 0
30.04. | 2 | 310.0954 |  | 112.511 | 9.588 | 0 | 187.9964 | 0
30.04. | 3 | 311.2318 |  | 112.1965 | 9.588 | 0 | 189.4473 | 0
30.04. | 4 | 309.576 |  | 112.4062 | 9.588 | 0 | 187.5818 | 0
30.04. | 5 | 314.3457 |  | 112.6159 | 9.588 | 0 | 192.1418 | 0
30.04. | 6 | 263.17 |  | 61.4402 | 9.588 | 0 | 192.1418 | 0
30.04. | 7 | 261.0901 |  | 60.8111 | 9.588 | 0 | 190.6909 | 0
30.04. | 8 | 259.2294 |  | 61.2305 | 9.588 | 0 | 188.4109 | 0
30.04. | 9 | 262.2313 |  | 60.916 | 9.588 | 0 | 191.7273 | 0
30.04. | 10 | 265.6525 |  | 61.0208 | 9.588 | 0 | 195.0436 | 0
30.04. | 11 | 265.6549 |  | 61.2305 | 9.588 | 0 | 194.8364 | 0
30.04. | 12 | 263.9967 |  | 61.2305 | 9.588 | 0 | 193.1782 | 0
30.04. | 13 | 266.4913 |  | 61.8596 | 9.588 | 0 | 195.0436 | 0
30.04. | 14 | 263.8967 |  | 61.5451 | 9.588 | 0 | 192.7636 | 0
30.04. | 15 | 261.0973 |  | 61.4402 | 9.588 | 0 | 190.0691 | 0
30.04. | 16 | 259.1294 |  | 61.5451 | 9.588 | 0 | 187.9964 | 0
30.04. | 17 | 253.7992 |  | 57.6657 | 9.588 | 0 | 186.5455 | 0
30.04. | 18 | 246.7696 |  | 50.2216 | 9.588 | 0 | 186.96 | 0
30.04. | 19 | 243.8903 |  | 43.1969 | 9.588 | 0 | 191.1055 | 0
30.04. | 20 | 245.9679 |  | 43.6163 | 9.588 | 0 | 192.7636 | 0
30.04. | 21 | 297.3484 |  | 94.5822 | 9.588 | 0 | 193.1782 | 0
30.04. | 22 | 295.8975 |  | 94.5822 | 9.588 | 0 | 191.7273 | 0
30.04. | 23 | 296.312 |  | 94.5822 | 9.588 | 0 | 192.1418 | 0
30.04. | 24 | 297.3484 |  | 94.5822 | 9.588 | 0 | 193.1782 | 0
01.05. | 1 | 296.312 |  | 94.5822 | 9.588 | 0 | 192.1418 | 0
01.05. | 2 | 294.8636 |  | 94.7919 | 9.588 | 0 | 190.4836 | 0
01.05. | 3 | 295.2757 |  | 94.5822 | 9.588 | 0 | 191.1055 | 0
01.05. | 4 | 294.4248 |  | 92.695 | 9.588 | 0 | 192.1418 | 0
01.05. | 5 | 294.4248 |  | 92.695 | 9.588 | 0 | 192.1418 | 0
01.05. | 6 | 297.5363 |  | 92.9047 | 9.588 | 0 | 195.0436 | 0
01.05. | 7 | 294.4248 |  | 92.695 | 9.588 | 0 | 192.1418 | 0
01.05. | 8 | 295.0466 |  | 92.695 | 9.588 | 0 | 192.7636 | 0
01.05. | 9 | 295.2515 |  | 92.4853 | 9.588 | 0 | 193.1782 | 0
01.05. | 10 | 285.2 |  | 92.5901 | 9.588 | 0 | 183.0218 | 0
01.05. | 11 | 290.6915 |  | 92.4853 | 9.588 | 0 | 188.6182 | 0
01.05. | 12 | 294.1103 |  | 92.3804 | 9.588 | 0 | 192.1418 | 0
01.05. | 13 | 295.7684 |  | 92.3804 | 9.588 | 0 | 193.8 | 0
01.05. | 14 | 293.0739 |  | 92.3804 | 9.588 | 0 | 191.1055 | 0
01.05. | 15 | 294.8369 |  | 92.4853 | 9.588 | 0 | 192.7636 | 0
01.05. | 16 | 294.1103 |  | 92.3804 | 9.588 | 0 | 192.1418 | 0
01.05. | 17 | 290.2745 |  | 92.2756 | 9.588 | 0 | 188.4109 | 0
01.05. | 18 | 291.623 |  | 92.3804 | 9.588 | 0 | 189.6545 | 0
01.05. | 19 | 287.9969 |  | 92.4853 | 9.588 | 0 | 185.9236 | 0
01.05. | 20 | 287.8872 |  | 91.9611 | 9.588 | 0 | 186.3382 | 0
01.05. | 21 | 289.6503 |  | 92.0659 | 9.588 | 0 | 187.9964 | 0
01.05. | 22 | 293.3812 |  | 92.0659 | 9.588 | 0 | 191.7273 | 0
01.05. | 23 | 291.723 |  | 92.0659 | 9.588 | 0 | 190.0691 | 0
01.05. | 24 | 287.3727 |  | 92.2756 | 9.588 | 0 | 185.5091 | 0
02.05. | 1 | 290.8963 |  | 92.2756 | 9.588 | 0 | 189.0327 | 0
02.05. | 2 | 290.2745 |  | 92.2756 | 9.588 | 0 | 188.4109 | 0
02.05. | 3 | 290.6866 |  | 92.0659 | 9.588 | 0 | 189.0327 | 0
02.05. | 4 | 293.1739 |  | 92.0659 | 9.588 | 0 | 191.52 | 0
02.05. | 5 | 290.4818 |  | 92.2756 | 9.588 | 0 | 188.6182 | 0
02.05. | 6 | 291.5181 |  | 92.2756 | 9.588 | 0 | 189.6545 | 0
02.05. | 7 | 286.7509 |  | 92.2756 | 9.588 | 0 | 184.8873 | 0
02.05. | 8 | 284.0539 |  | 92.0659 | 9.588 | 0 | 182.4 | 0
02.05. | 9 | 282.3957 |  | 92.0659 | 9.588 | 0 | 180.7418 | 0
02.05. | 10 | 290.0624 |  | 91.8562 | 9.588 | 0 | 188.6182 | 0
02.05. | 11 | 293.1739 |  | 92.0659 | 9.588 | 0 | 191.52 | 0
02.05. | 12 | 290.7866 |  | 91.7514 | 9.588 | 0 | 189.4473 | 0
02.05. | 13 | 289.4454 |  | 92.2756 | 9.588 | 0 | 187.5818 | 0
02.05. | 14 | 291.1012 |  | 92.0659 | 9.588 | 0 | 189.4473 | 0
02.05. | 15 | 290.2721 |  | 92.0659 | 9.588 | 0 | 188.6182 | 0
02.05. | 16 | 280.7375 |  | 92.0659 | 9.588 | 0 | 179.0836 | 0
02.05. | 17 | 291.1012 |  | 92.0659 | 9.588 | 0 | 189.4473 | 0
02.05. | 18 | 292.1375 |  | 92.0659 | 9.588 | 0 | 190.4836 | 0
02.05. | 19 | 290.4818 |  | 92.2756 | 9.588 | 0 | 188.6182 | 0
02.05. | 20 | 288.8163 |  | 91.6465 | 9.588 | 0 | 187.5818 | 0
02.05. | 21 | 286.5412 |  | 92.0659 | 9.588 | 0 | 184.8873 | 0
02.05. | 22 | 285.4 |  | 91.9611 | 9.588 | 0 | 183.8509 | 0
02.05. | 23 | 284.2636 |  | 92.2756 | 9.588 | 0 | 182.4 | 0
02.05. | 24 | 287.1654 |  | 92.2756 | 9.588 | 0 | 185.3018 | 0
03.05. | 1 | 285.7145 |  | 92.2756 | 9.588 | 0 | 183.8509 | 0
03.05. | 2 | 287.3751 |  | 92.4853 | 9.588 | 0 | 185.3018 | 0
03.05. | 3 | 289.243 |  | 92.695 | 9.588 | 0 | 186.96 | 0
03.05. | 4 | 284.9975 |  | 93.0095 | 9.588 | 0 | 182.4 | 0
03.05. | 5 | 284.9975 |  | 93.0095 | 9.588 | 0 | 182.4 | 0
03.05. | 6 | 284.3684 |  | 92.3804 | 9.588 | 0 | 182.4 | 0
03.05. | 7 | 284.0539 |  | 92.0659 | 9.588 | 0 | 182.4 | 0
03.05. | 8 | 289.2502 |  | 93.3241 | 9.588 | 0 | 186.3382 | 0
03.05. | 9 | 283.4466 |  | 93.3241 | 9.588 | 0 | 180.5345 | 0
03.05. | 10 | 297.9622 |  | 102.8651 | 9.588 | 0 | 185.5091 | 0
03.05. | 11 | 300.5197 |  | 108.9462 | 9.588 | 0 | 181.9855 | 0
03.05. | 12 | 305.233 |  | 113.245 | 9.588 | 0 | 182.4 | 0
03.05. | 13 | 300.9705 |  | 112.0916 | 9.588 | 0 | 179.2909 | 0
03.05. | 14 | 302.4215 |  | 112.0916 | 9.588 | 0 | 180.7418 | 0
03.05. | 15 | 298.1712 |  | 111.9868 | 9.588 | 0 | 176.5964 | 0
03.05. | 16 | 302.3118 |  | 111.5674 | 9.588 | 0 | 181.1564 | 0
03.05. | 17 | 297.2372 |  | 111.8819 | 9.588 | 0 | 175.7673 | 0
03.05. | 18 | 306.5669 |  | 112.0916 | 9.588 | 0 | 184.8873 | 0
03.05. | 19 | 293.7233 |  | 112.7207 | 9.588 | 0 | 171.4145 | 0
03.05. | 20 | 286.7848 |  | 95.2113 | 9.588 | 0 | 181.9855 | 0
03.05. | 21 | 307.4137 |  | 104.6475 | 9.588 | 0 | 193.1782 | 0
03.05. | 22 | 309.0469 |  | 111.4626 | 9.588 | 0 | 187.9964 | 0
03.05. | 23 | 305.0063 |  | 111.5674 | 9.588 | 0 | 183.8509 | 0
03.05. | 24 | 308.2324 |  | 112.7207 | 9.588 | 0 | 185.9236 | 0
04.05. | 1 | 310.6196 |  | 113.0353 | 9.588 | 0 | 187.9964 | 0
04.05. | 2 | 310.6196 |  | 113.0353 | 9.588 | 0 | 187.9964 | 0
04.05. | 3 | 308.0299 |  | 113.1401 | 9.588 | 0 | 185.3018 | 0
04.05. | 4 | 308.1348 |  | 113.245 | 9.588 | 0 | 185.3018 | 0
04.05. | 5 | 305.233 |  | 113.245 | 9.588 | 0 | 182.4 | 0
04.05. | 6 | 307.9275 |  | 113.245 | 9.588 | 0 | 185.0945 | 0
04.05. | 7 | 306.7887 |  | 113.3498 | 9.588 | 0 | 183.8509 | 0
04.05. | 8 | 309.8954 |  | 113.1401 | 9.588 | 0 | 187.1673 | 0
04.05. | 9 | 310.0881 |  | 111.8819 | 9.588 | 0 | 188.6182 | 0
04.05. | 10 | 310.81 |  | 111.5674 | 9.588 | 0 | 189.6545 | 0
04.05. | 11 | 314.7481 |  | 111.5674 | 9.588 | 0 | 193.5927 | 0
04.05. | 12 | 316.6257 |  | 112.6159 | 9.588 | 0 | 194.4218 | 0
04.05. | 13 | 314.9675 |  | 112.6159 | 9.588 | 0 | 192.7636 | 0
04.05. | 14 | 314.7578 |  | 112.4062 | 9.588 | 0 | 192.7636 | 0
04.05. | 15 | 319.6299 |  | 112.511 | 9.588 | 0 | 197.5309 | 0
04.05. | 16 | 317.1427 |  | 112.511 | 9.588 | 0 | 195.0436 | 0
04.05. | 17 | 314.3457 |  | 112.6159 | 9.588 | 0 | 192.1418 | 0
04.05. | 18 | 316.4184 |  | 112.6159 | 9.588 | 0 | 194.2145 | 0
04.05. | 19 | 313.8336 |  | 113.1401 | 9.588 | 0 | 191.1055 | 0
04.05. | 20 | 313.7287 |  | 113.0353 | 9.588 | 0 | 191.1055 | 0
04.05. | 21 | 313.3166 |  | 113.245 | 9.588 | 0 | 190.4836 | 0
04.05. | 22 | 308.5324 |  | 111.7771 | 9.588 | 0 | 187.1673 | 0
04.05. | 23 | 311.9705 |  | 113.3498 | 9.588 | 0 | 189.0327 | 0
04.05. | 24 | 315.7014 |  | 113.3498 | 9.588 | 0 | 192.7636 | 0
05.05. | 1 | 314.5626 |  | 113.4546 | 9.588 | 0 | 191.52 | 0
05.05. | 2 | 310.4148 |  | 113.245 | 9.588 | 0 | 187.5818 | 0
05.05. | 3 | 314.5626 |  | 113.4546 | 9.588 | 0 | 191.52 | 0
05.05. | 4 | 312.0633 |  | 112.4062 | 9.588 | 0 | 190.0691 | 0
05.05. | 5 | 315.0869 |  | 113.9789 | 9.588 | 0 | 191.52 | 0
05.05. | 6 | 318.9202 |  | 113.874 | 9.588 | 0 | 195.4582 | 0
05.05. | 7 | 317.9887 |  | 113.9789 | 9.588 | 0 | 194.4218 | 0
05.05. | 8 | 310.5099 |  | 112.511 | 9.588 | 0 | 188.4109 | 0
05.05. | 9 | 313.9336 |  | 112.8256 | 9.588 | 0 | 191.52 | 0
05.05. | 10 | 312.2536 |  | 110.9383 | 9.588 | 0 | 191.7273 | 0
05.05. | 11 | 312.0681 |  | 112.8256 | 9.588 | 0 | 189.6545 | 0
05.05. | 12 | 318.3936 |  | 113.1401 | 9.588 | 0 | 195.6655 | 0
05.05. | 13 | 318.0863 |  | 113.4546 | 9.588 | 0 | 195.0436 | 0
05.05. | 14 | 314.8699 |  | 113.1401 | 9.588 | 0 | 192.1418 | 0
05.05. | 15 | 304.1845 |  | 112.1965 | 9.588 | 0 | 182.4 | 0
05.05. | 16 | 311.8584 |  | 112.6159 | 9.588 | 0 | 189.6545 | 0
05.05. | 17 | 311.6487 |  | 112.4062 | 9.588 | 0 | 189.6545 | 0
05.05. | 18 | 314.4433 |  | 112.0916 | 9.588 | 0 | 192.7636 | 0
05.05. | 19 | 317.6693 |  | 113.245 | 9.588 | 0 | 194.8364 | 0
05.05. | 20 | 318.4008 |  | 113.7692 | 9.588 | 0 | 195.0436 | 0
05.05. | 21 | 313.1609 |  | 108.7365 | 9.588 | 0 | 194.8364 | 0
05.05. | 22 | 316.9499 |  | 113.7692 | 9.588 | 0 | 193.5927 | 0
05.05. | 23 | 318.6105 |  | 113.9789 | 9.588 | 0 | 195.0436 | 0
05.05. | 24 | 315.6039 |  | 113.874 | 9.588 | 0 | 192.1418 | 0
06.05. | 1 | 318.8129 |  | 113.5595 | 9.588 | 0 | 195.6655 | 0
06.05. | 2 | 317.0548 |  | 113.874 | 9.588 | 0 | 193.5927 | 0
06.05. | 3 | 314.0505 |  | 113.9789 | 9.588 | 0 | 190.4836 | 0
06.05. | 4 | 317.9839 |  | 113.5595 | 9.588 | 0 | 194.8364 | 0
06.05. | 5 | 316.2257 |  | 113.874 | 9.588 | 0 | 192.7636 | 0
06.05. | 6 | 319.2323 |  | 113.9789 | 9.588 | 0 | 195.6655 | 0
06.05. | 7 | 315.6039 |  | 113.874 | 9.588 | 0 | 192.1418 | 0
06.05. | 8 | 318.8129 |  | 113.5595 | 9.588 | 0 | 195.6655 | 0
06.05. | 9 | 315.9014 |  | 112.7207 | 9.588 | 0 | 193.5927 | 0
06.05. | 10 | 320.7784 |  | 113.245 | 9.588 | 0 | 197.9455 | 0
06.05. | 11 | 318.0742 |  | 112.4062 | 9.588 | 0 | 196.08 | 0
06.05. | 12 | 319.9445 |  | 112.8256 | 9.588 | 0 | 197.5309 | 0
06.05. | 13 | 320.1421 |  | 111.9868 | 9.588 | 0 | 198.5673 | 0
06.05. | 14 | 323.2487 |  | 111.7771 | 9.588 | 0 | 201.8836 | 0
06.05. | 15 | 318.5815 |  | 111.4626 | 9.588 | 0 | 197.5309 | 0
06.05. | 16 | 308.9614 |  | 113.0353 | 9.588 | 0 | 186.3382 | 0
06.05. | 17 | 312.9996 |  | 112.7207 | 9.588 | 0 | 190.6909 | 0
06.05. | 18 | 312.2778 |  | 113.0353 | 9.588 | 0 | 189.6545 | 0
06.05. | 19 | 318.4008 |  | 113.7692 | 9.588 | 0 | 195.0436 | 0
06.05. | 20 | 320.3784 |  | 114.5031 | 9.588 | 0 | 196.2873 | 0
06.05. | 21 | 319.8614 |  | 114.608 | 9.588 | 0 | 195.6655 | 0
06.05. | 22 | 321.0026 |  | 114.7128 | 9.588 | 0 | 196.7018 | 0
06.05. | 23 | 311.8826 |  | 114.7128 | 9.588 | 0 | 187.5818 | 0
06.05. | 24 | 312.3972 |  | 114.3983 | 9.588 | 0 | 188.4109 | 0
07.05. | 1 | 313.8505 |  | 114.608 | 9.588 | 0 | 189.6545 | 0
07.05. | 2 | 311.2584 |  | 114.5031 | 9.588 | 0 | 187.1673 | 0
07.05. | 3 | 313.2287 |  | 114.608 | 9.588 | 0 | 189.0327 | 0
07.05. | 4 | 313.3335 |  | 114.7128 | 9.588 | 0 | 189.0327 | 0
07.05. | 5 | 309.7075 |  | 114.8177 | 9.588 | 0 | 185.3018 | 0
07.05. | 6 | 319.1372 |  | 114.7128 | 9.588 | 0 | 194.8364 | 0
07.05. | 7 | 314.9917 |  | 114.7128 | 9.588 | 0 | 190.6909 | 0
07.05. | 8 | 315.1917 |  | 114.0837 | 9.588 | 0 | 191.52 | 0
07.05. | 9 | 320.3784 |  | 114.5031 | 9.588 | 0 | 196.2873 | 0
07.05. | 10 | 317.6693 |  | 113.245 | 9.588 | 0 | 194.8364 | 0
07.05. | 11 | 315.3869 |  | 113.0353 | 9.588 | 0 | 192.7636 | 0
07.05. | 12 | 313.419 |  | 113.1401 | 9.588 | 0 | 190.6909 | 0
07.05. | 13 | 314.0433 |  | 113.3498 | 9.588 | 0 | 191.1055 | 0
07.05. | 14 | 315.9111 |  | 113.5595 | 9.588 | 0 | 192.7636 | 0
07.05. | 15 | 307.9299 |  | 113.4546 | 9.588 | 0 | 184.8873 | 0
07.05. | 16 | 314.7651 |  | 113.0353 | 9.588 | 0 | 192.1418 | 0
07.05. | 17 | 312.902 |  | 113.245 | 9.588 | 0 | 190.0691 | 0
07.05. | 18 | 310.2172 |  | 114.0837 | 9.588 | 0 | 186.5455 | 0
07.05. | 19 | 307.9372 |  | 114.0837 | 9.588 | 0 | 184.2655 | 0
07.05. | 20 | 304.2135 |  | 114.7128 | 9.588 | 0 | 179.9127 | 0
07.05. | 21 | 303.2796 |  | 114.608 | 9.588 | 0 | 179.0836 | 0
07.05. | 22 | 297.3566 |  | 113.245 | 9.588 | 0 | 174.5236 | 0
07.05. | 23 | 297.1663 |  | 114.7128 | 9.588 | 0 | 172.8655 | 0
07.05. | 24 | 295.0935 |  | 114.7128 | 9.588 | 0 | 170.7927 | 0
08.05. | 1 | 312.502 |  | 114.5031 | 9.588 | 0 | 188.4109 | 0
08.05. | 2 | 313.7457 |  | 114.5031 | 9.588 | 0 | 189.6545 | 0
08.05. | 3 | 310.6366 |  | 114.5031 | 9.588 | 0 | 186.5455 | 0
08.05. | 4 | 312.0875 |  | 114.5031 | 9.588 | 0 | 187.9964 | 0
08.05. | 5 | 312.8093 |  | 114.1886 | 9.588 | 0 | 189.0327 | 0
08.05. | 6 | 311.7729 |  | 114.1886 | 9.588 | 0 | 187.9964 | 0
08.05. | 7 | 309.2857 |  | 114.1886 | 9.588 | 0 | 185.5091 | 0
08.05. | 8 | 315.9184 |  | 114.1886 | 9.588 | 0 | 192.1418 | 0
08.05. | 9 | 315.0724 |  | 112.7207 | 9.588 | 0 | 192.7636 | 0
08.05. | 10 | 305.9572 |  | 113.1401 | 9.588 | 0 | 183.2291 | 0
08.05. | 11 | 304.1966 |  | 113.245 | 9.588 | 0 | 181.3636 | 0
08.05. | 12 | 308.7566 |  | 113.245 | 9.588 | 0 | 185.9236 | 0
08.05. | 13 | 316.4257 |  | 113.245 | 9.588 | 0 | 193.5927 | 0
08.05. | 14 | 318.0814 |  | 113.0353 | 9.588 | 0 | 195.4582 | 0
08.05. | 15 | 303.2554 |  | 112.511 | 9.588 | 0 | 181.1564 | 0
08.05. | 16 | 310.7172 |  | 112.511 | 9.588 | 0 | 188.6182 | 0
08.05. | 17 | 314.036 |  | 112.7207 | 9.588 | 0 | 191.7273 | 0
08.05. | 18 | 301.9166 |  | 113.245 | 9.588 | 0 | 179.0836 | 0
08.05. | 19 | 302.9626 |  | 114.0837 | 9.588 | 0 | 179.2909 | 0
08.05. | 20 | 304.1087 |  | 114.608 | 9.588 | 0 | 179.9127 | 0
08.05. | 21 | 301.2117 |  | 115.0274 | 9.588 | 0 | 176.5964 | 0
08.05. | 22 | 299.2245 |  | 113.4546 | 9.588 | 0 | 176.1818 | 0
08.05. | 23 | 298.8244 |  | 114.7128 | 9.588 | 0 | 174.5236 | 0
08.05. | 24 | 298.3075 |  | 114.8177 | 9.588 | 0 | 173.9018 | 0
09.05. | 1 | 298.9269 |  | 114.608 | 9.588 | 0 | 174.7309 | 0
09.05. | 2 | 296.2323 |  | 114.608 | 9.588 | 0 | 172.0364 | 0
09.05. | 3 | 298.2002 |  | 114.5031 | 9.588 | 0 | 174.1091 | 0
09.05. | 4 | 297.6857 |  | 114.8177 | 9.588 | 0 | 173.28 | 0
09.05. | 5 | 299.0245 |  | 114.0837 | 9.588 | 0 | 175.3527 | 0
09.05. | 6 | 294.9814 |  | 113.9789 | 9.588 | 0 | 171.4145 | 0
09.05. | 7 | 309.2857 |  | 114.1886 | 9.588 | 0 | 185.5091 | 0
09.05. | 8 | 313.7408 |  | 114.0837 | 9.588 | 0 | 190.0691 | 0
09.05. | 9 | 300.8826 |  | 113.4546 | 9.588 | 0 | 177.84 | 0
09.05. | 10 | 303.7845 |  | 113.4546 | 9.588 | 0 | 180.7418 | 0
09.05. | 11 | 305.5523 |  | 113.9789 | 9.588 | 0 | 181.9855 | 0
09.05. | 12 | 300.5754 |  | 113.7692 | 9.588 | 0 | 177.2182 | 0
09.05. | 13 | 318.4008 |  | 113.7692 | 9.588 | 0 | 195.0436 | 0
09.05. | 14 | 264.2234 |  | 62.9081 | 9.588 | 0 | 191.7273 | 0
09.05. | 15 | 317.2645 |  | 114.0837 | 9.588 | 0 | 193.5927 | 0
09.05. | 16 | 318.7154 |  | 114.0837 | 9.588 | 0 | 195.0436 | 0
09.05. | 17 | 320.3953 |  | 115.971 | 9.588 | 0 | 194.8364 | 0
09.05. | 18 | 318.2178 |  | 115.8661 | 9.588 | 0 | 192.7636 | 0
09.05. | 19 | 318.1129 |  | 115.7613 | 9.588 | 0 | 192.7636 | 0
09.05. | 20 | 321.7414 |  | 115.8661 | 9.588 | 0 | 196.2873 | 0
09.05. | 21 | 315.8409 |  | 107.4784 | 9.588 | 0 | 198.7745 | 0
09.05. | 22 | 313.473 |  | 108.8414 | 9.588 | 0 | 195.0436 | 0
09.05. | 23 | 312.656 |  | 109.8899 | 9.588 | 0 | 193.1782 | 0
09.05. | 24 | 312.756 |  | 109.5753 | 9.588 | 0 | 193.5927 | 0
10.05. | 1 | 309.0227 |  | 109.3656 | 9.588 | 0 | 190.0691 | 0
10.05. | 2 | 311.6197 |  | 109.8899 | 9.588 | 0 | 192.1418 | 0
10.05. | 3 | 313.8948 |  | 109.4705 | 9.588 | 0 | 194.8364 | 0
10.05. | 4 | 315.2554 |  | 110.6238 | 9.588 | 0 | 195.0436 | 0
10.05. | 5 | 319.8711 |  | 115.4467 | 9.588 | 0 | 194.8364 | 0
10.05. | 6 | 320.0808 |  | 115.6564 | 9.588 | 0 | 194.8364 | 0
10.05. | 7 | 315.0917 |  | 114.3983 | 9.588 | 0 | 191.1055 | 0
10.05. | 8 | 308.2517 |  | 114.3983 | 9.588 | 0 | 184.2655 | 0
10.05. | 9 | 313.8457 |  | 114.1886 | 9.588 | 0 | 190.0691 | 0
10.05. | 10 | 316.1281 |  | 114.3983 | 9.588 | 0 | 192.1418 | 0
10.05. | 11 | 316.0111 |  | 113.245 | 9.588 | 0 | 193.1782 | 0
10.05. | 12 | 309.6881 |  | 113.1401 | 9.588 | 0 | 186.96 | 0
10.05. | 13 | 308.6469 |  | 112.7207 | 9.588 | 0 | 186.3382 | 0
10.05. | 14 | 310.322 |  | 114.1886 | 9.588 | 0 | 186.5455 | 0
10.05. | 15 | 314.4699 |  | 114.3983 | 9.588 | 0 | 190.4836 | 0
10.05. | 16 | 317.2645 |  | 114.0837 | 9.588 | 0 | 193.5927 | 0
10.05. | 17 | 316.5402 |  | 114.1886 | 9.588 | 0 | 192.7636 | 0
10.05. | 18 | 319.7517 |  | 114.0837 | 9.588 | 0 | 196.08 | 0
10.05. | 19 | 320.8954 |  | 114.3983 | 9.588 | 0 | 196.9091 | 0
10.05. | 20 | 324.3311 |  | 115.7613 | 9.588 | 0 | 198.9818 | 0
10.05. | 21 | 323.1778 |  | 114.608 | 9.588 | 0 | 198.9818 | 0
10.05. | 22 | 322.1608 |  | 116.2855 | 9.588 | 0 | 196.2873 | 0
10.05. | 23 | 318.6323 |  | 115.8661 | 9.588 | 0 | 193.1782 | 0
10.05. | 24 | 317.5959 |  | 115.8661 | 9.588 | 0 | 192.1418 | 0
11.05. | 1 | 315.2135 |  | 115.971 | 9.588 | 0 | 189.6545 | 0
11.05. | 2 | 314.482 |  | 115.4467 | 9.588 | 0 | 189.4473 | 0
11.05. | 3 | 316.9741 |  | 115.8661 | 9.588 | 0 | 191.52 | 0
11.05. | 4 | 316.0426 |  | 115.971 | 9.588 | 0 | 190.4836 | 0
11.05. | 5 | 318.2178 |  | 115.8661 | 9.588 | 0 | 192.7636 | 0
11.05. | 6 | 317.7008 |  | 115.971 | 9.588 | 0 | 192.1418 | 0
11.05. | 7 | 311.2584 |  | 114.5031 | 9.588 | 0 | 187.1673 | 0
11.05. | 8 | 308.6638 |  | 114.1886 | 9.588 | 0 | 184.8873 | 0
11.05. | 9 | 310.1148 |  | 114.1886 | 9.588 | 0 | 186.3382 | 0
11.05. | 10 | 312.0681 |  | 112.8256 | 9.588 | 0 | 189.6545 | 0
11.05. | 11 | 311.4463 |  | 112.8256 | 9.588 | 0 | 189.0327 | 0
11.05. | 12 | 311.7657 |  | 113.5595 | 9.588 | 0 | 188.6182 | 0
11.05. | 13 | 313.1166 |  | 113.874 | 9.588 | 0 | 189.6545 | 0
11.05. | 14 | 313.3142 |  | 113.0353 | 9.588 | 0 | 190.6909 | 0
11.05. | 15 | 316.4233 |  | 113.0353 | 9.588 | 0 | 193.8 | 0
11.05. | 16 | 314.9748 |  | 113.245 | 9.588 | 0 | 192.1418 | 0
11.05. | 17 | 314.353 |  | 113.245 | 9.588 | 0 | 191.52 | 0
11.05. | 18 | 315.0845 |  | 113.7692 | 9.588 | 0 | 191.7273 | 0
11.05. | 19 | 311.5584 |  | 113.5595 | 9.588 | 0 | 188.4109 | 0
11.05. | 20 | 312.3827 |  | 113.1401 | 9.588 | 0 | 189.6545 | 0
11.05. | 21 | 315.0724 |  | 112.7207 | 9.588 | 0 | 192.7636 | 0
11.05. | 22 | 316.7402 |  | 113.5595 | 9.588 | 0 | 193.5927 | 0
11.05. | 23 | 313.3263 |  | 114.0837 | 9.588 | 0 | 189.6545 | 0
11.05. | 24 | 311.7681 |  | 113.7692 | 9.588 | 0 | 188.4109 | 0
12.05. | 1 | 317.1596 |  | 113.9789 | 9.588 | 0 | 193.5927 | 0
12.05. | 2 | 316.6402 |  | 113.874 | 9.588 | 0 | 193.1782 | 0
12.05. | 3 | 312.5923 |  | 113.3498 | 9.588 | 0 | 189.6545 | 0
12.05. | 4 | 316.1208 |  | 113.7692 | 9.588 | 0 | 192.7636 | 0
12.05. | 5 | 316.1208 |  | 113.7692 | 9.588 | 0 | 192.7636 | 0
12.05. | 6 | 309.0711 |  | 113.5595 | 9.588 | 0 | 185.9236 | 0
12.05. | 7 | 311.656 |  | 113.0353 | 9.588 | 0 | 189.0327 | 0
12.05. | 8 | 309.059 |  | 112.511 | 9.588 | 0 | 186.96 | 0
12.05. | 9 | 309.8905 |  | 112.7207 | 9.588 | 0 | 187.5818 | 0
12.05. | 10 | 309.776 |  | 111.7771 | 9.588 | 0 | 188.4109 | 0
12.05. | 11 | 312.1681 |  | 112.511 | 9.588 | 0 | 190.0691 | 0
12.05. | 12 | 310.7196 |  | 112.7207 | 9.588 | 0 | 188.4109 | 0
12.05. | 13 | 307.4936 |  | 111.5674 | 9.588 | 0 | 186.3382 | 0
12.05. | 14 | 309.7736 |  | 111.5674 | 9.588 | 0 | 188.6182 | 0
12.05. | 15 | 310.81 |  | 111.5674 | 9.588 | 0 | 189.6545 | 0
12.05. | 16 | 312.4633 |  | 111.148 | 9.588 | 0 | 191.7273 | 0
12.05. | 17 | 309.8736 |  | 111.2529 | 9.588 | 0 | 189.0327 | 0
12.05. | 18 | 307.9033 |  | 111.148 | 9.588 | 0 | 187.1673 | 0
12.05. | 19 | 316.7088 |  | 110.8335 | 9.588 | 0 | 196.2873 | 0
12.05. | 20 | 312.0633 |  | 112.4062 | 9.588 | 0 | 190.0691 | 0
12.05. | 21 | 314.2336 |  | 111.8819 | 9.588 | 0 | 192.7636 | 0
12.05. | 22 | 314.136 |  | 112.4062 | 9.588 | 0 | 192.1418 | 0
12.05. | 23 | 313.8263 |  | 112.511 | 9.588 | 0 | 191.7273 | 0
12.05. | 24 | 313.7287 |  | 113.0353 | 9.588 | 0 | 191.1055 | 0
13.05. | 1 | 312.5923 |  | 113.3498 | 9.588 | 0 | 189.6545 | 0
13.05. | 2 | 313.619 |  | 112.511 | 9.588 | 0 | 191.52 | 0
13.05. | 3 | 310.3615 |  | 108.6317 | 9.588 | 0 | 192.1418 | 0
13.05. | 4 | 313.2633 |  | 108.6317 | 9.588 | 0 | 195.0436 | 0
13.05. | 5 | 309.4373 |  | 109.3656 | 9.588 | 0 | 190.4836 | 0
13.05. | 6 | 311.6124 |  | 109.2608 | 9.588 | 0 | 192.7636 | 0
13.05. | 7 | 308.4985 |  | 108.8414 | 9.588 | 0 | 190.0691 | 0
13.05. | 8 | 309.7397 |  | 108.6317 | 9.588 | 0 | 191.52 | 0
13.05. | 9 | 305.2724 |  | 107.6881 | 9.588 | 0 | 187.9964 | 0
13.05. | 10 | 303.9143 |  | 106.7445 | 9.588 | 0 | 187.5818 | 0
13.05. | 11 | 308.6767 |  | 106.3251 | 9.588 | 0 | 192.7636 | 0
13.05. | 12 | 302.6634 |  | 106.1154 | 9.588 | 0 | 186.96 | 0
13.05. | 13 | 298.6155 |  | 105.5911 | 9.588 | 0 | 183.4364 | 0
13.05. | 14 | 302.6634 |  | 106.1154 | 9.588 | 0 | 186.96 | 0
13.05. | 15 | 308.2646 |  | 106.5348 | 9.588 | 0 | 192.1418 | 0
13.05. | 16 | 310.1276 |  | 106.3251 | 9.588 | 0 | 194.2145 | 0
13.05. | 17 | 307.5476 |  | 107.2687 | 9.588 | 0 | 190.6909 | 0
13.05. | 18 | 284.5709 |  | 91.9611 | 9.588 | 0 | 183.0218 | 0
13.05. | 19 | 303.2997 |  | 107.3735 | 9.588 | 0 | 186.3382 | 0
13.05. | 20 | 315.4579 |  | 110.2044 | 9.588 | 0 | 195.6655 | 0
13.05. | 21 | 300.9633 |  | 111.4626 | 9.588 | 0 | 179.9127 | 0
13.05. | 22 | 313.9384 |  | 113.245 | 9.588 | 0 | 191.1055 | 0
13.05. | 23 | 313.1117 |  | 113.4546 | 9.588 | 0 | 190.0691 | 0
13.05. | 24 | 312.1802 |  | 113.5595 | 9.588 | 0 | 189.0327 | 0
14.05. | 1 | 311.7681 |  | 113.7692 | 9.588 | 0 | 188.4109 | 0
14.05. | 2 | 312.0802 |  | 113.874 | 9.588 | 0 | 188.6182 | 0
14.05. | 3 | 312.5996 |  | 113.9789 | 9.588 | 0 | 189.0327 | 0
14.05. | 4 | 313.7408 |  | 114.0837 | 9.588 | 0 | 190.0691 | 0
14.05. | 5 | 310.4293 |  | 114.5031 | 9.588 | 0 | 186.3382 | 0
14.05. | 6 | 313.5384 |  | 114.5031 | 9.588 | 0 | 189.4473 | 0
14.05. | 7 | 313.119 |  | 114.0837 | 9.588 | 0 | 189.4473 | 0
14.05. | 8 | 314.2578 |  | 113.9789 | 9.588 | 0 | 190.6909 | 0
14.05. | 9 | 258.7149 |  | 61.5451 | 9.588 | 0 | 187.5818 | 0
14.05. | 10 | 311.8584 |  | 112.6159 | 9.588 | 0 | 189.6545 | 0
14.05. | 11 | 314.2287 |  | 111.4626 | 9.588 | 0 | 193.1782 | 0
14.05. | 12 | 297.0251 |  | 111.4626 | 9.588 | 0 | 175.9745 | 0
14.05. | 13 | 315.5796 |  | 111.7771 | 9.588 | 0 | 194.2145 | 0
14.05. | 14 | 311.1196 |  | 111.4626 | 9.588 | 0 | 190.0691 | 0
14.05. | 15 | 314.1191 |  | 110.9383 | 9.588 | 0 | 193.5927 | 0
14.05. | 16 | 310.393 |  | 111.3577 | 9.588 | 0 | 189.4473 | 0
14.05. | 17 | 310.8172 |  | 112.1965 | 9.588 | 0 | 189.0327 | 0
14.05. | 18 | 317.6548 |  | 111.9868 | 9.588 | 0 | 196.08 | 0
14.05. | 19 | 317.4524 |  | 112.4062 | 9.588 | 0 | 195.4582 | 0
14.05. | 20 | 314.0433 |  | 113.3498 | 9.588 | 0 | 191.1055 | 0
14.05. | 21 | 316.9475 |  | 113.5595 | 9.588 | 0 | 193.8 | 0
14.05. | 22 | 313.8408 |  | 113.7692 | 9.588 | 0 | 190.4836 | 0
14.05. | 23 | 314.982 |  | 113.874 | 9.588 | 0 | 191.52 | 0
14.05. | 24 | 312.5996 |  | 113.9789 | 9.588 | 0 | 189.0327 | 0
15.05. | 1 | 310.9438 |  | 114.1886 | 9.588 | 0 | 187.1673 | 0
15.05. | 2 | 313.119 |  | 114.0837 | 9.588 | 0 | 189.4473 | 0
15.05. | 3 | 313.7408 |  | 114.0837 | 9.588 | 0 | 190.0691 | 0
15.05. | 4 | 311.7729 |  | 114.1886 | 9.588 | 0 | 187.9964 | 0
15.05. | 5 | 304.3111 |  | 114.1886 | 9.588 | 0 | 180.5345 | 0
15.05. | 6 | 310.2172 |  | 114.0837 | 9.588 | 0 | 186.5455 | 0
15.05. | 7 | 301.3851 |  | 112.0916 | 9.588 | 0 | 179.7055 | 0
15.05. | 8 | 296.8396 |  | 113.3498 | 9.588 | 0 | 173.9018 | 0
15.05. | 9 | 314.036 |  | 112.7207 | 9.588 | 0 | 191.7273 | 0
15.05. | 10 | 317.5645 |  | 113.1401 | 9.588 | 0 | 194.8364 | 0
15.05. | 11 | 314.136 |  | 112.4062 | 9.588 | 0 | 192.1418 | 0
15.05. | 12 | 313.6118 |  | 111.8819 | 9.588 | 0 | 192.1418 | 0
15.05. | 13 | 310.6882 |  | 109.9947 | 9.588 | 0 | 191.1055 | 0
15.05. | 14 | 302.8118 |  | 109.9947 | 9.588 | 0 | 183.2291 | 0
15.05. | 15 | 294.1136 |  | 110.6238 | 9.588 | 0 | 173.9018 | 0
15.05. | 16 | 308.4227 |  | 111.2529 | 9.588 | 0 | 187.5818 | 0
15.05. | 17 | 312.8706 |  | 110.5189 | 9.588 | 0 | 192.7636 | 0
15.05. | 18 | 311.0148 |  | 111.3577 | 9.588 | 0 | 190.0691 | 0
15.05. | 19 | 306.95 |  | 109.3656 | 9.588 | 0 | 187.9964 | 0
15.05. | 20 | 316.216 |  | 113.0353 | 9.588 | 0 | 193.5927 | 0
15.05. | 21 | 318.5008 |  | 113.4546 | 9.588 | 0 | 195.4582 | 0
15.05. | 22 | 318.6033 |  | 113.3498 | 9.588 | 0 | 195.6655 | 0
15.05. | 23 | 317.262 |  | 113.874 | 9.588 | 0 | 193.8 | 0
15.05. | 24 | 316.3305 |  | 113.9789 | 9.588 | 0 | 192.7636 | 0
16.05. | 1 | 317.262 |  | 113.874 | 9.588 | 0 | 193.8 | 0
16.05. | 2 | 313.2214 |  | 113.9789 | 9.588 | 0 | 189.6545 | 0
16.05. | 3 | 313.0117 |  | 113.7692 | 9.588 | 0 | 189.6545 | 0
16.05. | 4 | 307.9348 |  | 113.874 | 9.588 | 0 | 184.4727 | 0
16.05. | 5 | 307.0911 |  | 112.6159 | 9.588 | 0 | 184.8873 | 0
16.05. | 6 | 306.3863 |  | 114.3983 | 9.588 | 0 | 182.4 | 0
16.05. | 7 | 309.3857 |  | 113.874 | 9.588 | 0 | 185.9236 | 0
16.05. | 8 | 303.136 |  | 111.148 | 9.588 | 0 | 182.4 | 0
16.05. | 9 | 304.9869 |  | 109.8899 | 9.588 | 0 | 185.5091 | 0
16.05. | 10 | 301.1681 |  | 111.2529 | 9.588 | 0 | 180.3273 | 0
16.05. | 11 | 304.0724 |  | 111.4626 | 9.588 | 0 | 183.0218 | 0
16.05. | 12 | 299.6027 |  | 110.3092 | 9.588 | 0 | 179.7055 | 0
16.05. | 13 | 301.7851 |  | 110.8335 | 9.588 | 0 | 181.3636 | 0
16.05. | 14 | 305.6233 |  | 111.148 | 9.588 | 0 | 184.8873 | 0
16.05. | 15 | 302.4069 |  | 110.8335 | 9.588 | 0 | 181.9855 | 0
16.05. | 16 | 308.1081 |  | 110.9383 | 9.588 | 0 | 187.5818 | 0
16.05. | 17 | 309.3566 |  | 111.3577 | 9.588 | 0 | 188.4109 | 0
16.05. | 18 | 313.7093 |  | 111.3577 | 9.588 | 0 | 192.7636 | 0
16.05. | 19 | 318.1911 |  | 113.5595 | 9.588 | 0 | 195.0436 | 0
16.05. | 20 | 316.4354 |  | 114.0837 | 9.588 | 0 | 192.7636 | 0
16.05. | 21 | 316.9475 |  | 113.5595 | 9.588 | 0 | 193.8 | 0
16.05. | 22 | 309.4857 |  | 113.5595 | 9.588 | 0 | 186.3382 | 0
16.05. | 23 | 310.422 |  | 113.874 | 9.588 | 0 | 186.96 | 0
16.05. | 24 | 306.6524 |  | 110.5189 | 9.588 | 0 | 186.5455 | 0
17.05. | 1 | 308.5106 |  | 109.8899 | 9.588 | 0 | 189.0327 | 0
17.05. | 2 | 309.7639 |  | 110.7286 | 9.588 | 0 | 189.4473 | 0
17.05. | 3 | 302.3021 |  | 110.7286 | 9.588 | 0 | 181.9855 | 0
17.05. | 4 | 300.5463 |  | 111.2529 | 9.588 | 0 | 179.7055 | 0
17.05. | 5 | 304.3135 |  | 114.3983 | 9.588 | 0 | 180.3273 | 0
17.05. | 6 | 307.8251 |  | 113.3498 | 9.588 | 0 | 184.8873 | 0
17.05. | 7 | 310.939 |  | 113.7692 | 9.588 | 0 | 187.5818 | 0
17.05. | 8 | 313.4142 |  | 112.7207 | 9.588 | 0 | 191.1055 | 0
17.05. | 9 | 310.0881 |  | 111.8819 | 9.588 | 0 | 188.6182 | 0
17.05. | 10 | 315.3772 |  | 112.1965 | 9.588 | 0 | 193.5927 | 0
17.05. | 11 | 319.8396 |  | 112.7207 | 9.588 | 0 | 197.5309 | 0
17.05. | 12 | 318.0742 |  | 112.4062 | 9.588 | 0 | 196.08 | 0
17.05. | 13 | 322.4317 |  | 112.8256 | 9.588 | 0 | 200.0182 | 0
17.05. | 14 | 317.0402 |  | 112.6159 | 9.588 | 0 | 194.8364 | 0
17.05. | 15 | 318.4863 |  | 112.1965 | 9.588 | 0 | 196.7018 | 0
17.05. | 16 | 315.8014 |  | 113.0353 | 9.588 | 0 | 193.1782 | 0
17.05. | 17 | 318.596 |  | 112.7207 | 9.588 | 0 | 196.2873 | 0
17.05. | 18 | 313.8263 |  | 112.511 | 9.588 | 0 | 191.7273 | 0
17.05. | 19 | 317.6693 |  | 113.245 | 9.588 | 0 | 194.8364 | 0
17.05. | 20 | 312.7972 |  | 113.1401 | 9.588 | 0 | 190.0691 | 0
17.05. | 21 | 313.1069 |  | 113.0353 | 9.588 | 0 | 190.4836 | 0
17.05. | 22 | 313.019 |  | 114.3983 | 9.588 | 0 | 189.0327 | 0
17.05. | 23 | 315.9232 |  | 114.608 | 9.588 | 0 | 191.7273 | 0
17.05. | 24 | 313.0875 |  | 111.3577 | 9.588 | 0 | 192.1418 | 0
18.05. | 1 | 313.6045 |  | 111.2529 | 9.588 | 0 | 192.7636 | 0
18.05. | 2 | 315.0554 |  | 111.2529 | 9.588 | 0 | 194.2145 | 0
18.05. | 3 | 313.6045 |  | 111.2529 | 9.588 | 0 | 192.7636 | 0
18.05. | 4 | 314.7457 |  | 111.3577 | 9.588 | 0 | 193.8 | 0
18.05. | 5 | 314.8869 |  | 114.608 | 9.588 | 0 | 190.6909 | 0
18.05. | 6 | 312.2972 |  | 114.7128 | 9.588 | 0 | 187.9964 | 0
18.05. | 7 | 319.6541 |  | 114.608 | 9.588 | 0 | 195.4582 | 0
18.05. | 8 | 314.7651 |  | 113.0353 | 9.588 | 0 | 192.1418 | 0
18.05. | 9 | 317.5499 |  | 111.8819 | 9.588 | 0 | 196.08 | 0
18.05. | 10 | 313.5069 |  | 111.7771 | 9.588 | 0 | 192.1418 | 0
18.05. | 11 | 316.4039 |  | 111.3577 | 9.588 | 0 | 195.4582 | 0
18.05. | 12 | 312.9754 |  | 110.6238 | 9.588 | 0 | 192.7636 | 0
18.05. | 13 | 314.5215 |  | 109.8899 | 9.588 | 0 | 195.0436 | 0
18.05. | 14 | 307.3645 |  | 109.3656 | 9.588 | 0 | 188.4109 | 0
18.05. | 15 | 311.7245 |  | 109.9947 | 9.588 | 0 | 192.1418 | 0
18.05. | 16 | 313.5997 |  | 110.8335 | 9.588 | 0 | 193.1782 | 0
18.05. | 17 | 309.3373 |  | 109.6802 | 9.588 | 0 | 190.0691 | 0
18.05. | 18 | 306.4354 |  | 109.6802 | 9.588 | 0 | 187.1673 | 0
18.05. | 19 | 315.37 |  | 111.5674 | 9.588 | 0 | 194.2145 | 0
18.05. | 20 | 310.2051 |  | 113.0353 | 9.588 | 0 | 187.5818 | 0
18.05. | 21 | 313.6287 |  | 113.3498 | 9.588 | 0 | 190.6909 | 0
18.05. | 22 | 315.8063 |  | 113.4546 | 9.588 | 0 | 192.7636 | 0
18.05. | 23 | 309.7639 |  | 110.7286 | 9.588 | 0 | 189.4473 | 0
18.05. | 24 | 310.3785 |  | 110.0996 | 9.588 | 0 | 190.6909 | 0
19.05. | 1 | 312.556 |  | 110.2044 | 9.588 | 0 | 192.7636 | 0
19.05. | 2 | 313.49 |  | 110.3092 | 9.588 | 0 | 193.5927 | 0
19.05. | 3 | 316.9548 |  | 114.1886 | 9.588 | 0 | 193.1782 | 0
19.05. | 4 | 317.2693 |  | 114.5031 | 9.588 | 0 | 193.1782 | 0
19.05. | 5 | 316.1281 |  | 114.3983 | 9.588 | 0 | 192.1418 | 0
19.05. | 6 | 314.982 |  | 113.874 | 9.588 | 0 | 191.52 | 0
19.05. | 7 | 315.2893 |  | 113.5595 | 9.588 | 0 | 192.1418 | 0
19.05. | 8 | 315.9918 |  | 111.5674 | 9.588 | 0 | 194.8364 | 0
19.05. | 9 | 315.3627 |  | 110.9383 | 9.588 | 0 | 194.8364 | 0
19.05. | 10 | 310.9051 |  | 110.8335 | 9.588 | 0 | 190.4836 | 0
19.05. | 11 | 309.03 |  | 109.9947 | 9.588 | 0 | 189.4473 | 0
19.05. | 12 | 305.4942 |  | 108.9462 | 9.588 | 0 | 186.96 | 0
19.05. | 13 | 310.3543 |  | 108.0026 | 9.588 | 0 | 192.7636 | 0
19.05. | 14 | 313.8924 |  | 109.2608 | 9.588 | 0 | 195.0436 | 0
19.05. | 15 | 310.4591 |  | 108.1075 | 9.588 | 0 | 192.7636 | 0
19.05. | 16 | 308.3864 |  | 108.1075 | 9.588 | 0 | 190.6909 | 0
19.05. | 17 | 309.4252 |  | 108.3172 | 9.588 | 0 | 191.52 | 0
19.05. | 18 | 308.4743 |  | 106.7445 | 9.588 | 0 | 192.1418 | 0
19.05. | 19 | 306.9306 |  | 107.6881 | 9.588 | 0 | 189.6545 | 0
19.05. | 20 | 309.0033 |  | 107.6881 | 9.588 | 0 | 191.7273 | 0
19.05. | 21 | 313.4803 |  | 109.4705 | 9.588 | 0 | 194.4218 | 0
19.05. | 22 | 315.7942 |  | 112.4062 | 9.588 | 0 | 193.8 | 0
19.05. | 23 | 303.7731 |  | 103.4942 | 9.588 | 0 | 190.6909 | 0
19.05. | 24 | 302.0028 |  | 102.7603 | 9.588 | 0 | 189.6545 | 0
20.05. | 1 | 303.9731 |  | 102.8651 | 9.588 | 0 | 191.52 | 0
20.05. | 2 | 306.1846 |  | 105.9057 | 9.588 | 0 | 190.6909 | 0
20.05. | 3 | 307.6355 |  | 105.9057 | 9.588 | 0 | 192.1418 | 0
20.05. | 4 | 298.8889 |  | 102.3409 | 9.588 | 0 | 186.96 | 0
20.05. | 5 | 297.938 |  | 100.7682 | 9.588 | 0 | 187.5818 | 0
20.05. | 6 | 298.2162 |  | 97.9373 | 9.588 | 0 | 190.6909 | 0
20.05. | 7 | 301.6278 |  | 97.2034 | 9.588 | 0 | 194.8364 | 0
20.05. | 8 | 300.2502 |  | 94.5822 | 9.588 | 0 | 196.08 | 0
20.05. | 9 | 295.5709 |  | 93.2192 | 9.588 | 0 | 192.7636 | 0
20.05. | 10 | 294.6272 |  | 92.2756 | 9.588 | 0 | 192.7636 | 0
20.05. | 11 | 294.4248 |  | 92.695 | 9.588 | 0 | 192.1418 | 0
20.05. | 12 | 296.6 |  | 92.5901 | 9.588 | 0 | 194.4218 | 0
20.05. | 13 | 295.2563 |  | 92.9047 | 9.588 | 0 | 192.7636 | 0
20.05. | 14 | 296.2709 |  | 91.0174 | 9.588 | 0 | 195.6655 | 0
20.05. | 15 | 297.0121 |  | 92.3804 | 9.588 | 0 | 195.0436 | 0
20.05. | 16 | 301.0575 |  | 92.695 | 9.588 | 0 | 198.7745 | 0
20.05. | 17 | 292.7836 |  | 94.1628 | 9.588 | 0 | 189.0327 | 0
20.05. | 18 | 294.3321 |  | 93.6386 | 9.588 | 0 | 191.1055 | 0
20.05. | 19 | 287.7751 |  | 91.2271 | 9.588 | 0 | 186.96 | 0
20.05. | 20 | 283.4297 |  | 91.8562 | 9.588 | 0 | 181.9855 | 0
20.05. | 21 | 283.9539 |  | 92.3804 | 9.588 | 0 | 181.9855 | 0
20.05. | 22 | 288.5163 |  | 92.5901 | 9.588 | 0 | 186.3382 | 0
20.05. | 23 | 285.3612 |  | 88.606 | 9.588 | 0 | 187.1673 | 0
20.05. | 24 | 288.9776 |  | 87.6623 | 9.588 | 0 | 191.7273 | 0
21.05. | 1 | 287.3243 |  | 88.0817 | 9.588 | 0 | 189.6545 | 0
21.05. | 2 | 292.1351 |  | 91.8562 | 9.588 | 0 | 190.6909 | 0
21.05. | 3 | 288.4115 |  | 92.4853 | 9.588 | 0 | 186.3382 | 0
21.05. | 4 | 288.5163 |  | 92.5901 | 9.588 | 0 | 186.3382 | 0
21.05. | 5 | 289.76 |  | 92.5901 | 9.588 | 0 | 187.5818 | 0
21.05. | 6 | 298.2654 |  | 93.2192 | 9.588 | 0 | 195.4582 | 0
21.05. | 7 | 295.8515 |  | 90.598 | 9.588 | 0 | 195.6655 | 0
21.05. | 8 | 296.3685 |  | 90.4932 | 9.588 | 0 | 196.2873 | 0
21.05. | 9 | 299.4776 |  | 90.4932 | 9.588 | 0 | 199.3964 | 0
21.05. | 10 | 300.8188 |  | 89.969 | 9.588 | 0 | 201.2618 | 0
21.05. | 11 | 299.7752 |  | 89.3399 | 9.588 | 0 | 200.8473 | 0
21.05. | 12 | 300.097 |  | 90.2835 | 9.588 | 0 | 200.2255 | 0
21.05. | 13 | 299.6776 |  | 89.8641 | 9.588 | 0 | 200.2255 | 0
21.05. | 14 | 291.477 |  | 88.7108 | 9.588 | 0 | 193.1782 | 0
21.05. | 15 | 285.9976 |  | 89.8641 | 9.588 | 0 | 186.5455 | 0
21.05. | 16 | 283.1982 |  | 89.7593 | 9.588 | 0 | 183.8509 | 0
21.05. | 17 | 284.1249 |  | 89.235 | 9.588 | 0 | 185.3018 | 0
21.05. | 18 | 292.1109 |  | 89.7593 | 9.588 | 0 | 192.7636 | 0
21.05. | 19 | 290.5576 |  | 89.8641 | 9.588 | 0 | 191.1055 | 0
21.05. | 20 | 289.4236 |  | 90.3884 | 9.588 | 0 | 189.4473 | 0
21.05. | 21 | 288.4969 |  | 90.9126 | 9.588 | 0 | 187.9964 | 0
21.05. | 22 | 290.2745 |  | 92.2756 | 9.588 | 0 | 188.4109 | 0
21.05. | 23 | 288.0655 |  | 89.4447 | 9.588 | 0 | 189.0327 | 0
21.05. | 24 | 287.8558 |  | 89.235 | 9.588 | 0 | 189.0327 | 0
22.05. | 1 | 289.4115 |  | 89.3399 | 9.588 | 0 | 190.4836 | 0
22.05. | 2 | 289.5575 |  | 93.0095 | 9.588 | 0 | 186.96 | 0
22.05. | 3 | 292.2593 |  | 93.6386 | 9.588 | 0 | 189.0327 | 0
22.05. | 4 | 292.4642 |  | 93.4289 | 9.588 | 0 | 189.4473 | 0
22.05. | 5 | 291.3278 |  | 93.7434 | 9.588 | 0 | 187.9964 | 0
22.05. | 6 | 290.5987 |  | 93.4289 | 9.588 | 0 | 187.5818 | 0
22.05. | 7 | 293.9127 |  | 93.2192 | 9.588 | 0 | 191.1055 | 0
22.05. | 8 | 287.6582 |  | 90.0738 | 9.588 | 0 | 187.9964 | 0
22.05. | 9 | 286.2097 |  | 90.2835 | 9.588 | 0 | 186.3382 | 0
22.05. | 10 | 289.1139 |  | 90.4932 | 9.588 | 0 | 189.0327 | 0
22.05. | 11 | 295.6418 |  | 90.3884 | 9.588 | 0 | 195.6655 | 0
22.05. | 12 | 290.5576 |  | 89.8641 | 9.588 | 0 | 191.1055 | 0
22.05. | 13 | 291.7964 |  | 89.4447 | 9.588 | 0 | 192.7636 | 0
22.05. | 14 | 292.0012 |  | 89.235 | 9.588 | 0 | 193.1782 | 0
22.05. | 15 | 287.3315 |  | 88.7108 | 9.588 | 0 | 189.0327 | 0
22.05. | 16 | 282.4594 |  | 88.606 | 9.588 | 0 | 184.2655 | 0
22.05. | 17 | 274.1886 |  | 81.3715 | 9.588 | 0 | 183.2291 | 0
22.05. | 18 | 268.956 |  | 76.968 | 9.588 | 0 | 182.4 | 0
22.05. | 19 | 271.2287 |  | 76.3389 | 9.588 | 0 | 185.3018 | 0
22.05. | 20 | 266.2493 |  | 75.9195 | 9.588 | 0 | 180.7418 | 0
22.05. | 21 | 265.4202 |  | 75.9195 | 9.588 | 0 | 179.9127 | 0
22.05. | 22 | 266.4445 |  | 74.871 | 9.588 | 0 | 181.9855 | 0
22.05. | 23 | 268.9075 |  | 72.7741 | 9.588 | 0 | 186.5455 | 0
22.05. | 24 | 264.6572 |  | 72.6692 | 9.588 | 0 | 182.4 | 0
23.05. | 1 | 270.5681 |  | 72.9838 | 9.588 | 0 | 187.9964 | 0
23.05. | 2 | 272.9917 |  | 76.4437 | 9.588 | 0 | 186.96 | 0
23.05. | 3 | 257.1317 |  | 76.1292 | 9.588 | 0 | 171.4145 | 0
23.05. | 4 | 253.2008 |  | 76.7583 | 9.588 | 0 | 166.8545 | 0
23.05. | 5 | 255.8954 |  | 76.7583 | 9.588 | 0 | 169.5491 | 0
23.05. | 6 | 249.7723 |  | 76.0243 | 9.588 | 0 | 164.16 | 0
23.05. | 7 | 251.6402 |  | 76.234 | 9.588 | 0 | 165.8182 | 0
23.05. | 8 | 247.2802 |  | 75.605 | 9.588 | 0 | 162.0873 | 0
23.05. | 9 | 249.7723 |  | 76.0243 | 9.588 | 0 | 164.16 | 0
23.05. | 10 | 251.316 |  | 75.0807 | 9.588 | 0 | 166.6473 | 0
23.05. | 11 | 251.8257 |  | 74.3468 | 9.588 | 0 | 167.8909 | 0
23.05. | 12 | 244.4663 |  | 74.2419 | 9.588 | 0 | 160.6364 | 0
23.05. | 13 | 247.7972 |  | 75.5001 | 9.588 | 0 | 162.7091 | 0
23.05. | 14 | 246.7633 |  | 75.7098 | 9.588 | 0 | 161.4655 | 0
23.05. | 15 | 241.4814 |  | 76.0243 | 9.588 | 0 | 155.8691 | 0
23.05. | 16 | 263.862 |  | 75.605 | 9.588 | 0 | 178.6691 | 0
23.05. | 17 | 271.536 |  | 76.0243 | 9.588 | 0 | 185.9236 | 0
23.05. | 18 | 268.3269 |  | 76.3389 | 9.588 | 0 | 182.4 | 0
23.05. | 19 | 268.6414 |  | 76.6534 | 9.588 | 0 | 182.4 | 0
23.05. | 20 | 272.7869 |  | 76.6534 | 9.588 | 0 | 186.5455 | 0
23.05. | 21 | 274.045 |  | 77.9116 | 9.588 | 0 | 186.5455 | 0
23.05. | 22 | 277.3517 |  | 77.0728 | 9.588 | 0 | 190.6909 | 0
23.05. | 23 | 289.1825 |  | 87.4526 | 9.588 | 0 | 192.1418 | 0
23.05. | 24 | 290.8084 |  | 93.6386 | 9.588 | 0 | 187.5818 | 0
24.05. | 1 | 295.7926 |  | 94.4774 | 9.588 | 0 | 191.7273 | 0
24.05. | 2 | 290.0939 |  | 94.5822 | 9.588 | 0 | 185.9236 | 0
24.05. | 3 | 291.6472 |  | 94.4774 | 9.588 | 0 | 187.5818 | 0
24.05. | 4 | 291.6472 |  | 94.4774 | 9.588 | 0 | 187.5818 | 0
24.05. | 5 | 296.1459 |  | 98.147 | 9.588 | 0 | 188.4109 | 0
24.05. | 6 | 289.6035 |  | 96.9937 | 9.588 | 0 | 183.0218 | 0
24.05. | 7 | 291.6787 |  | 97.2034 | 9.588 | 0 | 184.8873 | 0
24.05. | 8 | 290.2084 |  | 95.5258 | 9.588 | 0 | 185.0945 | 0
24.05. | 9 | 293.5223 |  | 95.3162 | 9.588 | 0 | 188.6182 | 0
24.05. | 10 | 294.1466 |  | 95.5258 | 9.588 | 0 | 189.0327 | 0
24.05. | 11 | 293.4126 |  | 94.7919 | 9.588 | 0 | 189.0327 | 0
24.05. | 12 | 274.191 |  | 81.5812 | 9.588 | 0 | 183.0218 | 0
24.05. | 13 | 289.2648 |  | 94.5822 | 9.588 | 0 | 185.0945 | 0
24.05. | 14 | 282.0102 |  | 94.5822 | 9.588 | 0 | 177.84 | 0
24.05. | 15 | 294.6587 |  | 95.0016 | 9.588 | 0 | 190.0691 | 0
24.05. | 16 | 293.6223 |  | 95.0016 | 9.588 | 0 | 189.0327 | 0
24.05. | 17 | 295.3854 |  | 95.1065 | 9.588 | 0 | 190.6909 | 0
24.05. | 18 | 294.9732 |  | 95.3162 | 9.588 | 0 | 190.0691 | 0
24.05. | 19 | 290.6254 |  | 95.7355 | 9.588 | 0 | 185.3018 | 0
24.05. | 20 | 291.8835 |  | 96.9937 | 9.588 | 0 | 185.3018 | 0
24.05. | 21 | 290.0229 |  | 97.4131 | 9.588 | 0 | 183.0218 | 0
24.05. | 22 | 288.2671 |  | 97.9373 | 9.588 | 0 | 180.7418 | 0
24.05. | 23 | 286.5702 |  | 94.5822 | 9.588 | 0 | 182.4 | 0
24.05. | 24 | 287.8114 |  | 94.3725 | 9.588 | 0 | 183.8509 | 0
25.05. | 1 | 289.3672 |  | 94.4774 | 9.588 | 0 | 185.3018 | 0
25.05. | 2 | 289.2648 |  | 94.5822 | 9.588 | 0 | 185.0945 | 0
25.05. | 3 | 290.2987 |  | 94.3725 | 9.588 | 0 | 186.3382 | 0
25.05. | 4 | 290.7181 |  | 94.7919 | 9.588 | 0 | 186.3382 | 0
25.05. | 5 | 292.6174 |  | 97.7276 | 9.588 | 0 | 185.3018 | 0
25.05. | 6 | 288.6793 |  | 97.7276 | 9.588 | 0 | 181.3636 | 0
25.05. | 7 | 290.5423 |  | 97.5179 | 9.588 | 0 | 183.4364 | 0
25.05. | 8 | 287.8284 |  | 95.8404 | 9.588 | 0 | 182.4 | 0
25.05. | 9 | 266.4759 |  | 77.597 | 9.588 | 0 | 179.2909 | 0
25.05. | 10 | 264.4008 |  | 77.3873 | 9.588 | 0 | 177.4255 | 0
25.05. | 11 | 272.0772 |  | 78.0164 | 9.588 | 0 | 184.4727 | 0
25.05. | 12 | 285.9629 |  | 95.8404 | 9.588 | 0 | 180.5345 | 0
25.05. | 13 | 287.3969 |  | 94.3725 | 9.588 | 0 | 183.4364 | 0
25.05. | 14 | 284.9048 |  | 93.9531 | 9.588 | 0 | 181.3636 | 0
25.05. | 15 | 287.609 |  | 94.7919 | 9.588 | 0 | 183.2291 | 0
25.05. | 16 | 286.4654 |  | 94.4774 | 9.588 | 0 | 182.4 | 0
25.05. | 17 | 288.5381 |  | 94.4774 | 9.588 | 0 | 184.4727 | 0
25.05. | 18 | 289.4745 |  | 94.7919 | 9.588 | 0 | 185.0945 | 0
25.05. | 19 | 298.5017 |  | 95.7355 | 9.588 | 0 | 193.1782 | 0
25.05. | 20 | 296.2266 |  | 96.1549 | 9.588 | 0 | 190.4836 | 0
25.05. | 21 | 296.4363 |  | 96.3646 | 9.588 | 0 | 190.4836 | 0
25.05. | 22 | 299.4332 |  | 95.6307 | 9.588 | 0 | 194.2145 | 0
25.05. | 23 | 294.3321 |  | 93.6386 | 9.588 | 0 | 191.1055 | 0
25.05. | 24 | 278.489 |  | 94.7919 | 9.588 | 0 | 174.1091 | 0
26.05. | 1 | 290.9278 |  | 95.0016 | 9.588 | 0 | 186.3382 | 0
26.05. | 2 | 292.4811 |  | 94.8968 | 9.588 | 0 | 187.9964 | 0
26.05. | 3 | 287.2945 |  | 94.4774 | 9.588 | 0 | 183.2291 | 0
26.05. | 4 | 282.6684 |  | 97.7276 | 9.588 | 0 | 175.3527 | 0
26.05. | 5 | 295.9362 |  | 97.9373 | 9.588 | 0 | 188.4109 | 0
26.05. | 6 | 291.2714 |  | 97.8325 | 9.588 | 0 | 183.8509 | 0
26.05. | 7 | 292.7199 |  | 97.6228 | 9.588 | 0 | 185.5091 | 0
26.05. | 8 | 293.115 |  | 95.9452 | 9.588 | 0 | 187.5818 | 0
26.05. | 9 | 294.349 |  | 95.1065 | 9.588 | 0 | 189.6545 | 0
26.05. | 10 | 293.832 |  | 95.2113 | 9.588 | 0 | 189.0327 | 0
26.05. | 11 | 291.752 |  | 94.5822 | 9.588 | 0 | 187.5818 | 0
26.05. | 12 | 291.5472 |  | 94.7919 | 9.588 | 0 | 187.1673 | 0
26.05. | 13 | 293.6151 |  | 94.3725 | 9.588 | 0 | 189.6545 | 0
26.05. | 14 | 297.6629 |  | 94.8968 | 9.588 | 0 | 193.1782 | 0
26.05. | 15 | 303.4617 |  | 94.4774 | 9.588 | 0 | 199.3964 | 0
26.05. | 16 | 300.8793 |  | 95.2113 | 9.588 | 0 | 196.08 | 0
26.05. | 17 | 297.5629 |  | 95.2113 | 9.588 | 0 | 192.7636 | 0
26.05. | 18 | 297.7525 |  | 102.6554 | 9.588 | 0 | 185.5091 | 0
26.05. | 19 | 294.3047 |  | 100.244 | 9.588 | 0 | 184.4727 | 0
26.05. | 20 | 298.3768 |  | 102.8651 | 9.588 | 0 | 185.9236 | 0
26.05. | 21 | 297.4573 |  | 104.0184 | 9.588 | 0 | 183.8509 | 0
26.05. | 22 | 295.0556 |  | 102.4457 | 9.588 | 0 | 183.0218 | 0
26.05. | 23 | 281.5756 |  | 101.8167 | 9.588 | 0 | 170.1709 | 0
26.05. | 24 | 284.1725 |  | 102.3409 | 9.588 | 0 | 172.2436 | 0
27.05. | 1 | 287.3816 |  | 102.0263 | 9.588 | 0 | 175.7673 | 0
27.05. | 2 | 300.8931 |  | 105.3814 | 9.588 | 0 | 185.9236 | 0
27.05. | 3 | 304.7288 |  | 105.4863 | 9.588 | 0 | 189.6545 | 0
27.05. | 4 | 302.661 |  | 105.9057 | 9.588 | 0 | 187.1673 | 0
27.05. | 5 | 302.0391 |  | 105.9057 | 9.588 | 0 | 186.5455 | 0
27.05. | 6 | 305.2482 |  | 105.5911 | 9.588 | 0 | 190.0691 | 0
27.05. | 7 | 305.3458 |  | 105.0669 | 9.588 | 0 | 190.6909 | 0
27.05. | 8 | 303.9707 |  | 102.6554 | 9.588 | 0 | 191.7273 | 0
27.05. | 9 | 297.7332 |  | 100.9779 | 9.588 | 0 | 187.1673 | 0
27.05. | 10 | 299.1962 |  | 102.0263 | 9.588 | 0 | 187.5818 | 0
27.05. | 11 | 303.0343 |  | 102.3409 | 9.588 | 0 | 191.1055 | 0
27.05. | 12 | 304.0707 |  | 102.3409 | 9.588 | 0 | 192.1418 | 0
27.05. | 13 | 302.8319 |  | 102.7603 | 9.588 | 0 | 190.4836 | 0
27.05. | 14 | 277.6055 |  | 75.8757 | 9.588 | 0 | 192.1418 | 0
27.05. | 15 | 303.7562 |  | 102.0263 | 9.588 | 0 | 192.1418 | 0
27.05. | 16 | 308.3162 |  | 102.0263 | 9.588 | 0 | 196.7018 | 0
27.05. | 17 | 304.8974 |  | 102.1312 | 9.588 | 0 | 193.1782 | 0
27.05. | 18 | 302.6343 |  | 103.599 | 9.588 | 0 | 189.4473 | 0
27.05. | 19 | 315.37 |  | 111.5674 | 9.588 | 0 | 194.2145 | 0
27.05. | 20 | 313.1117 |  | 113.4546 | 9.588 | 0 | 190.0691 | 0
27.05. | 21 | 311.1439 |  | 113.5595 | 9.588 | 0 | 187.9964 | 0
27.05. | 22 | 306.9597 |  | 110.2044 | 9.588 | 0 | 187.1673 | 0
27.05. | 23 | 303.7433 |  | 109.8899 | 9.588 | 0 | 184.2655 | 0
27.05. | 24 | 299.2962 |  | 101.7118 | 9.588 | 0 | 187.9964 | 0
28.05. | 1 | 298.5743 |  | 102.0263 | 9.588 | 0 | 186.96 | 0
28.05. | 2 | 286.8314 |  | 92.1488 | 9.588 | 0 | 185.0945 | 0
28.05. | 3 | 292.8471 |  | 92.5682 | 9.588 | 0 | 190.6909 | 0
28.05. | 4 | 292.535 |  | 92.4634 | 9.588 | 0 | 190.4836 | 0
28.05. | 5 | 306.4894 |  | 105.3814 | 9.588 | 0 | 191.52 | 0
28.05. | 6 | 304.3094 |  | 105.0669 | 9.588 | 0 | 189.6545 | 0
28.05. | 7 | 306.0701 |  | 104.9621 | 9.588 | 0 | 191.52 | 0
28.05. | 8 | 308.7501 |  | 103.7039 | 9.588 | 0 | 195.4582 | 0
28.05. | 9 | 308.4283 |  | 102.7603 | 9.588 | 0 | 196.08 | 0
28.05. | 10 | 309.8792 |  | 102.7603 | 9.588 | 0 | 197.5309 | 0
28.05. | 11 | 306.8628 |  | 101.8167 | 9.588 | 0 | 195.4582 | 0
28.05. | 12 | 309.9768 |  | 102.236 | 9.588 | 0 | 198.1527 | 0
28.05. | 13 | 309.7671 |  | 102.0263 | 9.588 | 0 | 198.1527 | 0
28.05. | 14 | 306.6507 |  | 101.3973 | 9.588 | 0 | 195.6655 | 0
28.05. | 15 | 300.8447 |  | 101.1876 | 9.588 | 0 | 190.0691 | 0
28.05. | 16 | 296.0822 |  | 101.607 | 9.588 | 0 | 184.8873 | 0
28.05. | 17 | 300.4301 |  | 101.1876 | 9.588 | 0 | 189.6545 | 0
28.05. | 18 | 297.9453 |  | 101.3973 | 9.588 | 0 | 186.96 | 0
28.05. | 19 | 304.0634 |  | 101.7118 | 9.588 | 0 | 192.7636 | 0
28.05. | 20 | 303.8683 |  | 102.7603 | 9.588 | 0 | 191.52 | 0
28.05. | 21 | 302.3198 |  | 103.2845 | 9.588 | 0 | 189.4473 | 0
28.05. | 22 | 296.2847 |  | 101.1876 | 9.588 | 0 | 185.5091 | 0
28.05. | 23 | 296.8968 |  | 100.3488 | 9.588 | 0 | 186.96 | 0
28.05. | 24 | 297.6283 |  | 100.873 | 9.588 | 0 | 187.1673 | 0
29.05. | 1 | 299.0865 |  | 101.5021 | 9.588 | 0 | 187.9964 | 0
29.05. | 2 | 301.264 |  | 101.607 | 9.588 | 0 | 190.0691 | 0
29.05. | 3 | 299.6446 |  | 104.9621 | 9.588 | 0 | 185.0945 | 0
29.05. | 4 | 294.3604 |  | 105.0669 | 9.588 | 0 | 179.7055 | 0
29.05. | 5 | 293.6337 |  | 104.9621 | 9.588 | 0 | 179.0836 | 0
29.05. | 6 | 300.9907 |  | 104.8572 | 9.588 | 0 | 186.5455 | 0
29.05. | 7 | 302.7513 |  | 104.7524 | 9.588 | 0 | 188.4109 | 0
29.05. | 8 | 303.8683 |  | 102.7603 | 9.588 | 0 | 191.52 | 0
29.05. | 9 | 300.4325 |  | 101.3973 | 9.588 | 0 | 189.4473 | 0
29.05. | 10 | 299.2889 |  | 101.0827 | 9.588 | 0 | 188.6182 | 0
29.05. | 11 | 296.8089 |  | 101.7118 | 9.588 | 0 | 185.5091 | 0
29.05. | 12 | 295.3556 |  | 101.5021 | 9.588 | 0 | 184.2655 | 0
29.05. | 13 | 293.6998 |  | 101.7118 | 9.588 | 0 | 182.4 | 0
29.05. | 14 | 290.6907 |  | 101.3973 | 9.588 | 0 | 179.7055 | 0
29.05. | 15 | 293.3853 |  | 101.3973 | 9.588 | 0 | 182.4 | 0
29.05. | 16 | 290.4786 |  | 100.9779 | 9.588 | 0 | 179.9127 | 0
29.05. | 17 | 298.9768 |  | 100.9779 | 9.588 | 0 | 188.4109 | 0
29.05. | 18 | 302.1883 |  | 100.873 | 9.588 | 0 | 191.7273 | 0
29.05. | 19 | 300.7447 |  | 101.5021 | 9.588 | 0 | 189.6545 | 0
29.05. | 20 | 295.9943 |  | 102.97 | 9.588 | 0 | 183.4364 | 0
29.05. | 21 | 299.2083 |  | 103.0748 | 9.588 | 0 | 186.5455 | 0
29.05. | 22 | 299.8446 |  | 104.333 | 9.588 | 0 | 185.9236 | 0
29.05. | 23 | 294.6265 |  | 101.1876 | 9.588 | 0 | 183.8509 | 0
29.05. | 24 | 301.9222 |  | 104.7524 | 9.588 | 0 | 187.5818 | 0
30.05. | 1 | 301.0955 |  | 104.9621 | 9.588 | 0 | 186.5455 | 0
30.05. | 2 | 282.2546 |  | 88.8156 | 9.588 | 0 | 183.8509 | 0
30.05. | 3 | 298.7082 |  | 104.6475 | 9.588 | 0 | 184.4727 | 0
30.05. | 4 | 300.7882 |  | 105.2766 | 9.588 | 0 | 185.9236 | 0
30.05. | 5 | 300.4737 |  | 104.9621 | 9.588 | 0 | 185.9236 | 0
30.05. | 6 | 298.501 |  | 104.6475 | 9.588 | 0 | 184.2655 | 0
30.05. | 7 | 301.9125 |  | 103.9136 | 9.588 | 0 | 188.4109 | 0
30.05. | 8 | 302.1101 |  | 103.0748 | 9.588 | 0 | 189.4473 | 0
30.05. | 9 | 298.3647 |  | 101.8167 | 9.588 | 0 | 186.96 | 0
30.05. | 10 | 289.9156 |  | 97.0985 | 9.588 | 0 | 183.2291 | 0
30.05. | 11 | 291.0496 |  | 96.5743 | 9.588 | 0 | 184.8873 | 0
30.05. | 12 | 286.5896 |  | 96.2598 | 9.588 | 0 | 180.7418 | 0
30.05. | 13 | 286.3823 |  | 96.2598 | 9.588 | 0 | 180.5345 | 0
30.05. | 14 | 282.5853 |  | 99.51 | 9.588 | 0 | 173.4873 | 0
30.05. | 15 | 284.1289 |  | 98.5664 | 9.588 | 0 | 175.9745 | 0
30.05. | 16 | 294.6023 |  | 99.0906 | 9.588 | 0 | 185.9236 | 0
30.05. | 17 | 289.0059 |  | 99.0906 | 9.588 | 0 | 180.3273 | 0
30.05. | 18 | 289.3236 |  | 90.7029 | 9.588 | 0 | 189.0327 | 0
30.05. | 19 | 284.2563 |  | 91.6465 | 9.588 | 0 | 183.0218 | 0
30.05. | 20 | 286.3387 |  | 92.4853 | 9.588 | 0 | 184.2655 | 0
30.05. | 21 | 286.863 |  | 93.0095 | 9.588 | 0 | 184.2655 | 0
30.05. | 22 | 288.426 |  | 93.7434 | 9.588 | 0 | 185.0945 | 0
30.05. | 23 | 283.9273 |  | 90.0738 | 9.588 | 0 | 184.2655 | 0
30.05. | 24 | 280.4133 |  | 90.9126 | 9.588 | 0 | 179.9127 | 0
31.05. | 1 | 282.1715 |  | 90.598 | 9.588 | 0 | 181.9855 | 0
31.05. | 2 | 284.1781 |  | 93.8483 | 9.588 | 0 | 180.7418 | 0
31.05. | 3 | 276.9163 |  | 93.2192 | 9.588 | 0 | 174.1091 | 0
31.05. | 4 | 275.0533 |  | 93.4289 | 9.588 | 0 | 172.0364 | 0
31.05. | 5 | 278.6866 |  | 93.9531 | 9.588 | 0 | 175.1455 | 0
31.05. | 6 | 269.4593 |  | 93.6386 | 9.588 | 0 | 166.2327 | 0
31.05. | 7 | 285.3121 |  | 93.3241 | 9.588 | 0 | 182.4 | 0
31.05. | 8 | 279.1794 |  | 91.7514 | 9.588 | 0 | 177.84 | 0
31.05. | 9 | 285.0854 |  | 91.6465 | 9.588 | 0 | 183.8509 | 0
31.05. | 10 | 281.3424 |  | 90.598 | 9.588 | 0 | 181.1564 | 0
31.05. | 11 | 279.8818 |  | 89.7593 | 9.588 | 0 | 180.5345 | 0
31.05. | 12 | 280.6085 |  | 89.8641 | 9.588 | 0 | 181.1564 | 0
31.05. | 13 | 279.1503 |  | 89.235 | 9.588 | 0 | 180.3273 | 0
31.05. | 14 | 280.0891 |  | 89.7593 | 9.588 | 0 | 180.7418 | 0
31.05. | 15 | 281.3424 |  | 90.598 | 9.588 | 0 | 181.1564 | 0
31.05. | 16 | 288.1824 |  | 90.598 | 9.588 | 0 | 187.9964 | 0
31.05. | 17 | 290.8842 |  | 91.2271 | 9.588 | 0 | 190.0691 | 0
31.05. | 18 | 290.2672 |  | 91.6465 | 9.588 | 0 | 189.0327 | 0
31.05. | 19 | 287.4678 |  | 91.5417 | 9.588 | 0 | 186.3382 | 0
31.05. | 20 | 288.8284 |  | 92.695 | 9.588 | 0 | 186.5455 | 0
31.05. | 21 | 287.4896 |  | 93.4289 | 9.588 | 0 | 184.4727 | 0
31.05. | 22 | 286.9775 |  | 93.9531 | 9.588 | 0 | 183.4364 | 0
31.05. | 23 | 285.5976 |  | 91.1223 | 9.588 | 0 | 184.8873 | 0
31.05. | 24 | 290.26 |  | 91.0174 | 9.588 | 0 | 189.6545 | 0
01.06. | 1 | 287.8776 |  | 91.1223 | 9.588 | 0 | 187.1673 | 0
01.06. | 2 | 294.1345 |  | 94.4774 | 9.588 | 0 | 190.0691 | 0
01.06. | 3 | 292.0617 |  | 94.4774 | 9.588 | 0 | 187.9964 | 0
01.06. | 4 | 290.9254 |  | 94.7919 | 9.588 | 0 | 186.5455 | 0
01.06. | 5 | 287.609 |  | 94.7919 | 9.588 | 0 | 183.2291 | 0
01.06. | 6 | 293.1957 |  | 93.9531 | 9.588 | 0 | 189.6545 | 0
01.06. | 7 | 288.5308 |  | 93.8483 | 9.588 | 0 | 185.0945 | 0
01.06. | 8 | 288.4042 |  | 91.8562 | 9.588 | 0 | 186.96 | 0
01.06. | 9 | 289.7503 |  | 91.7514 | 9.588 | 0 | 188.4109 | 0
01.06. | 10 | 294.6224 |  | 91.8562 | 9.588 | 0 | 193.1782 | 0
01.06. | 11 | 290.3721 |  | 91.7514 | 9.588 | 0 | 189.0327 | 0
01.06. | 12 | 287.88 |  | 91.332 | 9.588 | 0 | 186.96 | 0
01.06. | 13 | 287.7824 |  | 91.8562 | 9.588 | 0 | 186.3382 | 0
01.06. | 14 | 289.8551 |  | 91.8562 | 9.588 | 0 | 188.4109 | 0
01.06. | 15 | 287.8872 |  | 91.9611 | 9.588 | 0 | 186.3382 | 0
01.06. | 16 | 290.8915 |  | 91.8562 | 9.588 | 0 | 189.4473 | 0
01.06. | 17 | 289.5503 |  | 92.3804 | 9.588 | 0 | 187.5818 | 0
01.06. | 18 | 292.1472 |  | 92.9047 | 9.588 | 0 | 189.6545 | 0
01.06. | 19 | 291.2181 |  | 93.2192 | 9.588 | 0 | 188.4109 | 0
01.06. | 20 | 289.243 |  | 92.695 | 9.588 | 0 | 186.96 | 0
01.06. | 21 | 293.9248 |  | 94.2677 | 9.588 | 0 | 190.0691 | 0
01.06. | 22 | 290.9133 |  | 93.7434 | 9.588 | 0 | 187.5818 | 0
01.06. | 23 | 285.4072 |  | 92.5901 | 9.588 | 0 | 183.2291 | 0
01.06. | 24 | 291.8327 |  | 92.5901 | 9.588 | 0 | 189.6545 | 0
02.06. | 1 | 295.5217 |  | 97.9373 | 9.588 | 0 | 187.9964 | 0
02.06. | 2 | 294.6023 |  | 99.0906 | 9.588 | 0 | 185.9236 | 0
02.06. | 3 | 297.3283 |  | 101.8167 | 9.588 | 0 | 185.9236 | 0
02.06. | 4 | 299.6156 |  | 102.4457 | 9.588 | 0 | 187.5818 | 0
02.06. | 5 | 300.6519 |  | 102.4457 | 9.588 | 0 | 188.6182 | 0
02.06. | 6 | 299.4252 |  | 103.9136 | 9.588 | 0 | 185.9236 | 0
02.06. | 7 | 297.6598 |  | 103.599 | 9.588 | 0 | 184.4727 | 0
02.06. | 8 | 302.0052 |  | 102.97 | 9.588 | 0 | 189.4473 | 0
02.06. | 9 | 302.7246 |  | 102.4457 | 9.588 | 0 | 190.6909 | 0
02.06. | 10 | 302.5149 |  | 102.236 | 9.588 | 0 | 190.6909 | 0
02.06. | 11 | 302.5053 |  | 101.3973 | 9.588 | 0 | 191.52 | 0
02.06. | 12 | 301.135 |  | 99.4052 | 9.588 | 0 | 192.1418 | 0
02.06. | 13 | 295.5047 |  | 96.4695 | 9.588 | 0 | 189.4473 | 0
02.06. | 14 | 239.1964 |  | 40.5757 | 9.588 | 0 | 189.0327 | 0
02.06. | 15 | 287.9897 |  | 91.8562 | 9.588 | 0 | 186.5455 | 0
02.06. | 16 | 288.5018 |  | 91.332 | 9.588 | 0 | 187.5818 | 0
02.06. | 17 | 288.5066 |  | 91.7514 | 9.588 | 0 | 187.1673 | 0
02.06. | 18 | 290.7842 |  | 91.5417 | 9.588 | 0 | 189.6545 | 0
02.06. | 19 | 293.7957 |  | 92.0659 | 9.588 | 0 | 192.1418 | 0
02.06. | 20 | 295.0539 |  | 93.3241 | 9.588 | 0 | 192.1418 | 0
02.06. | 21 | 292.986 |  | 93.7434 | 9.588 | 0 | 189.6545 | 0
02.06. | 22 | 293.803 |  | 92.695 | 9.588 | 0 | 191.52 | 0
02.06. | 23 | 295.9709 |  | 91.9611 | 9.588 | 0 | 194.4218 | 0
02.06. | 24 | 300.1107 |  | 100.4536 | 9.588 | 0 | 190.0691 | 0
03.06. | 1 | 301.8762 |  | 100.7682 | 9.588 | 0 | 191.52 | 0
03.06. | 2 | 298.1477 |  | 100.9779 | 9.588 | 0 | 187.5818 | 0
03.06. | 3 | 297.1138 |  | 101.1876 | 9.588 | 0 | 186.3382 | 0
03.06. | 4 | 295.5628 |  | 101.5021 | 9.588 | 0 | 184.4727 | 0
03.06. | 5 | 297.6307 |  | 101.0827 | 9.588 | 0 | 186.96 | 0
03.06. | 6 | 304.3046 |  | 104.6475 | 9.588 | 0 | 190.0691 | 0
03.06. | 7 | 305.6434 |  | 103.9136 | 9.588 | 0 | 192.1418 | 0
03.06. | 8 | 306.5556 |  | 102.1312 | 9.588 | 0 | 194.8364 | 0
03.06. | 9 | 304.261 |  | 100.873 | 9.588 | 0 | 193.8 | 0
03.06. | 10 | 303.2247 |  | 100.873 | 9.588 | 0 | 192.7636 | 0
03.06. | 11 | 303.2247 |  | 100.873 | 9.588 | 0 | 192.7636 | 0
03.06. | 12 | 298.4501 |  | 100.244 | 9.588 | 0 | 188.6182 | 0
03.06. | 13 | 298.138 |  | 100.1391 | 9.588 | 0 | 188.4109 | 0
03.06. | 14 | 293.7877 |  | 100.3488 | 9.588 | 0 | 183.8509 | 0
03.06. | 15 | 291.2932 |  | 99.7197 | 9.588 | 0 | 181.9855 | 0
03.06. | 16 | 293.9926 |  | 100.1391 | 9.588 | 0 | 184.2655 | 0
03.06. | 17 | 290.7786 |  | 100.0343 | 9.588 | 0 | 181.1564 | 0
03.06. | 18 | 294.7168 |  | 100.0343 | 9.588 | 0 | 185.0945 | 0
03.06. | 19 | 304.324 |  | 106.3251 | 9.588 | 0 | 188.4109 | 0
03.06. | 20 | 254.8356 |  | 57.6657 | 9.588 | 0 | 187.5818 | 0
03.06. | 21 | 310.4906 |  | 110.8335 | 9.588 | 0 | 190.0691 | 0
03.06. | 22 | 310.7051 |  | 111.4626 | 9.588 | 0 | 189.6545 | 0
03.06. | 23 | 307.567 |  | 108.9462 | 9.588 | 0 | 189.0327 | 0
03.06. | 24 | 307.2573 |  | 109.0511 | 9.588 | 0 | 188.6182 | 0
04.06. | 1 | 302.4948 |  | 109.4705 | 9.588 | 0 | 183.4364 | 0
04.06. | 2 | 301.256 |  | 109.8899 | 9.588 | 0 | 181.7782 | 0
04.06. | 3 | 303.7409 |  | 109.6802 | 9.588 | 0 | 184.4727 | 0
04.06. | 4 | 303.953 |  | 110.0996 | 9.588 | 0 | 184.2655 | 0
04.06. | 5 | 312.3851 |  | 113.3498 | 9.588 | 0 | 189.4473 | 0
04.06. | 6 | 291.6375 |  | 93.6386 | 9.588 | 0 | 188.4109 | 0
04.06. | 7 | 301.7955 |  | 102.7603 | 9.588 | 0 | 189.4473 | 0
04.06. | 8 | 309.9591 |  | 109.6802 | 9.588 | 0 | 190.6909 | 0
04.06. | 9 | 307.7646 |  | 108.1075 | 9.588 | 0 | 190.0691 | 0
04.06. | 10 | 306.0918 |  | 106.8493 | 9.588 | 0 | 189.6545 | 0
04.06. | 11 | 304.3094 |  | 105.0669 | 9.588 | 0 | 189.6545 | 0
04.06. | 12 | 300.3737 |  | 105.2766 | 9.588 | 0 | 185.5091 | 0
04.06. | 13 | 298.3889 |  | 103.9136 | 9.588 | 0 | 184.8873 | 0
04.06. | 14 | 297.1476 |  | 104.1233 | 9.588 | 0 | 183.4364 | 0
04.06. | 15 | 295.1894 |  | 105.0669 | 9.588 | 0 | 180.5345 | 0
04.06. | 16 | 295.504 |  | 105.3814 | 9.588 | 0 | 180.5345 | 0
04.06. | 17 | 323.8149 |  | 106.9541 | 9.588 | 0 | 207.2727 | 0
04.06. | 18 | 304.7724 |  | 109.2608 | 9.588 | 0 | 185.9236 | 0
04.06. | 19 | 304.3579 |  | 109.2608 | 9.588 | 0 | 185.5091 | 0
04.06. | 20 | 307.467 |  | 109.2608 | 9.588 | 0 | 188.6182 | 0
04.06. | 21 | 304.3603 |  | 109.4705 | 9.588 | 0 | 185.3018 | 0
04.06. | 22 | 306.4354 |  | 109.6802 | 9.588 | 0 | 187.1673 | 0
04.06. | 23 | 306.1967 |  | 106.9541 | 9.588 | 0 | 189.6545 | 0
04.06. | 24 | 289.31 |  | 107.4784 | 9.588 | 0 | 172.2436 | 0
05.06. | 1 | 290.1415 |  | 107.6881 | 9.588 | 0 | 172.8655 | 0
05.06. | 2 | 289.2076 |  | 107.5832 | 9.588 | 0 | 172.0364 | 0
05.06. | 3 | 287.6567 |  | 107.8978 | 9.588 | 0 | 170.1709 | 0
05.06. | 4 | 289.0197 |  | 109.2608 | 9.588 | 0 | 170.1709 | 0
05.06. | 5 | 287.4002 |  | 112.6159 | 9.588 | 0 | 165.1964 | 0
05.06. | 6 | 289.1463 |  | 111.2529 | 9.588 | 0 | 168.3055 | 0
05.06. | 7 | 270.5957 |  | 93.3241 | 9.588 | 0 | 167.6836 | 0
05.06. | 8 | 278.6665 |  | 101.1876 | 9.588 | 0 | 167.8909 | 0
05.06. | 9 | 283.2628 |  | 104.333 | 9.588 | 0 | 169.3418 | 0
05.06. | 10 | 294.1967 |  | 108.8414 | 9.588 | 0 | 175.7673 | 0
05.06. | 11 | 294.0894 |  | 108.5268 | 9.588 | 0 | 175.9745 | 0
05.06. | 12 | 290.4585 |  | 108.2123 | 9.588 | 0 | 172.6582 | 0
05.06. | 13 | 291.6021 |  | 108.5268 | 9.588 | 0 | 173.4873 | 0
05.06. | 14 | 289.0052 |  | 108.0026 | 9.588 | 0 | 171.4145 | 0
05.06. | 15 | 287.0373 |  | 108.1075 | 9.588 | 0 | 169.3418 | 0
05.06. | 16 | 289.3197 |  | 108.3172 | 9.588 | 0 | 171.4145 | 0
05.06. | 17 | 289.0124 |  | 108.6317 | 9.588 | 0 | 170.7927 | 0
05.06. | 18 | 290.2561 |  | 108.6317 | 9.588 | 0 | 172.0364 | 0
05.06. | 19 | 290.1561 |  | 108.9462 | 9.588 | 0 | 171.6218 | 0
05.06. | 20 | 290.8924 |  | 109.8899 | 9.588 | 0 | 171.4145 | 0
05.06. | 21 | 295.0427 |  | 110.3092 | 9.588 | 0 | 175.1455 | 0
05.06. | 22 | 297.9324 |  | 109.2608 | 9.588 | 0 | 179.0836 | 0
05.06. | 23 | 305.8943 |  | 107.6881 | 9.588 | 0 | 188.6182 | 0
05.06. | 24 | 309.4179 |  | 107.6881 | 9.588 | 0 | 192.1418 | 0
06.06. | 1 | 309.83 |  | 107.4784 | 9.588 | 0 | 192.7636 | 0
06.06. | 2 | 312.2488 |  | 110.5189 | 9.588 | 0 | 192.1418 | 0
06.06. | 3 | 311.6318 |  | 110.9383 | 9.588 | 0 | 191.1055 | 0
06.06. | 4 | 310.3906 |  | 111.148 | 9.588 | 0 | 189.6545 | 0
06.06. | 5 | 306.6597 |  | 111.148 | 9.588 | 0 | 185.9236 | 0
06.06. | 6 | 301.156 |  | 110.2044 | 9.588 | 0 | 181.3636 | 0
06.06. | 7 | 296.4767 |  | 108.8414 | 9.588 | 0 | 178.0473 | 0
06.06. | 8 | 293.5652 |  | 108.0026 | 9.588 | 0 | 175.9745 | 0
06.06. | 9 | 292.2264 |  | 108.7365 | 9.588 | 0 | 173.9018 | 0
06.06. | 10 | 284.8282 |  | 105.2766 | 9.588 | 0 | 169.9636 | 0
06.06. | 11 | 283.2822 |  | 106.0105 | 9.588 | 0 | 167.6836 | 0
06.06. | 12 | 286.2937 |  | 106.5348 | 9.588 | 0 | 170.1709 | 0
06.06. | 13 | 287.7252 |  | 104.8572 | 9.588 | 0 | 173.28 | 0
06.06. | 14 | 287.7155 |  | 104.0184 | 9.588 | 0 | 174.1091 | 0
06.06. | 15 | 281.5094 |  | 105.0669 | 9.588 | 0 | 166.8545 | 0
06.06. | 16 | 285.8622 |  | 105.0669 | 9.588 | 0 | 171.2073 | 0
06.06. | 17 | 284.6306 |  | 106.1154 | 9.588 | 0 | 168.9273 | 0
06.06. | 18 | 287.0203 |  | 106.6396 | 9.588 | 0 | 170.7927 | 0
06.06. | 19 | 293.47 |  | 108.7365 | 9.588 | 0 | 175.1455 | 0
06.06. | 20 | 293.2651 |  | 108.9462 | 9.588 | 0 | 174.7309 | 0
06.06. | 21 | 293.5797 |  | 109.2608 | 9.588 | 0 | 174.7309 | 0
06.06. | 22 | 298.23 |  | 108.1075 | 9.588 | 0 | 180.5345 | 0
06.06. | 23 | 297.684 |  | 105.696 | 9.588 | 0 | 182.4 | 0
06.06. | 24 | 296.1258 |  | 105.3814 | 9.588 | 0 | 181.1564 | 0
07.06. | 1 | 296.6549 |  | 106.3251 | 9.588 | 0 | 180.7418 | 0
07.06. | 2 | 304.3724 |  | 110.5189 | 9.588 | 0 | 184.2655 | 0
07.06. | 3 | 305.0063 |  | 111.5674 | 9.588 | 0 | 183.8509 | 0
07.06. | 4 | 306.35 |  | 111.2529 | 9.588 | 0 | 185.5091 | 0
07.06. | 5 | 305.6281 |  | 111.5674 | 9.588 | 0 | 184.4727 | 0
07.06. | 6 | 302.3118 |  | 111.5674 | 9.588 | 0 | 181.1564 | 0
07.06. | 7 | 292.1481 |  | 110.9383 | 9.588 | 0 | 171.6218 | 0
07.06. | 8 | 295.6694 |  | 110.7286 | 9.588 | 0 | 175.3527 | 0
07.06. | 9 | 298.7784 |  | 110.7286 | 9.588 | 0 | 178.4618 | 0
07.06. | 10 | 297.5348 |  | 110.7286 | 9.588 | 0 | 177.2182 | 0
07.06. | 11 | 298.8881 |  | 111.2529 | 9.588 | 0 | 178.0473 | 0
07.06. | 12 | 298.2542 |  | 110.2044 | 9.588 | 0 | 178.4618 | 0
07.06. | 13 | 297.5324 |  | 110.5189 | 9.588 | 0 | 177.4255 | 0
07.06. | 14 | 304.9918 |  | 110.3092 | 9.588 | 0 | 185.0945 | 0
07.06. | 15 | 303.7482 |  | 110.3092 | 9.588 | 0 | 183.8509 | 0
07.06. | 16 | 305.3063 |  | 110.6238 | 9.588 | 0 | 185.0945 | 0
07.06. | 17 | 306.6645 |  | 111.5674 | 9.588 | 0 | 185.5091 | 0
07.06. | 18 | 308.6372 |  | 111.8819 | 9.588 | 0 | 187.1673 | 0
07.06. | 19 | 306.9815 |  | 112.0916 | 9.588 | 0 | 185.3018 | 0
07.06. | 20 | 305.7451 |  | 112.7207 | 9.588 | 0 | 183.4364 | 0
07.06. | 21 | 306.6718 |  | 112.1965 | 9.588 | 0 | 184.8873 | 0
07.06. | 22 | 304.699 |  | 111.8819 | 9.588 | 0 | 183.2291 | 0
07.06. | 23 | 301.9827 |  | 109.9947 | 9.588 | 0 | 182.4 | 0
07.06. | 24 | 305.8209 |  | 110.3092 | 9.588 | 0 | 185.9236 | 0
08.06. | 1 | 304.7773 |  | 109.6802 | 9.588 | 0 | 185.5091 | 0
08.06. | 2 | 303.1239 |  | 110.0996 | 9.588 | 0 | 183.4364 | 0
08.06. | 3 | 300.8439 |  | 110.0996 | 9.588 | 0 | 181.1564 | 0
08.06. | 4 | 302.4997 |  | 109.8899 | 9.588 | 0 | 183.0218 | 0
08.06. | 5 | 304.9257 |  | 113.5595 | 9.588 | 0 | 181.7782 | 0
08.06. | 6 | 302.0287 |  | 113.9789 | 9.588 | 0 | 178.4618 | 0
08.06. | 7 | 299.7511 |  | 114.1886 | 9.588 | 0 | 175.9745 | 0
08.06. | 8 | 297.7663 |  | 112.8256 | 9.588 | 0 | 175.3527 | 0
08.06. | 9 | 296.3081 |  | 112.1965 | 9.588 | 0 | 174.5236 | 0
08.06. | 10 | 299.1124 |  | 112.7207 | 9.588 | 0 | 176.8036 | 0
08.06. | 11 | 302.9481 |  | 112.8256 | 9.588 | 0 | 180.5345 | 0
08.06. | 12 | 302.9263 |  | 110.9383 | 9.588 | 0 | 182.4 | 0
08.06. | 13 | 305.833 |  | 111.3577 | 9.588 | 0 | 184.8873 | 0
08.06. | 14 | 302.8263 |  | 111.2529 | 9.588 | 0 | 181.9855 | 0
08.06. | 15 | 306.7572 |  | 110.6238 | 9.588 | 0 | 186.5455 | 0
08.06. | 16 | 303.1288 |  | 110.5189 | 9.588 | 0 | 183.0218 | 0
08.06. | 17 | 305.0942 |  | 110.2044 | 9.588 | 0 | 185.3018 | 0
08.06. | 18 | 307.3791 |  | 110.6238 | 9.588 | 0 | 187.1673 | 0
08.06. | 19 | 309.1445 |  | 110.9383 | 9.588 | 0 | 188.6182 | 0
08.06. | 20 | 311.0269 |  | 112.4062 | 9.588 | 0 | 189.0327 | 0
08.06. | 21 | 310.5196 |  | 113.3498 | 9.588 | 0 | 187.5818 | 0
08.06. | 22 | 309.5663 |  | 111.5674 | 9.588 | 0 | 188.4109 | 0
08.06. | 23 | 305.8209 |  | 110.3092 | 9.588 | 0 | 185.9236 | 0
08.06. | 24 | 303.6433 |  | 110.2044 | 9.588 | 0 | 183.8509 | 0
09.06. | 1 | 304.9918 |  | 110.3092 | 9.588 | 0 | 185.0945 | 0
09.06. | 2 | 304.2651 |  | 110.2044 | 9.588 | 0 | 184.4727 | 0
09.06. | 3 | 303.5385 |  | 110.0996 | 9.588 | 0 | 183.8509 | 0
09.06. | 4 | 301.8851 |  | 110.5189 | 9.588 | 0 | 181.7782 | 0
09.06. | 5 | 305.5475 |  | 113.5595 | 9.588 | 0 | 182.4 | 0
09.06. | 6 | 303.4627 |  | 112.511 | 9.588 | 0 | 181.3636 | 0
09.06. | 7 | 297.6518 |  | 111.8819 | 9.588 | 0 | 176.1818 | 0
09.06. | 8 | 301.2681 |  | 110.9383 | 9.588 | 0 | 180.7418 | 0
09.06. | 9 | 311.9342 |  | 110.2044 | 9.588 | 0 | 192.1418 | 0
09.06. | 10 | 309.2372 |  | 109.9947 | 9.588 | 0 | 189.6545 | 0
09.06. | 11 | 313.2803 |  | 110.0996 | 9.588 | 0 | 193.5927 | 0
09.06. | 12 | 310.2809 |  | 110.6238 | 9.588 | 0 | 190.0691 | 0
09.06. | 13 | 304.8773 |  | 109.3656 | 9.588 | 0 | 185.9236 | 0
09.06. | 14 | 304.6603 |  | 108.5268 | 9.588 | 0 | 186.5455 | 0
09.06. | 15 | 302.7973 |  | 108.7365 | 9.588 | 0 | 184.4727 | 0
09.06. | 16 | 301.0391 |  | 109.0511 | 9.588 | 0 | 182.4 | 0
09.06. | 17 | 300.0027 |  | 109.0511 | 9.588 | 0 | 181.3636 | 0
09.06. | 18 | 302.3779 |  | 108.3172 | 9.588 | 0 | 184.4727 | 0
09.06. | 19 | 304.6772 |  | 109.9947 | 9.588 | 0 | 185.0945 | 0
09.06. | 20 | 307.3742 |  | 110.2044 | 9.588 | 0 | 187.5818 | 0
09.06. | 21 | 307.3815 |  | 110.8335 | 9.588 | 0 | 186.96 | 0
09.06. | 22 | 308.5227 |  | 110.9383 | 9.588 | 0 | 187.9964 | 0
09.06. | 23 | 299.8979 |  | 108.9462 | 9.588 | 0 | 181.3636 | 0
09.06. | 24 | 299.5906 |  | 109.2608 | 9.588 | 0 | 180.7418 | 0
10.06. | 1 | 295.2354 |  | 109.0511 | 9.588 | 0 | 176.5964 | 0
10.06. | 2 | 295.2427 |  | 109.6802 | 9.588 | 0 | 175.9745 | 0
10.06. | 3 | 296.696 |  | 109.8899 | 9.588 | 0 | 177.2182 | 0
10.06. | 4 | 302.4997 |  | 109.8899 | 9.588 | 0 | 183.0218 | 0
10.06. | 5 | 310.0002 |  | 113.245 | 9.588 | 0 | 187.1673 | 0
10.06. | 6 | 314.7651 |  | 113.0353 | 9.588 | 0 | 192.1418 | 0
10.06. | 7 | 309.2615 |  | 112.0916 | 9.588 | 0 | 187.5818 | 0
10.06. | 8 | 310.1833 |  | 111.148 | 9.588 | 0 | 189.4473 | 0
10.06. | 9 | 310.276 |  | 110.2044 | 9.588 | 0 | 190.4836 | 0
10.06. | 10 | 309.8542 |  | 109.5753 | 9.588 | 0 | 190.6909 | 0
10.06. | 11 | 306.8451 |  | 109.2608 | 9.588 | 0 | 187.9964 | 0
10.06. | 12 | 310.4906 |  | 110.8335 | 9.588 | 0 | 190.0691 | 0
10.06. | 13 | 311.41 |  | 109.6802 | 9.588 | 0 | 192.1418 | 0
10.06. | 14 | 309.9421 |  | 108.2123 | 9.588 | 0 | 192.1418 | 0
10.06. | 15 | 309.7518 |  | 109.6802 | 9.588 | 0 | 190.4836 | 0
10.06. | 16 | 289.143 |  | 93.0095 | 9.588 | 0 | 186.5455 | 0
10.06. | 17 | 305.9064 |  | 108.7365 | 9.588 | 0 | 187.5818 | 0
10.06. | 18 | 302.0754 |  | 109.0511 | 9.588 | 0 | 183.4364 | 0
10.06. | 19 | 306.7524 |  | 110.2044 | 9.588 | 0 | 186.96 | 0
10.06. | 20 | 314.2336 |  | 111.8819 | 9.588 | 0 | 192.7636 | 0
10.06. | 21 | 313.4069 |  | 112.0916 | 9.588 | 0 | 191.7273 | 0
10.06. | 22 | 308.3251 |  | 111.7771 | 9.588 | 0 | 186.96 | 0
10.06. | 23 | 304.6772 |  | 109.9947 | 9.588 | 0 | 185.0945 | 0
10.06. | 24 | 302.7045 |  | 109.6802 | 9.588 | 0 | 183.4364 | 0
11.06. | 1 | 306.85 |  | 109.6802 | 9.588 | 0 | 187.5818 | 0
11.06. | 2 | 307.1645 |  | 109.9947 | 9.588 | 0 | 187.5818 | 0
11.06. | 3 | 311.2076 |  | 110.0996 | 9.588 | 0 | 191.52 | 0
11.06. | 4 | 310.8293 |  | 113.245 | 9.588 | 0 | 187.9964 | 0
11.06. | 5 | 310.5196 |  | 113.3498 | 9.588 | 0 | 187.5818 | 0
11.06. | 6 | 308.4469 |  | 113.3498 | 9.588 | 0 | 185.5091 | 0
11.06. | 7 | 308.9614 |  | 113.0353 | 9.588 | 0 | 186.3382 | 0
11.06. | 8 | 308.3227 |  | 111.5674 | 9.588 | 0 | 187.1673 | 0
11.06. | 9 | 306.8572 |  | 110.3092 | 9.588 | 0 | 186.96 | 0
11.06. | 10 | 304.7821 |  | 110.0996 | 9.588 | 0 | 185.0945 | 0
11.06. | 11 | 303.8482 |  | 109.9947 | 9.588 | 0 | 184.2655 | 0
11.06. | 12 | 303.3336 |  | 110.3092 | 9.588 | 0 | 183.4364 | 0
11.06. | 13 | 303.636 |  | 109.5753 | 9.588 | 0 | 184.4727 | 0
11.06. | 14 | 300.4245 |  | 109.6802 | 9.588 | 0 | 181.1564 | 0
11.06. | 15 | 301.7633 |  | 108.9462 | 9.588 | 0 | 183.2291 | 0
11.06. | 16 | 301.2488 |  | 109.2608 | 9.588 | 0 | 182.4 | 0
11.06. | 17 | 302.9021 |  | 108.8414 | 9.588 | 0 | 184.4727 | 0
11.06. | 18 | 305.5967 |  | 108.8414 | 9.588 | 0 | 187.1673 | 0
11.06. | 19 | 306.4306 |  | 109.2608 | 9.588 | 0 | 187.5818 | 0
11.06. | 20 | 306.1306 |  | 110.2044 | 9.588 | 0 | 186.3382 | 0
11.06. | 21 | 307.2742 |  | 110.5189 | 9.588 | 0 | 187.1673 | 0
11.06. | 22 | 305.8136 |  | 109.6802 | 9.588 | 0 | 186.5455 | 0
11.06. | 23 | 303.9385 |  | 108.8414 | 9.588 | 0 | 185.5091 | 0
11.06. | 24 | 301.6682 |  | 109.6802 | 9.588 | 0 | 182.4 | 0
12.06. | 1 | 301.673 |  | 110.0996 | 9.588 | 0 | 181.9855 | 0
12.06. | 2 | 301.4657 |  | 110.0996 | 9.588 | 0 | 181.7782 | 0
12.06. | 3 | 302.2972 |  | 110.3092 | 9.588 | 0 | 182.4 | 0
12.06. | 4 | 299.3245 |  | 113.1401 | 9.588 | 0 | 176.5964 | 0
12.06. | 5 | 305.3378 |  | 113.3498 | 9.588 | 0 | 182.4 | 0
12.06. | 6 | 302.636 |  | 112.7207 | 9.588 | 0 | 180.3273 | 0
12.06. | 7 | 303.3506 |  | 111.7771 | 9.588 | 0 | 181.9855 | 0
12.06. | 8 | 301.5778 |  | 110.8335 | 9.588 | 0 | 181.1564 | 0
12.06. | 9 | 296.8573 |  | 105.9057 | 9.588 | 0 | 181.3636 | 0
12.06. | 10 | 297.7227 |  | 109.0511 | 9.588 | 0 | 179.0836 | 0
12.06. | 11 | 295.1306 |  | 108.9462 | 9.588 | 0 | 176.5964 | 0
12.06. | 12 | 288.3761 |  | 107.3735 | 9.588 | 0 | 171.4145 | 0
12.06. | 13 | 286.6009 |  | 106.2202 | 9.588 | 0 | 170.7927 | 0
12.06. | 14 | 281.8191 |  | 104.9621 | 9.588 | 0 | 167.2691 | 0
12.06. | 15 | 288.8785 |  | 106.0105 | 9.588 | 0 | 173.28 | 0
12.06. | 16 | 286.1912 |  | 106.6396 | 9.588 | 0 | 169.9636 | 0
12.06. | 17 | 294.4846 |  | 106.8493 | 9.588 | 0 | 178.0473 | 0
12.06. | 18 | 295.2137 |  | 107.1638 | 9.588 | 0 | 178.4618 | 0
12.06. | 19 | 293.4627 |  | 108.1075 | 9.588 | 0 | 175.7673 | 0
12.06. | 20 | 299.8979 |  | 108.9462 | 9.588 | 0 | 181.3636 | 0
12.06. | 21 | 298.447 |  | 108.9462 | 9.588 | 0 | 179.9127 | 0
12.06. | 22 | 297.5058 |  | 108.2123 | 9.588 | 0 | 179.7055 | 0
12.06. | 23 | 296.0258 |  | 105.696 | 9.588 | 0 | 180.7418 | 0
12.06. | 24 | 293.6482 |  | 106.2202 | 9.588 | 0 | 177.84 | 0
13.06. | 1 | 293.3385 |  | 106.3251 | 9.588 | 0 | 177.4255 | 0
13.06. | 2 | 290.081 |  | 102.4457 | 9.588 | 0 | 178.0473 | 0
13.06. | 3 | 277.6042 |  | 89.969 | 9.588 | 0 | 178.0473 | 0
13.06. | 4 | 280.2472 |  | 94.4774 | 9.588 | 0 | 176.1818 | 0
13.06. | 5 | 278.4842 |  | 94.3725 | 9.588 | 0 | 174.5236 | 0
13.06. | 6 | 280.1423 |  | 94.3725 | 9.588 | 0 | 176.1818 | 0
13.06. | 7 | 278.0624 |  | 93.7434 | 9.588 | 0 | 174.7309 | 0
13.06. | 8 | 278.989 |  | 93.2192 | 9.588 | 0 | 176.1818 | 0
13.06. | 9 | 274.4145 |  | 91.9611 | 9.588 | 0 | 172.8655 | 0
13.06. | 10 | 267.4721 |  | 92.0659 | 9.588 | 0 | 165.8182 | 0
13.06. | 11 | 280.1206 |  | 92.4853 | 9.588 | 0 | 178.0473 | 0
13.06. | 12 | 274.546 |  | 94.3725 | 9.588 | 0 | 170.5855 | 0
13.06. | 13 | 292.6506 |  | 109.5753 | 9.588 | 0 | 173.4873 | 0
13.06. | 14 | 288.91 |  | 108.7365 | 9.588 | 0 | 170.5855 | 0
13.06. | 15 | 295.233 |  | 108.8414 | 9.588 | 0 | 176.8036 | 0
13.06. | 16 | 298.7567 |  | 108.8414 | 9.588 | 0 | 180.3273 | 0
13.06. | 17 | 303.999 |  | 114.0837 | 9.588 | 0 | 180.3273 | 0
13.06. | 18 | 305.8693 |  | 114.5031 | 9.588 | 0 | 181.7782 | 0
13.06. | 19 | 310.3293 |  | 114.8177 | 9.588 | 0 | 185.9236 | 0
13.06. | 20 | 308.9857 |  | 115.1322 | 9.588 | 0 | 184.2655 | 0
13.06. | 21 | 304.6474 |  | 116.3904 | 9.588 | 0 | 178.6691 | 0
13.06. | 22 | 303.899 |  | 114.3983 | 9.588 | 0 | 179.9127 | 0
13.06. | 23 | 305.4475 |  | 113.874 | 9.588 | 0 | 181.9855 | 0
13.06. | 24 | 299.7608 |  | 115.0274 | 9.588 | 0 | 175.1455 | 0
14.06. | 1 | 299.9632 |  | 114.608 | 9.588 | 0 | 175.7673 | 0
14.06. | 2 | 303.699 |  | 115.0274 | 9.588 | 0 | 179.0836 | 0
14.06. | 3 | 305.3153 |  | 120.3745 | 9.588 | 0 | 175.3527 | 0
14.06. | 4 | 307.3291 |  | 124.2539 | 9.588 | 0 | 173.4873 | 0
14.06. | 5 | 304.9395 |  | 123.7296 | 9.588 | 0 | 171.6218 | 0
14.06. | 6 | 302.2449 |  | 123.7296 | 9.588 | 0 | 168.9273 | 0
14.06. | 7 | 300.8892 |  | 122.9957 | 9.588 | 0 | 168.3055 | 0
14.06. | 8 | 297.9656 |  | 121.1085 | 9.588 | 0 | 167.2691 | 0
14.06. | 9 | 291.5474 |  | 121.7375 | 9.588 | 0 | 160.2218 | 0
14.06. | 10 | 300.8746 |  | 121.7375 | 9.588 | 0 | 169.5491 | 0
14.06. | 11 | 304.4934 |  | 121.0036 | 9.588 | 0 | 173.9018 | 0
14.06. | 12 | 302.6328 |  | 121.423 | 9.588 | 0 | 171.6218 | 0
14.06. | 13 | 304.9104 |  | 121.2133 | 9.588 | 0 | 174.1091 | 0
14.06. | 14 | 298.4825 |  | 121.0036 | 9.588 | 0 | 167.8909 | 0
14.06. | 15 | 306.8734 |  | 120.6891 | 9.588 | 0 | 176.5964 | 0
14.06. | 16 | 312.3698 |  | 121.0036 | 9.588 | 0 | 181.7782 | 0
14.06. | 17 | 313.8207 |  | 121.0036 | 9.588 | 0 | 183.2291 | 0
14.06. | 18 | 304.9031 |  | 120.5842 | 9.588 | 0 | 174.7309 | 0
14.06. | 19 | 311.9553 |  | 121.0036 | 9.588 | 0 | 181.3636 | 0
14.06. | 20 | 317.3637 |  | 122.6812 | 9.588 | 0 | 185.0945 | 0
14.06. | 21 | 314.1449 |  | 122.1569 | 9.588 | 0 | 182.4 | 0
14.06. | 22 | 317.4637 |  | 122.3666 | 9.588 | 0 | 185.5091 | 0
14.06. | 23 | 315.4789 |  | 121.0036 | 9.588 | 0 | 184.8873 | 0
14.06. | 24 | 311.548 |  | 121.6327 | 9.588 | 0 | 180.3273 | 0
15.06. | 1 | 310.5043 |  | 121.0036 | 9.588 | 0 | 179.9127 | 0
15.06. | 2 | 315.791 |  | 121.1085 | 9.588 | 0 | 185.0945 | 0
15.06. | 3 | 312.1649 |  | 121.2133 | 9.588 | 0 | 181.3636 | 0
15.06. | 4 | 314.0328 |  | 121.423 | 9.588 | 0 | 183.0218 | 0
15.06. | 5 | 315.4152 |  | 124.4636 | 9.588 | 0 | 181.3636 | 0
15.06. | 6 | 317.3855 |  | 124.5684 | 9.588 | 0 | 183.2291 | 0
15.06. | 7 | 314.4716 |  | 123.5199 | 9.588 | 0 | 181.3636 | 0
15.06. | 8 | 314.0231 |  | 120.5842 | 9.588 | 0 | 183.8509 | 0
15.06. | 9 | 313.9425 |  | 122.5763 | 9.588 | 0 | 181.7782 | 0
15.06. | 10 | 310.514 |  | 121.8424 | 9.588 | 0 | 179.0836 | 0
15.06. | 11 | 311.0358 |  | 122.1569 | 9.588 | 0 | 179.2909 | 0
15.06. | 12 | 312.9916 |  | 121.0036 | 9.588 | 0 | 182.4 | 0
15.06. | 13 | 309.2559 |  | 120.5842 | 9.588 | 0 | 179.0836 | 0
15.06. | 14 | 311.431 |  | 120.4794 | 9.588 | 0 | 181.3636 | 0
15.06. | 15 | 305.3153 |  | 120.3745 | 9.588 | 0 | 175.3527 | 0
15.06. | 16 | 313.2892 |  | 119.8503 | 9.588 | 0 | 183.8509 | 0
15.06. | 17 | 306.2129 |  | 117.334 | 9.588 | 0 | 179.2909 | 0
15.06. | 18 | 310.6116 |  | 121.3182 | 9.588 | 0 | 179.7055 | 0
15.06. | 19 | 301.0843 |  | 121.9472 | 9.588 | 0 | 169.5491 | 0
15.06. | 20 | 314.5643 |  | 122.5763 | 9.588 | 0 | 182.4 | 0
15.06. | 21 | 310.3947 |  | 120.4794 | 9.588 | 0 | 180.3273 | 0
15.06. | 22 | 312.8013 |  | 122.4715 | 9.588 | 0 | 180.7418 | 0
15.06. | 23 | 307.9122 |  | 120.8988 | 9.588 | 0 | 177.4255 | 0
15.06. | 24 | 309.7728 |  | 120.4794 | 9.588 | 0 | 179.7055 | 0
16.06. | 1 | 309.8825 |  | 121.0036 | 9.588 | 0 | 179.2909 | 0
16.06. | 2 | 310.6092 |  | 121.1085 | 9.588 | 0 | 179.9127 | 0
16.06. | 3 | 304.5152 |  | 122.8909 | 9.588 | 0 | 172.0364 | 0
16.06. | 4 | 310.3334 |  | 124.149 | 9.588 | 0 | 176.5964 | 0
16.06. | 5 | 316.0685 |  | 127.1896 | 9.588 | 0 | 179.2909 | 0
16.06. | 6 | 316.2612 |  | 125.9314 | 9.588 | 0 | 180.7418 | 0
16.06. | 7 | 311.2818 |  | 125.512 | 9.588 | 0 | 176.1818 | 0
16.06. | 8 | 308.5873 |  | 125.512 | 9.588 | 0 | 173.4873 | 0
16.06. | 9 | 307.234 |  | 124.9878 | 9.588 | 0 | 172.6582 | 0
16.06. | 10 | 307.751 |  | 124.883 | 9.588 | 0 | 173.28 | 0
16.06. | 11 | 308.0316 |  | 122.2618 | 9.588 | 0 | 176.1818 | 0
16.06. | 12 | 286.4929 |  | 114.8177 | 9.588 | 0 | 162.0873 | 0
16.06. | 13 | 290.9529 |  | 115.1322 | 9.588 | 0 | 166.2327 | 0
16.06. | 14 | 290.5263 |  | 114.0837 | 9.588 | 0 | 166.8545 | 0
16.06. | 15 | 310.1656 |  | 118.5921 | 9.588 | 0 | 181.9855 | 0
16.06. | 16 | 311.9432 |  | 119.9552 | 9.588 | 0 | 182.4 | 0
16.06. | 17 | 300.2439 |  | 111.9868 | 9.588 | 0 | 178.6691 | 0
16.06. | 18 | 312.3553 |  | 119.7455 | 9.588 | 0 | 183.0218 | 0
16.06. | 19 | 312.5868 |  | 121.8424 | 9.588 | 0 | 181.1564 | 0
16.06. | 20 | 308.6389 |  | 121.0036 | 9.588 | 0 | 178.0473 | 0
16.06. | 21 | 310.6165 |  | 121.7375 | 9.588 | 0 | 179.2909 | 0
16.06. | 22 | 312.2577 |  | 120.2697 | 9.588 | 0 | 182.4 | 0
16.06. | 23 | 304.6474 |  | 116.3904 | 9.588 | 0 | 178.6691 | 0
16.06. | 24 | 306.3056 |  | 116.3904 | 9.588 | 0 | 180.3273 | 0
17.06. | 1 | 307.1517 |  | 117.8582 | 9.588 | 0 | 179.7055 | 0
17.06. | 2 | 306.2008 |  | 116.2855 | 9.588 | 0 | 180.3273 | 0
17.06. | 3 | 303.3014 |  | 116.4952 | 9.588 | 0 | 177.2182 | 0
17.06. | 4 | 305.062 |  | 116.3904 | 9.588 | 0 | 179.0836 | 0
17.06. | 5 | 309.351 |  | 119.8503 | 9.588 | 0 | 179.9127 | 0
17.06. | 6 | 309.7607 |  | 119.4309 | 9.588 | 0 | 180.7418 | 0
17.06. | 7 | 310.5947 |  | 119.8503 | 9.588 | 0 | 181.1564 | 0
17.06. | 8 | 310.185 |  | 120.2697 | 9.588 | 0 | 180.3273 | 0
17.06. | 9 | 306.2347 |  | 119.2212 | 9.588 | 0 | 177.4255 | 0
17.06. | 10 | 309.9511 |  | 117.9631 | 9.588 | 0 | 182.4 | 0
17.06. | 11 | 314.0062 |  | 119.1164 | 9.588 | 0 | 185.3018 | 0
17.06. | 12 | 310.0632 |  | 118.697 | 9.588 | 0 | 181.7782 | 0
17.06. | 13 | 309.0123 |  | 117.4388 | 9.588 | 0 | 181.9855 | 0
17.06. | 14 | 314.5353 |  | 120.06 | 9.588 | 0 | 184.8873 | 0
17.06. | 15 | 314.7425 |  | 120.06 | 9.588 | 0 | 185.0945 | 0
17.06. | 16 | 316.2935 |  | 119.7455 | 9.588 | 0 | 186.96 | 0
17.06. | 17 | 314.111 |  | 119.2212 | 9.588 | 0 | 185.3018 | 0
17.06. | 18 | 308.7292 |  | 119.8503 | 9.588 | 0 | 179.2909 | 0
17.06. | 19 | 310.5995 |  | 120.2697 | 9.588 | 0 | 180.7418 | 0
17.06. | 20 | 309.5631 |  | 120.2697 | 9.588 | 0 | 179.7055 | 0
17.06. | 21 | 308.0195 |  | 121.2133 | 9.588 | 0 | 177.2182 | 0
17.06. | 22 | 306.7589 |  | 119.7455 | 9.588 | 0 | 177.4255 | 0
17.06. | 23 | 307.9832 |  | 118.0679 | 9.588 | 0 | 180.3273 | 0
17.06. | 24 | 307.2638 |  | 118.5921 | 9.588 | 0 | 179.0836 | 0
18.06. | 1 | 308.9147 |  | 117.9631 | 9.588 | 0 | 181.3636 | 0
18.06. | 2 | 306.6178 |  | 116.4952 | 9.588 | 0 | 180.5345 | 0
18.06. | 3 | 306.5056 |  | 115.7613 | 9.588 | 0 | 181.1564 | 0
18.06. | 4 | 311.4262 |  | 120.06 | 9.588 | 0 | 181.7782 | 0
18.06. | 5 | 309.5535 |  | 119.4309 | 9.588 | 0 | 180.5345 | 0
18.06. | 6 | 307.9735 |  | 117.2291 | 9.588 | 0 | 181.1564 | 0
18.06. | 7 | 304.7547 |  | 116.7049 | 9.588 | 0 | 178.4618 | 0
18.06. | 8 | 312.7456 |  | 117.6485 | 9.588 | 0 | 185.5091 | 0
18.06. | 9 | 311.156 |  | 114.608 | 9.588 | 0 | 186.96 | 0
18.06. | 10 | 315.0159 |  | 116.8097 | 9.588 | 0 | 188.6182 | 0
18.06. | 11 | 313.0505 |  | 117.1243 | 9.588 | 0 | 186.3382 | 0
18.06. | 12 | 309.8365 |  | 117.0194 | 9.588 | 0 | 183.2291 | 0
18.06. | 13 | 304.9329 |  | 114.1886 | 9.588 | 0 | 181.1564 | 0
18.06. | 14 | 307.9517 |  | 115.3419 | 9.588 | 0 | 183.0218 | 0
18.06. | 15 | 288.6817 |  | 97.9373 | 9.588 | 0 | 181.1564 | 0
18.06. | 16 | 285.8896 |  | 98.4616 | 9.588 | 0 | 177.84 | 0
18.06. | 17 | 296.6234 |  | 103.599 | 9.588 | 0 | 183.4364 | 0
18.06. | 18 | 310.039 |  | 116.6001 | 9.588 | 0 | 183.8509 | 0
18.06. | 19 | 304.9571 |  | 116.2855 | 9.588 | 0 | 179.0836 | 0
18.06. | 20 | 310.4753 |  | 118.4873 | 9.588 | 0 | 182.4 | 0
18.06. | 21 | 307.9832 |  | 118.0679 | 9.588 | 0 | 180.3273 | 0
18.06. | 22 | 308.6074 |  | 118.2776 | 9.588 | 0 | 180.7418 | 0
18.06. | 23 | 309.0195 |  | 118.0679 | 9.588 | 0 | 181.3636 | 0
18.06. | 24 | 311.1874 |  | 117.334 | 9.588 | 0 | 184.2655 | 0
19.06. | 1 | 310.8826 |  | 117.8582 | 9.588 | 0 | 183.4364 | 0
19.06. | 2 | 309.2244 |  | 117.8582 | 9.588 | 0 | 181.7782 | 0
19.06. | 3 | 309.8511 |  | 118.2776 | 9.588 | 0 | 181.9855 | 0
19.06. | 4 | 309.7777 |  | 120.8988 | 9.588 | 0 | 179.2909 | 0
19.06. | 5 | 311.0189 |  | 120.6891 | 9.588 | 0 | 180.7418 | 0
19.06. | 6 | 302.2013 |  | 119.9552 | 9.588 | 0 | 172.6582 | 0
19.06. | 7 | 304.9765 |  | 117.9631 | 9.588 | 0 | 177.4255 | 0
19.06. | 8 | 301.7577 |  | 117.4388 | 9.588 | 0 | 174.7309 | 0
19.06. | 9 | 298.2317 |  | 117.2291 | 9.588 | 0 | 171.4145 | 0
19.06. | 10 | 296.5759 |  | 117.4388 | 9.588 | 0 | 169.5491 | 0
19.06. | 11 | 287.7462 |  | 115.6564 | 9.588 | 0 | 162.5018 | 0
19.06. | 12 | 295.4226 |  | 116.2855 | 9.588 | 0 | 169.5491 | 0
19.06. | 13 | 292.6135 |  | 115.3419 | 9.588 | 0 | 167.6836 | 0
19.06. | 14 | 292.3087 |  | 115.8661 | 9.588 | 0 | 166.8545 | 0
19.06. | 15 | 298.5365 |  | 116.7049 | 9.588 | 0 | 172.2436 | 0
19.06. | 16 | 299.4681 |  | 116.6001 | 9.588 | 0 | 173.28 | 0
19.06. | 17 | 301.8505 |  | 116.4952 | 9.588 | 0 | 175.7673 | 0
19.06. | 18 | 302.8747 |  | 115.4467 | 9.588 | 0 | 177.84 | 0
19.06. | 19 | 300.3899 |  | 115.6564 | 9.588 | 0 | 175.1455 | 0
19.06. | 20 | 308.1735 |  | 116.6001 | 9.588 | 0 | 181.9855 | 0
19.06. | 21 | 305.6717 |  | 115.3419 | 9.588 | 0 | 180.7418 | 0
19.06. | 22 | 304.1256 |  | 116.0758 | 9.588 | 0 | 178.4618 | 0
19.06. | 23 | 302.0553 |  | 116.2855 | 9.588 | 0 | 176.1818 | 0
19.06. | 24 | 301.1166 |  | 115.7613 | 9.588 | 0 | 175.7673 | 0
20.06. | 1 | 304.2523 |  | 118.0679 | 9.588 | 0 | 176.5964 | 0
20.06. | 2 | 301.7577 |  | 117.4388 | 9.588 | 0 | 174.7309 | 0
20.06. | 3 | 301.3408 |  | 117.2291 | 9.588 | 0 | 174.5236 | 0
20.06. | 4 | 306.2516 |  | 120.6891 | 9.588 | 0 | 175.9745 | 0
20.06. | 5 | 306.0492 |  | 121.1085 | 9.588 | 0 | 175.3527 | 0
20.06. | 6 | 301.0383 |  | 117.9631 | 9.588 | 0 | 173.4873 | 0
20.06. | 7 | 303.0086 |  | 118.0679 | 9.588 | 0 | 175.3527 | 0
20.06. | 8 | 294.2838 |  | 116.3904 | 9.588 | 0 | 168.3055 | 0
20.06. | 9 | 296.6566 |  | 115.4467 | 9.588 | 0 | 171.6218 | 0
20.06. | 10 | 299.8802 |  | 116.3904 | 9.588 | 0 | 173.9018 | 0
20.06. | 11 | 295.7371 |  | 116.6001 | 9.588 | 0 | 169.5491 | 0
20.06. | 12 | 296.4396 |  | 114.608 | 9.588 | 0 | 172.2436 | 0
20.06. | 13 | 296.9566 |  | 114.5031 | 9.588 | 0 | 172.8655 | 0
20.06. | 14 | 292.9208 |  | 115.0274 | 9.588 | 0 | 168.3055 | 0
20.06. | 15 | 294.9838 |  | 114.1886 | 9.588 | 0 | 171.2073 | 0
20.06. | 16 | 290.8408 |  | 114.3983 | 9.588 | 0 | 166.8545 | 0
20.06. | 17 | 291.982 |  | 114.5031 | 9.588 | 0 | 167.8909 | 0
20.06. | 18 | 290.4214 |  | 113.9789 | 9.588 | 0 | 166.8545 | 0
20.06. | 19 | 294.5862 |  | 115.6564 | 9.588 | 0 | 169.3418 | 0
20.06. | 20 | 296.9735 |  | 115.971 | 9.588 | 0 | 171.4145 | 0
20.06. | 21 | 300.6044 |  | 116.2855 | 9.588 | 0 | 174.7309 | 0
20.06. | 22 | 300.1778 |  | 115.237 | 9.588 | 0 | 175.3527 | 0
20.06. | 23 | 295.8299 |  | 115.6564 | 9.588 | 0 | 170.5855 | 0
20.06. | 24 | 301.3311 |  | 116.3904 | 9.588 | 0 | 175.3527 | 0
21.06. | 1 | 298.2244 |  | 116.6001 | 9.588 | 0 | 172.0364 | 0
21.06. | 2 | 297.6905 |  | 115.237 | 9.588 | 0 | 172.8655 | 0
21.06. | 3 | 301.3408 |  | 117.2291 | 9.588 | 0 | 174.5236 | 0
21.06. | 4 | 301.5723 |  | 119.3261 | 9.588 | 0 | 172.6582 | 0
21.06. | 5 | 301.2577 |  | 119.0115 | 9.588 | 0 | 172.6582 | 0
21.06. | 6 | 300.5214 |  | 118.0679 | 9.588 | 0 | 172.8655 | 0
21.06. | 7 | 297.5074 |  | 117.334 | 9.588 | 0 | 170.5855 | 0
21.06. | 8 | 297.2856 |  | 116.0758 | 9.588 | 0 | 171.6218 | 0
21.06. | 9 | 292.4135 |  | 115.971 | 9.588 | 0 | 166.8545 | 0
21.06. | 10 | 294.4499 |  | 112.8256 | 9.588 | 0 | 172.0364 | 0
21.06. | 11 | 291.553 |  | 113.245 | 9.588 | 0 | 168.72 | 0
21.06. | 12 | 294.6693 |  | 113.874 | 9.588 | 0 | 171.2073 | 0
21.06. | 13 | 296.2299 |  | 114.3983 | 9.588 | 0 | 172.2436 | 0
21.06. | 14 | 299.1293 |  | 114.1886 | 9.588 | 0 | 175.3527 | 0
21.06. | 15 | 301.0069 |  | 115.237 | 9.588 | 0 | 176.1818 | 0
21.06. | 16 | 298.7244 |  | 115.0274 | 9.588 | 0 | 174.1091 | 0
21.06. | 17 | 294.9742 |  | 113.3498 | 9.588 | 0 | 172.0364 | 0
21.06. | 18 | 298.0002 |  | 115.1322 | 9.588 | 0 | 173.28 | 0
21.06. | 19 | 297.2856 |  | 116.0758 | 9.588 | 0 | 171.6218 | 0
21.06. | 20 | 298.8293 |  | 115.1322 | 9.588 | 0 | 174.1091 | 0
21.06. | 21 | 300.8383 |  | 118.5921 | 9.588 | 0 | 172.6582 | 0
21.06. | 22 | 298.6486 |  | 117.4388 | 9.588 | 0 | 171.6218 | 0
21.06. | 23 | 297.9099 |  | 116.2855 | 9.588 | 0 | 172.0364 | 0
21.06. | 24 | 291.6626 |  | 113.7692 | 9.588 | 0 | 168.3055 | 0
22.06. | 1 | 298.5293 |  | 116.0758 | 9.588 | 0 | 172.8655 | 0
22.06. | 2 | 271.7689 |  | 90.9736 | 9.588 | 0 | 171.2073 | 0
22.06. | 3 | 300.8141 |  | 116.4952 | 9.588 | 0 | 174.7309 | 0
22.06. | 4 | 308.7244 |  | 119.4309 | 9.588 | 0 | 179.7055 | 0
22.06. | 5 | 306.0274 |  | 119.2212 | 9.588 | 0 | 177.2182 | 0
22.06. | 6 | 306.025 |  | 119.0115 | 9.588 | 0 | 177.4255 | 0
22.06. | 7 | 303.3232 |  | 118.3824 | 9.588 | 0 | 175.3527 | 0
22.06. | 8 | 302.5892 |  | 117.6485 | 9.588 | 0 | 175.3527 | 0
22.06. | 9 | 299.6777 |  | 116.8097 | 9.588 | 0 | 173.28 | 0
22.06. | 10 | 301.7529 |  | 117.0194 | 9.588 | 0 | 175.1455 | 0
22.06. | 11 | 306.3008 |  | 115.971 | 9.588 | 0 | 180.7418 | 0
22.06. | 12 | 307.4178 |  | 113.9789 | 9.588 | 0 | 183.8509 | 0
22.06. | 13 | 307.8323 |  | 113.9789 | 9.588 | 0 | 184.2655 | 0
22.06. | 14 | 298.6075 |  | 113.874 | 9.588 | 0 | 175.1455 | 0
22.06. | 15 | 297.5663 |  | 113.4546 | 9.588 | 0 | 174.5236 | 0
22.06. | 16 | 296.6227 |  | 112.511 | 9.588 | 0 | 174.5236 | 0
22.06. | 17 | 299.7342 |  | 112.7207 | 9.588 | 0 | 177.4255 | 0
22.06. | 18 | 303.5699 |  | 112.8256 | 9.588 | 0 | 181.1564 | 0
22.06. | 19 | 308.2566 |  | 114.8177 | 9.588 | 0 | 183.8509 | 0
22.06. | 20 | 310.2293 |  | 115.1322 | 9.588 | 0 | 185.5091 | 0
22.06. | 21 | 308.4735 |  | 115.6564 | 9.588 | 0 | 183.2291 | 0
22.06. | 22 | 300.7899 |  | 114.3983 | 9.588 | 0 | 176.8036 | 0
22.06. | 23 | 304.0942 |  | 113.3498 | 9.588 | 0 | 181.1564 | 0
22.06. | 24 | 295.3911 |  | 113.5595 | 9.588 | 0 | 172.2436 | 0
23.06. | 1 | 300.902 |  | 115.1322 | 9.588 | 0 | 176.1818 | 0
23.06. | 2 | 296.2323 |  | 114.608 | 9.588 | 0 | 172.0364 | 0
23.06. | 3 | 294.0548 |  | 114.5031 | 9.588 | 0 | 169.9636 | 0
23.06. | 4 | 284.942 |  | 115.1322 | 9.588 | 0 | 160.2218 | 0
23.06. | 5 | 281.1087 |  | 115.237 | 9.588 | 0 | 156.2836 | 0
23.06. | 6 | 284.6912 |  | 111.3577 | 9.588 | 0 | 163.7455 | 0
23.06. | 7 | 279.6554 |  | 115.0274 | 9.588 | 0 | 155.04 | 0
23.06. | 8 | 295.9226 |  | 114.7128 | 9.588 | 0 | 171.6218 | 0
23.06. | 9 | 296.9638 |  | 115.1322 | 9.588 | 0 | 172.2436 | 0
23.06. | 10 | 297.8954 |  | 115.0274 | 9.588 | 0 | 173.28 | 0
23.06. | 11 | 295.4887 |  | 113.0353 | 9.588 | 0 | 172.8655 | 0
23.06. | 12 | 296.942 |  | 113.245 | 9.588 | 0 | 174.1091 | 0
23.06. | 13 | 298.8051 |  | 113.0353 | 9.588 | 0 | 176.1818 | 0
23.06. | 14 | 295.4839 |  | 112.6159 | 9.588 | 0 | 173.28 | 0
23.06. | 15 | 295.1814 |  | 113.3498 | 9.588 | 0 | 172.2436 | 0
23.06. | 16 | 297.8784 |  | 113.5595 | 9.588 | 0 | 174.7309 | 0
23.06. | 17 | 292.7966 |  | 113.245 | 9.588 | 0 | 169.9636 | 0
23.06. | 18 | 297.7687 |  | 113.0353 | 9.588 | 0 | 175.1455 | 0
23.06. | 19 | 299.4293 |  | 113.245 | 9.588 | 0 | 176.5964 | 0
23.06. | 20 | 301.5505 |  | 117.4388 | 9.588 | 0 | 174.5236 | 0
23.06. | 21 | 299.985 |  | 116.4952 | 9.588 | 0 | 173.9018 | 0
23.06. | 22 | 303.7184 |  | 116.7049 | 9.588 | 0 | 177.4255 | 0
23.06. | 23 | 297.0759 |  | 115.8661 | 9.588 | 0 | 171.6218 | 0
23.06. | 24 | 298.622 |  | 115.1322 | 9.588 | 0 | 173.9018 | 0
24.06. | 1 | 302.5529 |  | 114.5031 | 9.588 | 0 | 178.4618 | 0
24.06. | 2 | 300.7972 |  | 115.0274 | 9.588 | 0 | 176.1818 | 0
24.06. | 3 | 302.2384 |  | 114.1886 | 9.588 | 0 | 178.4618 | 0
24.06. | 4 | 301.6214 |  | 114.608 | 9.588 | 0 | 177.4255 | 0
24.06. | 5 | 304.7692 |  | 117.9631 | 9.588 | 0 | 177.2182 | 0
24.06. | 6 | 301.765 |  | 118.0679 | 9.588 | 0 | 174.1091 | 0
24.06. | 7 | 304.0353 |  | 117.2291 | 9.588 | 0 | 177.2182 | 0
24.06. | 8 | 306.7202 |  | 116.3904 | 9.588 | 0 | 180.7418 | 0
24.06. | 9 | 308.7808 |  | 115.3419 | 9.588 | 0 | 183.8509 | 0
24.06. | 10 | 309.6147 |  | 115.7613 | 9.588 | 0 | 184.2655 | 0
24.06. | 11 | 307.2323 |  | 115.8661 | 9.588 | 0 | 181.7782 | 0
24.06. | 12 | 301.8263 |  | 114.3983 | 9.588 | 0 | 177.84 | 0
24.06. | 13 | 302.8602 |  | 114.1886 | 9.588 | 0 | 179.0836 | 0
24.06. | 14 | 300.1681 |  | 114.3983 | 9.588 | 0 | 176.1818 | 0
24.06. | 15 | 292.5143 |  | 106.7445 | 9.588 | 0 | 176.1818 | 0
24.06. | 16 | 293.2409 |  | 106.8493 | 9.588 | 0 | 176.8036 | 0
24.06. | 17 | 290.0294 |  | 106.9541 | 9.588 | 0 | 173.4873 | 0
24.06. | 18 | 288.3737 |  | 107.1638 | 9.588 | 0 | 171.6218 | 0
24.06. | 19 | 289.9318 |  | 107.4784 | 9.588 | 0 | 172.8655 | 0
24.06. | 20 | 290.9827 |  | 108.7365 | 9.588 | 0 | 172.6582 | 0
24.06. | 21 | 294.4039 |  | 108.8414 | 9.588 | 0 | 175.9745 | 0
24.06. | 22 | 298.3445 |  | 109.0511 | 9.588 | 0 | 179.7055 | 0
24.06. | 23 | 296.0379 |  | 106.7445 | 9.588 | 0 | 179.7055 | 0
24.06. | 24 | 297.0791 |  | 107.1638 | 9.588 | 0 | 180.3273 | 0
25.06. | 1 | 296.5621 |  | 107.2687 | 9.588 | 0 | 179.7055 | 0
25.06. | 2 | 287.3373 |  | 107.1638 | 9.588 | 0 | 170.5855 | 0
25.06. | 3 | 292.6191 |  | 106.8493 | 9.588 | 0 | 176.1818 | 0
25.06. | 4 | 298.0518 |  | 110.6238 | 9.588 | 0 | 177.84 | 0
25.06. | 5 | 296.913 |  | 110.7286 | 9.588 | 0 | 176.5964 | 0
25.06. | 6 | 295.4524 |  | 109.8899 | 9.588 | 0 | 175.9745 | 0
25.06. | 7 | 294.0991 |  | 109.3656 | 9.588 | 0 | 175.1455 | 0
25.06. | 8 | 295.5427 |  | 108.7365 | 9.588 | 0 | 177.2182 | 0
25.06. | 9 | 295.9452 |  | 107.6881 | 9.588 | 0 | 178.6691 | 0
25.06. | 10 | 298.3276 |  | 107.5832 | 9.588 | 0 | 181.1564 | 0
25.06. | 11 | 294.7991 |  | 107.1638 | 9.588 | 0 | 178.0473 | 0
25.06. | 12 | 297.0791 |  | 107.1638 | 9.588 | 0 | 180.3273 | 0
25.06. | 13 | 293.124 |  | 105.696 | 9.588 | 0 | 177.84 | 0
25.06. | 14 | 292.9119 |  | 105.2766 | 9.588 | 0 | 178.0473 | 0
25.06. | 15 | 292.0876 |  | 105.696 | 9.588 | 0 | 176.8036 | 0
25.06. | 16 | 278.6246 |  | 106.5348 | 9.588 | 0 | 162.5018 | 0
25.06. | 17 | 286.6082 |  | 106.8493 | 9.588 | 0 | 170.1709 | 0
25.06. | 18 | 276.1751 |  | 91.8562 | 9.588 | 0 | 174.7309 | 0
25.06. | 19 | 276.2558 |  | 89.8641 | 9.588 | 0 | 176.8036 | 0
25.06. | 20 | 293.0385 |  | 107.2687 | 9.588 | 0 | 176.1818 | 0
25.06. | 21 | 295.7452 |  | 108.3172 | 9.588 | 0 | 177.84 | 0
25.06. | 22 | 293.7676 |  | 107.5832 | 9.588 | 0 | 176.5964 | 0
25.06. | 23 | 290.7319 |  | 104.9621 | 9.588 | 0 | 176.1818 | 0
25.06. | 24 | 291.6634 |  | 104.8572 | 9.588 | 0 | 177.2182 | 0
26.06. | 1 | 278.8866 |  | 93.3241 | 9.588 | 0 | 175.9745 | 0
26.06. | 2 | 298.1469 |  | 109.8899 | 9.588 | 0 | 178.6691 | 0
26.06. | 3 | 296.2742 |  | 109.2608 | 9.588 | 0 | 177.4255 | 0
26.06. | 4 | 301.002 |  | 114.8177 | 9.588 | 0 | 176.5964 | 0
26.06. | 5 | 301.719 |  | 114.0837 | 9.588 | 0 | 178.0473 | 0
26.06. | 6 | 299.4511 |  | 115.1322 | 9.588 | 0 | 174.7309 | 0
26.06. | 7 | 306.7395 |  | 118.0679 | 9.588 | 0 | 179.0836 | 0
26.06. | 8 | 289.8398 |  | 99.51 | 9.588 | 0 | 180.7418 | 0
26.06. | 9 | 288.9962 |  | 98.2519 | 9.588 | 0 | 181.1564 | 0
26.06. | 10 | 296.2839 |  | 110.0996 | 9.588 | 0 | 176.5964 | 0
26.06. | 11 | 292.1336 |  | 109.6802 | 9.588 | 0 | 172.8655 | 0
26.06. | 12 | 294.9572 |  | 111.8819 | 9.588 | 0 | 173.4873 | 0
26.06. | 13 | 302.882 |  | 116.0758 | 9.588 | 0 | 177.2182 | 0
26.06. | 14 | 297.8929 |  | 114.8177 | 9.588 | 0 | 173.4873 | 0
26.06. | 15 | 300.9948 |  | 114.1886 | 9.588 | 0 | 177.2182 | 0
26.06. | 16 | 300.7899 |  | 114.3983 | 9.588 | 0 | 176.8036 | 0
26.06. | 17 | 299.9584 |  | 114.1886 | 9.588 | 0 | 176.1818 | 0
26.06. | 18 | 306.7153 |  | 115.971 | 9.588 | 0 | 181.1564 | 0
26.06. | 19 | 304.745 |  | 115.8661 | 9.588 | 0 | 179.2909 | 0
26.06. | 20 | 309.222 |  | 117.6485 | 9.588 | 0 | 181.9855 | 0
26.06. | 21 | 305.9862 |  | 115.6564 | 9.588 | 0 | 180.7418 | 0
26.06. | 22 | 309.4317 |  | 117.8582 | 9.588 | 0 | 181.9855 | 0
26.06. | 23 | 304.4329 |  | 115.7613 | 9.588 | 0 | 179.0836 | 0
26.06. | 24 | 300.1923 |  | 116.4952 | 9.588 | 0 | 174.1091 | 0
27.06. | 1 | 299.7729 |  | 116.0758 | 9.588 | 0 | 174.1091 | 0
27.06. | 2 | 305.6983 |  | 117.6485 | 9.588 | 0 | 178.4618 | 0
27.06. | 3 | 304.0353 |  | 117.2291 | 9.588 | 0 | 177.2182 | 0
27.06. | 4 | 304.0256 |  | 116.3904 | 9.588 | 0 | 178.0473 | 0
27.06. | 5 | 301.5311 |  | 115.7613 | 9.588 | 0 | 176.1818 | 0
27.06. | 6 | 305.9887 |  | 115.8661 | 9.588 | 0 | 180.5345 | 0
27.06. | 7 | 299.3414 |  | 114.608 | 9.588 | 0 | 175.1455 | 0
27.06. | 8 | 296.0984 |  | 111.9868 | 9.588 | 0 | 174.5236 | 0
27.06. | 9 | 298.4099 |  | 114.7128 | 9.588 | 0 | 174.1091 | 0
27.06. | 10 | 297.159 |  | 114.0837 | 9.588 | 0 | 173.4873 | 0
27.06. | 11 | 296.8541 |  | 114.608 | 9.588 | 0 | 172.6582 | 0
27.06. | 12 | 297.6784 |  | 114.1886 | 9.588 | 0 | 173.9018 | 0
27.06. | 13 | 295.4984 |  | 113.874 | 9.588 | 0 | 172.0364 | 0
27.06. | 14 | 296.2226 |  | 113.7692 | 9.588 | 0 | 172.8655 | 0
27.06. | 15 | 300.5729 |  | 113.5595 | 9.588 | 0 | 177.4255 | 0
27.06. | 16 | 299.6293 |  | 112.6159 | 9.588 | 0 | 177.4255 | 0
27.06. | 17 | 303.5748 |  | 113.245 | 9.588 | 0 | 180.7418 | 0
27.06. | 18 | 283.9096 |  | 97.5179 | 9.588 | 0 | 176.8036 | 0
27.06. | 19 | 300.1705 |  | 114.608 | 9.588 | 0 | 175.9745 | 0
27.06. | 20 | 302.3723 |  | 116.8097 | 9.588 | 0 | 175.9745 | 0
27.06. | 21 | 299.3777 |  | 117.7534 | 9.588 | 0 | 172.0364 | 0
27.06. | 22 | 303.3304 |  | 119.0115 | 9.588 | 0 | 174.7309 | 0
27.06. | 23 | 302.7699 |  | 115.3419 | 9.588 | 0 | 177.84 | 0
27.06. | 24 | 301.0069 |  | 115.237 | 9.588 | 0 | 176.1818 | 0
28.06. | 1 | 299.3608 |  | 116.2855 | 9.588 | 0 | 173.4873 | 0
28.06. | 2 | 304.7329 |  | 114.8177 | 9.588 | 0 | 180.3273 | 0
28.06. | 3 | 306.4008 |  | 115.6564 | 9.588 | 0 | 181.1564 | 0
28.06. | 4 | 301.3166 |  | 115.1322 | 9.588 | 0 | 176.5964 | 0
28.06. | 5 | 308.8099 |  | 117.8582 | 9.588 | 0 | 181.3636 | 0
28.06. | 6 | 302.1699 |  | 117.2291 | 9.588 | 0 | 175.3527 | 0
28.06. | 7 | 297.159 |  | 114.0837 | 9.588 | 0 | 173.4873 | 0
28.06. | 8 | 290.9166 |  | 111.9868 | 9.588 | 0 | 169.3418 | 0
28.06. | 9 | 272.5168 |  | 98.147 | 9.588 | 0 | 164.7818 | 0
28.06. | 10 | 270.9441 |  | 96.5743 | 9.588 | 0 | 164.7818 | 0
28.06. | 11 | 285.5888 |  | 108.3172 | 9.588 | 0 | 167.6836 | 0
28.06. | 12 | 282.4209 |  | 112.1965 | 9.588 | 0 | 160.6364 | 0
28.06. | 13 | 292.1651 |  | 112.4062 | 9.588 | 0 | 170.1709 | 0
28.06. | 14 | 274.1847 |  | 98.9858 | 9.588 | 0 | 165.6109 | 0
28.06. | 15 | 278.456 |  | 109.8899 | 9.588 | 0 | 158.9782 | 0
28.06. | 16 | 289.4003 |  | 106.3251 | 9.588 | 0 | 173.4873 | 0
28.06. | 17 | 295.1306 |  | 108.9462 | 9.588 | 0 | 176.5964 | 0
28.06. | 18 | 303.5602 |  | 111.9868 | 9.588 | 0 | 181.9855 | 0
28.06. | 19 | 289.3221 |  | 108.5268 | 9.588 | 0 | 171.2073 | 0
28.06. | 20 | 294.9354 |  | 109.9947 | 9.588 | 0 | 175.3527 | 0
28.06. | 21 | 283.6669 |  | 112.4062 | 9.588 | 0 | 161.6727 | 0
28.06. | 22 | 294.8403 |  | 110.7286 | 9.588 | 0 | 174.5236 | 0
28.06. | 23 | 292.9579 |  | 109.2608 | 9.588 | 0 | 174.1091 | 0
28.06. | 24 | 276.4066 |  | 93.9531 | 9.588 | 0 | 172.8655 | 0
29.06. | 1 | 291.7997 |  | 107.6881 | 9.588 | 0 | 174.5236 | 0
29.06. | 2 | 301.8117 |  | 113.1401 | 9.588 | 0 | 179.0836 | 0
29.06. | 3 | 302.8578 |  | 113.9789 | 9.588 | 0 | 179.2909 | 0
29.06. | 4 | 301.0069 |  | 115.237 | 9.588 | 0 | 176.1818 | 0
29.06. | 5 | 304.5426 |  | 116.2855 | 9.588 | 0 | 178.6691 | 0
29.06. | 6 | 302.882 |  | 116.0758 | 9.588 | 0 | 177.2182 | 0
29.06. | 7 | 301.202 |  | 114.1886 | 9.588 | 0 | 177.4255 | 0
29.06. | 8 | 299.8584 |  | 114.5031 | 9.588 | 0 | 175.7673 | 0
29.06. | 9 | 301.2166 |  | 115.4467 | 9.588 | 0 | 176.1818 | 0
29.06. | 10 | 302.8723 |  | 115.237 | 9.588 | 0 | 178.0473 | 0
29.06. | 11 | 288.7107 |  | 100.4536 | 9.588 | 0 | 178.6691 | 0
29.06. | 12 | 295.8476 |  | 108.2123 | 9.588 | 0 | 178.0473 | 0
29.06. | 13 | 300.8875 |  | 113.874 | 9.588 | 0 | 177.4255 | 0
29.06. | 14 | 302.8675 |  | 114.8177 | 9.588 | 0 | 178.4618 | 0
29.06. | 15 | 307.7372 |  | 114.7128 | 9.588 | 0 | 183.4364 | 0
29.06. | 16 | 305.4475 |  | 113.874 | 9.588 | 0 | 181.9855 | 0
29.06. | 17 | 308.1566 |  | 115.1322 | 9.588 | 0 | 183.4364 | 0
29.06. | 18 | 302.8747 |  | 115.4467 | 9.588 | 0 | 177.84 | 0
29.06. | 19 | 304.5353 |  | 115.6564 | 9.588 | 0 | 179.2909 | 0
29.06. | 20 | 308.1735 |  | 116.6001 | 9.588 | 0 | 181.9855 | 0
29.06. | 21 | 310.8705 |  | 116.8097 | 9.588 | 0 | 184.4727 | 0
29.06. | 22 | 311.9189 |  | 117.8582 | 9.588 | 0 | 184.4727 | 0
29.06. | 23 | 308.3711 |  | 115.7613 | 9.588 | 0 | 183.0218 | 0
29.06. | 24 | 308.3784 |  | 116.3904 | 9.588 | 0 | 182.4 | 0
30.06. | 1 | 307.0275 |  | 116.0758 | 9.588 | 0 | 181.3636 | 0
30.06. | 2 | 307.5541 |  | 116.8097 | 9.588 | 0 | 181.1564 | 0
30.06. | 3 | 309.9293 |  | 116.0758 | 9.588 | 0 | 184.2655 | 0
30.06. | 4 | 308.3784 |  | 116.3904 | 9.588 | 0 | 182.4 | 0
30.06. | 5 | 310.1196 |  | 114.608 | 9.588 | 0 | 185.9236 | 0
30.06. | 6 | 314.8183 |  | 117.6485 | 9.588 | 0 | 187.5818 | 0
30.06. | 7 | 308.3856 |  | 117.0194 | 9.588 | 0 | 181.7782 | 0
30.06. | 8 | 310.3487 |  | 116.4952 | 9.588 | 0 | 184.2655 | 0
30.06. | 9 | 302.782 |  | 116.3904 | 9.588 | 0 | 176.8036 | 0
30.06. | 10 | 307.2493 |  | 117.334 | 9.588 | 0 | 180.3273 | 0
30.06. | 11 | 315.3377 |  | 117.7534 | 9.588 | 0 | 187.9964 | 0
30.06. | 12 | 316.3668 |  | 117.1243 | 9.588 | 0 | 189.6545 | 0
30.06. | 13 | 312.8335 |  | 116.2855 | 9.588 | 0 | 186.96 | 0
30.06. | 14 | 309.2615 |  | 112.0916 | 9.588 | 0 | 187.5818 | 0
30.06. | 15 | 309.8688 |  | 110.8335 | 9.588 | 0 | 189.4473 | 0
30.06. | 16 | 310.639 |  | 114.7128 | 9.588 | 0 | 186.3382 | 0
30.06. | 17 | 311.2802 |  | 116.3904 | 9.588 | 0 | 185.3018 | 0
30.06. | 18 | 313.865 |  | 115.8661 | 9.588 | 0 | 188.4109 | 0
30.06. | 19 | 313.665 |  | 116.4952 | 9.588 | 0 | 187.5818 | 0
30.06. | 20 | 313.2505 |  | 116.4952 | 9.588 | 0 | 187.1673 | 0
30.06. | 21 | 308.7808 |  | 115.3419 | 9.588 | 0 | 183.8509 | 0
30.06. | 22 | 310.7535 |  | 115.6564 | 9.588 | 0 | 185.5091 | 0
30.06. | 23 | 310.6293 |  | 113.874 | 9.588 | 0 | 187.1673 | 0
30.06. | 24 | 302.0335 |  | 114.3983 | 9.588 | 0 | 178.0473 | 0
01.07. | 1 | 308.0469 |  | 114.608 | 9.588 | 0 | 183.8509 | 0
01.07. | 2 | 301.7263 |  | 114.7128 | 9.588 | 0 | 177.4255 | 0
01.07. | 3 | 311.7826 |  | 115.0274 | 9.588 | 0 | 187.1673 | 0
01.07. | 4 | 313.3384 |  | 115.1322 | 9.588 | 0 | 188.6182 | 0
01.07. | 5 | 308.8687 |  | 113.9789 | 9.588 | 0 | 185.3018 | 0
01.07. | 6 | 308.8905 |  | 115.8661 | 9.588 | 0 | 183.4364 | 0
01.07. | 7 | 315.6474 |  | 117.6485 | 9.588 | 0 | 188.4109 | 0
01.07. | 8 | 317.4032 |  | 117.1243 | 9.588 | 0 | 190.6909 | 0
01.07. | 9 | 312.4214 |  | 116.4952 | 9.588 | 0 | 186.3382 | 0
01.07. | 10 | 292.6513 |  | 100.6633 | 9.588 | 0 | 182.4 | 0
01.07. | 11 | 296.175 |  | 100.6633 | 9.588 | 0 | 185.9236 | 0
01.07. | 12 | 311.5729 |  | 114.8177 | 9.588 | 0 | 187.1673 | 0
01.07. | 13 | 312.9384 |  | 116.3904 | 9.588 | 0 | 186.96 | 0
01.07. | 14 | 313.0505 |  | 117.1243 | 9.588 | 0 | 186.3382 | 0
01.07. | 15 | 314.1941 |  | 117.4388 | 9.588 | 0 | 187.1673 | 0
01.07. | 16 | 317.1887 |  | 116.4952 | 9.588 | 0 | 191.1055 | 0
01.07. | 17 | 315.4305 |  | 116.8097 | 9.588 | 0 | 189.0327 | 0
01.07. | 18 | 313.8626 |  | 115.6564 | 9.588 | 0 | 188.6182 | 0
01.07. | 19 | 314.6965 |  | 116.0758 | 9.588 | 0 | 189.0327 | 0
01.07. | 20 | 317.3129 |  | 118.2776 | 9.588 | 0 | 189.4473 | 0
01.07. | 21 | 314.9353 |  | 118.8018 | 9.588 | 0 | 186.5455 | 0
01.07. | 22 | 316.6959 |  | 118.697 | 9.588 | 0 | 188.4109 | 0
01.07. | 23 | 313.9796 |  | 116.8097 | 9.588 | 0 | 187.5818 | 0
01.07. | 24 | 314.1844 |  | 116.6001 | 9.588 | 0 | 187.9964 | 0
02.07. | 1 | 314.7087 |  | 117.1243 | 9.588 | 0 | 187.9964 | 0
02.07. | 2 | 309.1123 |  | 117.1243 | 9.588 | 0 | 182.4 | 0
02.07. | 3 | 299.2584 |  | 116.3904 | 9.588 | 0 | 173.28 | 0
02.07. | 4 | 305.1644 |  | 116.2855 | 9.588 | 0 | 179.2909 | 0
02.07. | 5 | 306.6492 |  | 119.2212 | 9.588 | 0 | 177.84 | 0
02.07. | 6 | 308.1001 |  | 119.2212 | 9.588 | 0 | 179.2909 | 0
02.07. | 7 | 309.6438 |  | 118.2776 | 9.588 | 0 | 181.7782 | 0
02.07. | 8 | 310.1511 |  | 117.334 | 9.588 | 0 | 183.2291 | 0
02.07. | 9 | 317.7177 |  | 117.4388 | 9.588 | 0 | 190.6909 | 0
02.07. | 10 | 316.8814 |  | 116.8097 | 9.588 | 0 | 190.4836 | 0
02.07. | 11 | 315.5474 |  | 117.9631 | 9.588 | 0 | 187.9964 | 0
02.07. | 12 | 300.1092 |  | 118.2776 | 9.588 | 0 | 172.2436 | 0
02.07. | 13 | 310.5632 |  | 117.1243 | 9.588 | 0 | 183.8509 | 0
02.07. | 14 | 315.6402 |  | 117.0194 | 9.588 | 0 | 189.0327 | 0
02.07. | 15 | 311.9947 |  | 115.4467 | 9.588 | 0 | 186.96 | 0
02.07. | 16 | 313.4505 |  | 115.8661 | 9.588 | 0 | 187.9964 | 0
02.07. | 17 | 310.9705 |  | 116.4952 | 9.588 | 0 | 184.8873 | 0
02.07. | 18 | 313.1481 |  | 116.6001 | 9.588 | 0 | 186.96 | 0
02.07. | 19 | 308.6808 |  | 115.6564 | 9.588 | 0 | 183.4364 | 0
02.07. | 20 | 307.4565 |  | 117.334 | 9.588 | 0 | 180.5345 | 0
02.07. | 21 | 315.7692 |  | 119.2212 | 9.588 | 0 | 186.96 | 0
02.07. | 22 | 311.6971 |  | 116.6001 | 9.588 | 0 | 185.5091 | 0
02.07. | 23 | 310.2366 |  | 115.7613 | 9.588 | 0 | 184.8873 | 0
02.07. | 24 | 310.6608 |  | 116.6001 | 9.588 | 0 | 184.4727 | 0
03.07. | 1 | 305.3765 |  | 116.7049 | 9.588 | 0 | 179.0836 | 0
03.07. | 2 | 309.8365 |  | 117.0194 | 9.588 | 0 | 183.2291 | 0
03.07. | 3 | 309.4268 |  | 117.4388 | 9.588 | 0 | 182.4 | 0
03.07. | 4 | 308.7977 |  | 116.8097 | 9.588 | 0 | 182.4 | 0
03.07. | 5 | 313.9038 |  | 119.2212 | 9.588 | 0 | 185.0945 | 0
03.07. | 6 | 310.8874 |  | 118.2776 | 9.588 | 0 | 183.0218 | 0
03.07. | 7 | 309.9438 |  | 117.334 | 9.588 | 0 | 183.0218 | 0
03.07. | 8 | 305.279 |  | 117.2291 | 9.588 | 0 | 178.4618 | 0
03.07. | 9 | 305.5765 |  | 116.0758 | 9.588 | 0 | 179.9127 | 0
03.07. | 10 | 303.5038 |  | 116.0758 | 9.588 | 0 | 177.84 | 0
03.07. | 11 | 302.2674 |  | 116.7049 | 9.588 | 0 | 175.9745 | 0
03.07. | 12 | 303.3087 |  | 117.1243 | 9.588 | 0 | 176.5964 | 0
03.07. | 13 | 302.7772 |  | 115.971 | 9.588 | 0 | 177.2182 | 0
03.07. | 14 | 303.0772 |  | 115.0274 | 9.588 | 0 | 178.4618 | 0
03.07. | 15 | 309.4147 |  | 116.3904 | 9.588 | 0 | 183.4364 | 0
03.07. | 16 | 307.3299 |  | 115.3419 | 9.588 | 0 | 182.4 | 0
03.07. | 17 | 310.1365 |  | 116.0758 | 9.588 | 0 | 184.4727 | 0
03.07. | 18 | 308.4735 |  | 115.6564 | 9.588 | 0 | 183.2291 | 0
03.07. | 19 | 308.1759 |  | 116.8097 | 9.588 | 0 | 181.7782 | 0
03.07. | 20 | 309.2244 |  | 117.8582 | 9.588 | 0 | 181.7782 | 0
03.07. | 21 | 311.9262 |  | 118.4873 | 9.588 | 0 | 183.8509 | 0
03.07. | 22 | 315.6862 |  | 121.0036 | 9.588 | 0 | 185.0945 | 0
03.07. | 23 | 311.0947 |  | 118.2776 | 9.588 | 0 | 183.2291 | 0
03.07. | 24 | 306.5299 |  | 117.8582 | 9.588 | 0 | 179.0836 | 0
04.07. | 1 | 306.642 |  | 118.5921 | 9.588 | 0 | 178.4618 | 0
04.07. | 2 | 306.025 |  | 119.0115 | 9.588 | 0 | 177.4255 | 0
04.07. | 3 | 307.688 |  | 119.4309 | 9.588 | 0 | 178.6691 | 0
04.07. | 4 | 312.6529 |  | 118.5921 | 9.588 | 0 | 184.4727 | 0
04.07. | 5 | 314.9498 |  | 120.06 | 9.588 | 0 | 185.3018 | 0
04.07. | 6 | 314.845 |  | 119.9552 | 9.588 | 0 | 185.3018 | 0
04.07. | 7 | 312.865 |  | 119.0115 | 9.588 | 0 | 184.2655 | 0
04.07. | 8 | 314.728 |  | 118.8018 | 9.588 | 0 | 186.3382 | 0
04.07. | 9 | 309.4389 |  | 118.4873 | 9.588 | 0 | 181.3636 | 0
04.07. | 10 | 312.1577 |  | 120.5842 | 9.588 | 0 | 181.9855 | 0
04.07. | 11 | 313.8134 |  | 120.3745 | 9.588 | 0 | 183.8509 | 0
04.07. | 12 | 301.6359 |  | 115.8661 | 9.588 | 0 | 176.1818 | 0
04.07. | 13 | 308.6244 |  | 119.7455 | 9.588 | 0 | 179.2909 | 0
04.07. | 14 | 304.8329 |  | 114.5031 | 9.588 | 0 | 180.7418 | 0
04.07. | 15 | 307.2468 |  | 117.1243 | 9.588 | 0 | 180.5345 | 0
04.07. | 16 | 292.7281 |  | 116.2855 | 9.588 | 0 | 166.8545 | 0
04.07. | 17 | 308.6123 |  | 118.697 | 9.588 | 0 | 180.3273 | 0
04.07. | 18 | 313.365 |  | 117.4388 | 9.588 | 0 | 186.3382 | 0
04.07. | 19 | 308.2784 |  | 116.7049 | 9.588 | 0 | 181.9855 | 0
04.07. | 20 | 309.6293 |  | 117.0194 | 9.588 | 0 | 183.0218 | 0
04.07. | 21 | 303.8305 |  | 117.4388 | 9.588 | 0 | 176.8036 | 0
04.07. | 22 | 311.185 |  | 117.1243 | 9.588 | 0 | 184.4727 | 0
04.07. | 23 | 309.6075 |  | 115.1322 | 9.588 | 0 | 184.8873 | 0
04.07. | 24 | 309.4026 |  | 115.3419 | 9.588 | 0 | 184.4727 | 0
05.07. | 1 | 312.0972 |  | 115.3419 | 9.588 | 0 | 187.1673 | 0
05.07. | 2 | 314.2941 |  | 117.1243 | 9.588 | 0 | 187.5818 | 0
05.07. | 3 | 308.2735 |  | 116.2855 | 9.588 | 0 | 182.4 | 0
05.07. | 4 | 307.8541 |  | 115.8661 | 9.588 | 0 | 182.4 | 0
05.07. | 5 | 312.248 |  | 119.4309 | 9.588 | 0 | 183.2291 | 0
05.07. | 6 | 309.2413 |  | 119.3261 | 9.588 | 0 | 180.3273 | 0
05.07. | 7 | 314.6232 |  | 118.697 | 9.588 | 0 | 186.3382 | 0
05.07. | 8 | 312.5262 |  | 116.6001 | 9.588 | 0 | 186.3382 | 0
05.07. | 9 | 315.0159 |  | 116.8097 | 9.588 | 0 | 188.6182 | 0
05.07. | 10 | 313.865 |  | 115.8661 | 9.588 | 0 | 188.4109 | 0
05.07. | 11 | 313.6529 |  | 115.4467 | 9.588 | 0 | 188.6182 | 0
05.07. | 12 | 312.2972 |  | 114.7128 | 9.588 | 0 | 187.9964 | 0
05.07. | 13 | 310.0244 |  | 115.3419 | 9.588 | 0 | 185.0945 | 0
05.07. | 14 | 303.5917 |  | 114.7128 | 9.588 | 0 | 179.2909 | 0
05.07. | 15 | 308.0566 |  | 115.4467 | 9.588 | 0 | 183.0218 | 0
05.07. | 16 | 305.7717 |  | 115.0274 | 9.588 | 0 | 181.1564 | 0
05.07. | 17 | 306.6839 |  | 113.245 | 9.588 | 0 | 183.8509 | 0
05.07. | 18 | 306.7008 |  | 114.7128 | 9.588 | 0 | 182.4 | 0
05.07. | 19 | 307.3299 |  | 115.3419 | 9.588 | 0 | 182.4 | 0
05.07. | 20 | 313.2505 |  | 116.4952 | 9.588 | 0 | 187.1673 | 0
05.07. | 21 | 301.7456 |  | 116.3904 | 9.588 | 0 | 175.7673 | 0
05.07. | 22 | 305.8766 |  | 115.1322 | 9.588 | 0 | 181.1564 | 0
05.07. | 23 | 304.099 |  | 113.7692 | 9.588 | 0 | 180.7418 | 0
05.07. | 24 | 302.036 |  | 114.608 | 9.588 | 0 | 177.84 | 0
06.07. | 1 | 300.8948 |  | 114.5031 | 9.588 | 0 | 176.8036 | 0
06.07. | 2 | 304.1014 |  | 113.9789 | 9.588 | 0 | 180.5345 | 0
06.07. | 3 | 299.7535 |  | 114.3983 | 9.588 | 0 | 175.7673 | 0
06.07. | 4 | 299.1196 |  | 113.3498 | 9.588 | 0 | 176.1818 | 0
06.07. | 5 | 296.788 |  | 117.8582 | 9.588 | 0 | 169.3418 | 0
06.07. | 6 | 304.0281 |  | 116.6001 | 9.588 | 0 | 177.84 | 0
06.07. | 7 | 305.479 |  | 116.6001 | 9.588 | 0 | 179.2909 | 0
06.07. | 8 | 305.1572 |  | 115.6564 | 9.588 | 0 | 179.9127 | 0
06.07. | 9 | 305.8911 |  | 116.3904 | 9.588 | 0 | 179.9127 | 0
06.07. | 10 | 306.6008 |  | 115.0274 | 9.588 | 0 | 181.9855 | 0
06.07. | 11 | 305.3669 |  | 115.8661 | 9.588 | 0 | 179.9127 | 0
06.07. | 12 | 306.7129 |  | 115.7613 | 9.588 | 0 | 181.3636 | 0
06.07. | 13 | 304.8571 |  | 116.6001 | 9.588 | 0 | 178.6691 | 0
06.07. | 14 | 305.4572 |  | 114.7128 | 9.588 | 0 | 181.1564 | 0
06.07. | 15 | 308.4663 |  | 115.0274 | 9.588 | 0 | 183.8509 | 0
06.07. | 16 | 307.7493 |  | 115.7613 | 9.588 | 0 | 182.4 | 0
06.07. | 17 | 309.5099 |  | 115.6564 | 9.588 | 0 | 184.2655 | 0
06.07. | 18 | 309.2978 |  | 115.237 | 9.588 | 0 | 184.4727 | 0
06.07. | 19 | 312.002 |  | 116.0758 | 9.588 | 0 | 186.3382 | 0
06.07. | 20 | 311.2826 |  | 116.6001 | 9.588 | 0 | 185.0945 | 0
06.07. | 21 | 309.9414 |  | 117.1243 | 9.588 | 0 | 183.2291 | 0
06.07. | 22 | 312.119 |  | 117.2291 | 9.588 | 0 | 185.3018 | 0
06.07. | 23 | 312.8384 |  | 116.7049 | 9.588 | 0 | 186.5455 | 0
06.07. | 24 | 308.8026 |  | 117.2291 | 9.588 | 0 | 181.9855 | 0
07.07. | 1 | 310.1511 |  | 117.334 | 9.588 | 0 | 183.2291 | 0
07.07. | 2 | 309.3123 |  | 116.4952 | 9.588 | 0 | 183.2291 | 0
07.07. | 3 | 309.1002 |  | 116.0758 | 9.588 | 0 | 183.4364 | 0
07.07. | 4 | 309.9438 |  | 117.334 | 9.588 | 0 | 183.0218 | 0
07.07. | 5 | 310.4462 |  | 115.971 | 9.588 | 0 | 184.8873 | 0
07.07. | 6 | 309.9656 |  | 119.2212 | 9.588 | 0 | 181.1564 | 0
07.07. | 7 | 303.2038 |  | 117.0194 | 9.588 | 0 | 176.5964 | 0
07.07. | 8 | 296.4694 |  | 108.2123 | 9.588 | 0 | 178.6691 | 0
07.07. | 9 | 292.8385 |  | 107.8978 | 9.588 | 0 | 175.3527 | 0
07.07. | 10 | 290.2488 |  | 108.0026 | 9.588 | 0 | 172.6582 | 0
07.07. | 11 | 297.2961 |  | 108.0026 | 9.588 | 0 | 179.7055 | 0
07.07. | 12 | 244.6792 |  | 57.6657 | 9.588 | 0 | 177.4255 | 0
07.07. | 13 | 233.9986 |  | 57.1415 | 9.588 | 0 | 167.2691 | 0
07.07. | 14 | 295.7379 |  | 107.6881 | 9.588 | 0 | 178.4618 | 0
07.07. | 15 | 297.7034 |  | 107.3735 | 9.588 | 0 | 180.7418 | 0
07.07. | 16 | 298.0131 |  | 107.2687 | 9.588 | 0 | 181.1564 | 0
07.07. | 17 | 296.9646 |  | 106.2202 | 9.588 | 0 | 181.1564 | 0
07.07. | 18 | 301.1221 |  | 107.2687 | 9.588 | 0 | 184.2655 | 0
07.07. | 19 | 298.43 |  | 107.4784 | 9.588 | 0 | 181.3636 | 0
07.07. | 20 | 303.0949 |  | 107.5832 | 9.588 | 0 | 185.9236 | 0
07.07. | 21 | 301.3415 |  | 108.3172 | 9.588 | 0 | 183.4364 | 0
07.07. | 22 | 291.3876 |  | 107.8978 | 9.588 | 0 | 173.9018 | 0
07.07. | 23 | 291.461 |  | 105.2766 | 9.588 | 0 | 176.5964 | 0
07.07. | 24 | 294.4773 |  | 106.2202 | 9.588 | 0 | 178.6691 | 0
08.07. | 1 | 295.8258 |  | 106.3251 | 9.588 | 0 | 179.9127 | 0
08.07. | 2 | 293.9603 |  | 106.3251 | 9.588 | 0 | 178.0473 | 0
08.07. | 3 | 292.507 |  | 106.1154 | 9.588 | 0 | 176.8036 | 0
08.07. | 4 | 294.6894 |  | 106.6396 | 9.588 | 0 | 178.4618 | 0
08.07. | 5 | 292.4118 |  | 106.8493 | 9.588 | 0 | 175.9745 | 0
08.07. | 6 | 293.687 |  | 109.5753 | 9.588 | 0 | 174.5236 | 0
08.07. | 7 | 296.696 |  | 109.8899 | 9.588 | 0 | 177.2182 | 0
08.07. | 8 | 299.6833 |  | 108.3172 | 9.588 | 0 | 181.7782 | 0
08.07. | 9 | 301.227 |  | 107.3735 | 9.588 | 0 | 184.2655 | 0
08.07. | 10 | 297.6888 |  | 106.1154 | 9.588 | 0 | 181.9855 | 0
08.07. | 11 | 295.1967 |  | 105.696 | 9.588 | 0 | 179.9127 | 0
08.07. | 12 | 293.6385 |  | 105.3814 | 9.588 | 0 | 178.6691 | 0
08.07. | 13 | 293.8482 |  | 105.5911 | 9.588 | 0 | 178.6691 | 0
08.07. | 14 | 297.8937 |  | 105.9057 | 9.588 | 0 | 182.4 | 0
08.07. | 15 | 292.4997 |  | 105.4863 | 9.588 | 0 | 177.4255 | 0
08.07. | 16 | 296.221 |  | 104.6475 | 9.588 | 0 | 181.9855 | 0
08.07. | 17 | 297.3525 |  | 103.9136 | 9.588 | 0 | 183.8509 | 0
08.07. | 18 | 292.1731 |  | 104.1233 | 9.588 | 0 | 178.4618 | 0
08.07. | 19 | 292.907 |  | 104.8572 | 9.588 | 0 | 178.4618 | 0
08.07. | 20 | 296.55 |  | 106.2202 | 9.588 | 0 | 180.7418 | 0
08.07. | 21 | 299.3615 |  | 107.3735 | 9.588 | 0 | 182.4 | 0
08.07. | 22 | 299.1446 |  | 106.5348 | 9.588 | 0 | 183.0218 | 0
08.07. | 23 | 294.27 |  | 106.2202 | 9.588 | 0 | 178.4618 | 0
08.07. | 24 | 298.0058 |  | 106.6396 | 9.588 | 0 | 181.7782 | 0
09.07. | 1 | 295.4161 |  | 106.7445 | 9.588 | 0 | 179.0836 | 0
09.07. | 2 | 295.2137 |  | 107.1638 | 9.588 | 0 | 178.4618 | 0
09.07. | 3 | 295.5282 |  | 107.4784 | 9.588 | 0 | 178.4618 | 0
09.07. | 4 | 294.2846 |  | 107.4784 | 9.588 | 0 | 177.2182 | 0
09.07. | 5 | 292.87 |  | 110.6238 | 9.588 | 0 | 172.6582 | 0
09.07. | 6 | 301.6803 |  | 110.7286 | 9.588 | 0 | 181.3636 | 0
09.07. | 7 | 303.5457 |  | 110.7286 | 9.588 | 0 | 183.2291 | 0
09.07. | 8 | 306.6476 |  | 110.0996 | 9.588 | 0 | 186.96 | 0
09.07. | 9 | 307.3524 |  | 108.3172 | 9.588 | 0 | 189.4473 | 0
09.07. | 10 | 312.5706 |  | 111.4626 | 9.588 | 0 | 191.52 | 0
09.07. | 11 | 312.4875 |  | 113.245 | 9.588 | 0 | 189.6545 | 0
09.07. | 12 | 313.0117 |  | 113.7692 | 9.588 | 0 | 189.6545 | 0
09.07. | 13 | 305.9669 |  | 113.9789 | 9.588 | 0 | 182.4 | 0
09.07. | 14 | 307.6226 |  | 113.7692 | 9.588 | 0 | 184.2655 | 0
09.07. | 15 | 311.7778 |  | 114.608 | 9.588 | 0 | 187.5818 | 0
09.07. | 16 | 313.1238 |  | 114.5031 | 9.588 | 0 | 189.0327 | 0
09.07. | 17 | 306.0645 |  | 113.4546 | 9.588 | 0 | 183.0218 | 0
09.07. | 18 | 307.5105 |  | 113.0353 | 9.588 | 0 | 184.8873 | 0
09.07. | 19 | 305.9499 |  | 112.511 | 9.588 | 0 | 183.8509 | 0
09.07. | 20 | 308.4517 |  | 113.7692 | 9.588 | 0 | 185.0945 | 0
09.07. | 21 | 311.8899 |  | 115.3419 | 9.588 | 0 | 186.96 | 0
09.07. | 22 | 311.2657 |  | 115.1322 | 9.588 | 0 | 186.5455 | 0
09.07. | 23 | 307.1202 |  | 115.1322 | 9.588 | 0 | 182.4 | 0
09.07. | 24 | 294.2644 |  | 114.7128 | 9.588 | 0 | 169.9636 | 0
10.07. | 1 | 294.996 |  | 115.237 | 9.588 | 0 | 170.1709 | 0
10.07. | 2 | 291.2602 |  | 114.8177 | 9.588 | 0 | 166.8545 | 0
10.07. | 3 | 297.8857 |  | 114.1886 | 9.588 | 0 | 174.1091 | 0
10.07. | 4 | 296.8469 |  | 113.9789 | 9.588 | 0 | 173.28 | 0
10.07. | 5 | 303.9232 |  | 116.4952 | 9.588 | 0 | 177.84 | 0
10.07. | 6 | 291.79 |  | 106.8493 | 9.588 | 0 | 175.3527 | 0
10.07. | 7 | 301.7069 |  | 113.0353 | 9.588 | 0 | 179.0836 | 0
10.07. | 8 | 293.9499 |  | 114.3983 | 9.588 | 0 | 169.9636 | 0
10.07. | 9 | 300.7778 |  | 113.3498 | 9.588 | 0 | 177.84 | 0
10.07. | 10 | 294.5596 |  | 113.3498 | 9.588 | 0 | 171.6218 | 0
10.07. | 11 | 278.9818 |  | 92.5901 | 9.588 | 0 | 176.8036 | 0
10.07. | 12 | 293.6192 |  | 103.7039 | 9.588 | 0 | 180.3273 | 0
10.07. | 13 | 284.521 |  | 105.5911 | 9.588 | 0 | 169.3418 | 0
10.07. | 14 | 299.6366 |  | 113.245 | 9.588 | 0 | 176.8036 | 0
10.07. | 15 | 300.3657 |  | 113.5595 | 9.588 | 0 | 177.2182 | 0
10.07. | 16 | 296.4105 |  | 112.0916 | 9.588 | 0 | 174.7309 | 0
10.07. | 17 | 297.5397 |  | 111.148 | 9.588 | 0 | 176.8036 | 0
10.07. | 18 | 294.6499 |  | 112.1965 | 9.588 | 0 | 172.8655 | 0
10.07. | 19 | 303.4506 |  | 111.4626 | 9.588 | 0 | 182.4 | 0
10.07. | 20 | 303.3578 |  | 112.4062 | 9.588 | 0 | 181.3636 | 0
10.07. | 21 | 296.7275 |  | 112.6159 | 9.588 | 0 | 174.5236 | 0
10.07. | 22 | 299.0906 |  | 110.8335 | 9.588 | 0 | 178.6691 | 0
10.07. | 23 | 304.0627 |  | 110.6238 | 9.588 | 0 | 183.8509 | 0
10.07. | 24 | 302.4215 |  | 112.0916 | 9.588 | 0 | 180.7418 | 0
11.07. | 1 | 300.4536 |  | 112.1965 | 9.588 | 0 | 178.6691 | 0
11.07. | 2 | 294.4548 |  | 113.245 | 9.588 | 0 | 171.6218 | 0
11.07. | 3 | 304.9305 |  | 113.9789 | 9.588 | 0 | 181.3636 | 0
11.07. | 4 | 302.6408 |  | 113.1401 | 9.588 | 0 | 179.9127 | 0
11.07. | 5 | 305.8983 |  | 117.0194 | 9.588 | 0 | 179.2909 | 0
11.07. | 6 | 304.9475 |  | 115.4467 | 9.588 | 0 | 179.9127 | 0
11.07. | 7 | 307.959 |  | 115.971 | 9.588 | 0 | 182.4 | 0
11.07. | 8 | 298.7269 |  | 115.237 | 9.588 | 0 | 173.9018 | 0
11.07. | 9 | 304.5136 |  | 113.7692 | 9.588 | 0 | 181.1564 | 0
11.07. | 10 | 301.8166 |  | 113.5595 | 9.588 | 0 | 178.6691 | 0
11.07. | 11 | 299.4269 |  | 113.0353 | 9.588 | 0 | 176.8036 | 0
11.07. | 12 | 300.3657 |  | 113.5595 | 9.588 | 0 | 177.2182 | 0
11.07. | 13 | 304.7232 |  | 113.9789 | 9.588 | 0 | 181.1564 | 0
11.07. | 14 | 305.9669 |  | 113.9789 | 9.588 | 0 | 182.4 | 0
11.07. | 15 | 303.3699 |  | 113.4546 | 9.588 | 0 | 180.3273 | 0
11.07. | 16 | 307.1081 |  | 114.0837 | 9.588 | 0 | 183.4364 | 0
11.07. | 17 | 305.3378 |  | 113.3498 | 9.588 | 0 | 182.4 | 0
11.07. | 18 | 307.6372 |  | 115.0274 | 9.588 | 0 | 183.0218 | 0
11.07. | 19 | 304.3208 |  | 115.0274 | 9.588 | 0 | 179.7055 | 0
11.07. | 20 | 302.2602 |  | 116.0758 | 9.588 | 0 | 176.5964 | 0
11.07. | 21 | 311.8068 |  | 117.1243 | 9.588 | 0 | 185.0945 | 0
11.07. | 22 | 306.8129 |  | 115.4467 | 9.588 | 0 | 181.7782 | 0
11.07. | 23 | 304.5281 |  | 115.0274 | 9.588 | 0 | 179.9127 | 0
11.07. | 24 | 307.2323 |  | 115.8661 | 9.588 | 0 | 181.7782 | 0
12.07. | 1 | 308.6808 |  | 115.6564 | 9.588 | 0 | 183.4364 | 0
12.07. | 2 | 303.8111 |  | 115.7613 | 9.588 | 0 | 178.4618 | 0
12.07. | 3 | 303.7038 |  | 115.4467 | 9.588 | 0 | 178.6691 | 0
12.07. | 4 | 303.2869 |  | 115.237 | 9.588 | 0 | 178.4618 | 0
12.07. | 5 | 303.3183 |  | 117.9631 | 9.588 | 0 | 175.7673 | 0
12.07. | 6 | 306.7299 |  | 117.2291 | 9.588 | 0 | 179.9127 | 0
12.07. | 7 | 304.9571 |  | 116.2855 | 9.588 | 0 | 179.0836 | 0
12.07. | 8 | 308.0517 |  | 115.0274 | 9.588 | 0 | 183.4364 | 0
12.07. | 9 | 300.3875 |  | 115.4467 | 9.588 | 0 | 175.3527 | 0
12.07. | 10 | 306.4911 |  | 114.5031 | 9.588 | 0 | 182.4 | 0
12.07. | 11 | 305.5596 |  | 114.608 | 9.588 | 0 | 181.3636 | 0
12.07. | 12 | 307.4396 |  | 115.8661 | 9.588 | 0 | 181.9855 | 0
12.07. | 13 | 302.319 |  | 112.1965 | 9.588 | 0 | 180.5345 | 0
12.07. | 14 | 301.4803 |  | 111.3577 | 9.588 | 0 | 180.5345 | 0
12.07. | 15 | 302.4215 |  | 112.0916 | 9.588 | 0 | 180.7418 | 0
12.07. | 16 | 302.4142 |  | 111.4626 | 9.588 | 0 | 181.3636 | 0
12.07. | 17 | 300.9633 |  | 111.4626 | 9.588 | 0 | 179.9127 | 0
12.07. | 18 | 296.9227 |  | 111.5674 | 9.588 | 0 | 175.7673 | 0
12.07. | 19 | 305.4209 |  | 111.5674 | 9.588 | 0 | 184.2655 | 0
12.07. | 20 | 299.5172 |  | 111.8819 | 9.588 | 0 | 178.0473 | 0
12.07. | 21 | 292.353 |  | 110.7286 | 9.588 | 0 | 172.0364 | 0
12.07. | 22 | 289.7681 |  | 111.2529 | 9.588 | 0 | 168.9273 | 0
12.07. | 23 | 289.9706 |  | 110.8335 | 9.588 | 0 | 169.5491 | 0
12.07. | 24 | 295.7815 |  | 111.4626 | 9.588 | 0 | 174.7309 | 0
13.07. | 1 | 293.9991 |  | 109.6802 | 9.588 | 0 | 174.7309 | 0
13.07. | 2 | 301.6827 |  | 110.9383 | 9.588 | 0 | 181.1564 | 0
13.07. | 3 | 298.8906 |  | 111.4626 | 9.588 | 0 | 177.84 | 0
13.07. | 4 | 295.0403 |  | 110.0996 | 9.588 | 0 | 175.3527 | 0
13.07. | 5 | 294.2257 |  | 111.3577 | 9.588 | 0 | 173.28 | 0
13.07. | 6 | 293.9426 |  | 113.7692 | 9.588 | 0 | 170.5855 | 0
13.07. | 7 | 293.6184 |  | 112.6159 | 9.588 | 0 | 171.4145 | 0
13.07. | 8 | 296.5178 |  | 112.4062 | 9.588 | 0 | 174.5236 | 0
13.07. | 9 | 293.2015 |  | 112.4062 | 9.588 | 0 | 171.2073 | 0
13.07. | 10 | 290.0045 |  | 113.7692 | 9.588 | 0 | 166.6473 | 0
13.07. | 11 | 295.3936 |  | 113.7692 | 9.588 | 0 | 172.0364 | 0
13.07. | 12 | 296.3444 |  | 115.3419 | 9.588 | 0 | 171.4145 | 0
13.07. | 13 | 281.1087 |  | 115.237 | 9.588 | 0 | 156.2836 | 0
13.07. | 14 | 285.3566 |  | 115.1322 | 9.588 | 0 | 160.6364 | 0
13.07. | 15 | 286.5929 |  | 114.5031 | 9.588 | 0 | 162.5018 | 0
13.07. | 16 | 288.2511 |  | 114.5031 | 9.588 | 0 | 164.16 | 0
13.07. | 17 | 287.5172 |  | 113.7692 | 9.588 | 0 | 164.16 | 0
13.07. | 18 | 290.4238 |  | 114.1886 | 9.588 | 0 | 166.6473 | 0
13.07. | 19 | 298.7317 |  | 115.6564 | 9.588 | 0 | 173.4873 | 0
13.07. | 20 | 306.8129 |  | 115.4467 | 9.588 | 0 | 181.7782 | 0
13.07. | 21 | 306.3935 |  | 115.0274 | 9.588 | 0 | 181.7782 | 0
13.07. | 22 | 311.6165 |  | 118.5921 | 9.588 | 0 | 183.4364 | 0
13.07. | 23 | 307.1396 |  | 116.8097 | 9.588 | 0 | 180.7418 | 0
13.07. | 24 | 306.8178 |  | 115.8661 | 9.588 | 0 | 181.3636 | 0
14.07. | 1 | 308.0638 |  | 116.0758 | 9.588 | 0 | 182.4 | 0
14.07. | 2 | 308.6929 |  | 116.7049 | 9.588 | 0 | 182.4 | 0
14.07. | 3 | 298.4172 |  | 115.3419 | 9.588 | 0 | 173.4873 | 0
14.07. | 4 | 299.5632 |  | 115.8661 | 9.588 | 0 | 174.1091 | 0
14.07. | 5 | 301.4262 |  | 115.6564 | 9.588 | 0 | 176.1818 | 0
14.07. | 6 | 304.6644 |  | 117.8582 | 9.588 | 0 | 177.2182 | 0
14.07. | 7 | 306.0032 |  | 117.1243 | 9.588 | 0 | 179.2909 | 0
14.07. | 8 | 304.745 |  | 115.8661 | 9.588 | 0 | 179.2909 | 0
14.07. | 9 | 305.9911 |  | 116.0758 | 9.588 | 0 | 180.3273 | 0
14.07. | 10 | 306.2008 |  | 116.2855 | 9.588 | 0 | 180.3273 | 0
14.07. | 11 | 306.079 |  | 114.7128 | 9.588 | 0 | 181.7782 | 0
14.07. | 12 | 310.6366 |  | 114.5031 | 9.588 | 0 | 186.5455 | 0
14.07. | 13 | 312.3165 |  | 116.3904 | 9.588 | 0 | 186.3382 | 0
14.07. | 14 | 308.5711 |  | 115.1322 | 9.588 | 0 | 183.8509 | 0
14.07. | 15 | 312.1044 |  | 115.971 | 9.588 | 0 | 186.5455 | 0
14.07. | 16 | 304.5281 |  | 115.0274 | 9.588 | 0 | 179.9127 | 0
14.07. | 17 | 306.6911 |  | 113.874 | 9.588 | 0 | 183.2291 | 0
14.07. | 18 | 307.225 |  | 115.237 | 9.588 | 0 | 182.4 | 0
14.07. | 19 | 306.1887 |  | 115.237 | 9.588 | 0 | 181.3636 | 0
14.07. | 20 | 308.1735 |  | 116.6001 | 9.588 | 0 | 181.9855 | 0
14.07. | 21 | 304.5353 |  | 115.6564 | 9.588 | 0 | 179.2909 | 0
14.07. | 22 | 302.2578 |  | 115.8661 | 9.588 | 0 | 176.8036 | 0
14.07. | 23 | 297.976 |  | 113.0353 | 9.588 | 0 | 175.3527 | 0
14.07. | 24 | 299.7487 |  | 113.9789 | 9.588 | 0 | 176.1818 | 0
15.07. | 1 | 300.3729 |  | 114.1886 | 9.588 | 0 | 176.5964 | 0
15.07. | 2 | 300.8972 |  | 114.7128 | 9.588 | 0 | 176.5964 | 0
15.07. | 3 | 296.6348 |  | 113.5595 | 9.588 | 0 | 173.4873 | 0
15.07. | 4 | 297.3711 |  | 114.5031 | 9.588 | 0 | 173.28 | 0
15.07. | 5 | 298.8438 |  | 116.3904 | 9.588 | 0 | 172.8655 | 0
15.07. | 6 | 299.4729 |  | 117.0194 | 9.588 | 0 | 172.8655 | 0
15.07. | 7 | 301.3311 |  | 116.3904 | 9.588 | 0 | 175.3527 | 0
15.07. | 8 | 301.2093 |  | 114.8177 | 9.588 | 0 | 176.8036 | 0
15.07. | 9 | 303.0699 |  | 114.3983 | 9.588 | 0 | 179.0836 | 0
15.07. | 10 | 305.5596 |  | 114.608 | 9.588 | 0 | 181.3636 | 0
15.07. | 11 | 306.4911 |  | 114.5031 | 9.588 | 0 | 182.4 | 0
15.07. | 12 | 301.7069 |  | 113.0353 | 9.588 | 0 | 179.0836 | 0
15.07. | 13 | 305.3523 |  | 114.608 | 9.588 | 0 | 181.1564 | 0
15.07. | 14 | 303.9966 |  | 113.874 | 9.588 | 0 | 180.5345 | 0
15.07. | 15 | 308.4517 |  | 113.7692 | 9.588 | 0 | 185.0945 | 0
15.07. | 16 | 304.0063 |  | 114.7128 | 9.588 | 0 | 179.7055 | 0
15.07. | 17 | 302.9626 |  | 114.0837 | 9.588 | 0 | 179.2909 | 0
15.07. | 18 | 300.9044 |  | 115.3419 | 9.588 | 0 | 175.9745 | 0
15.07. | 19 | 300.9117 |  | 115.971 | 9.588 | 0 | 175.3527 | 0
15.07. | 20 | 295.3274 |  | 117.0194 | 9.588 | 0 | 168.72 | 0
15.07. | 21 | 303.8305 |  | 117.4388 | 9.588 | 0 | 176.8036 | 0
15.07. | 22 | 303.6305 |  | 118.0679 | 9.588 | 0 | 175.9745 | 0
15.07. | 23 | 305.0475 |  | 115.1322 | 9.588 | 0 | 180.3273 | 0
15.07. | 24 | 301.5263 |  | 115.3419 | 9.588 | 0 | 176.5964 | 0
16.07. | 1 | 298.0075 |  | 115.7613 | 9.588 | 0 | 172.6582 | 0
16.07. | 2 | 294.9984 |  | 115.4467 | 9.588 | 0 | 169.9636 | 0
16.07. | 3 | 298.839 |  | 115.971 | 9.588 | 0 | 173.28 | 0
16.07. | 4 | 295.9081 |  | 113.4546 | 9.588 | 0 | 172.8655 | 0
16.07. | 5 | 297.3953 |  | 116.6001 | 9.588 | 0 | 171.2073 | 0
16.07. | 6 | 300.7117 |  | 116.6001 | 9.588 | 0 | 174.5236 | 0
16.07. | 7 | 297.8954 |  | 115.0274 | 9.588 | 0 | 173.28 | 0
16.07. | 8 | 300.5875 |  | 114.8177 | 9.588 | 0 | 176.1818 | 0
16.07. | 9 | 297.1663 |  | 114.7128 | 9.588 | 0 | 172.8655 | 0
16.07. | 10 | 300.4754 |  | 114.0837 | 9.588 | 0 | 176.8036 | 0
16.07. | 11 | 302.4602 |  | 115.4467 | 9.588 | 0 | 177.4255 | 0
16.07. | 12 | 300.3802 |  | 114.8177 | 9.588 | 0 | 175.9745 | 0
16.07. | 13 | 299.7487 |  | 113.9789 | 9.588 | 0 | 176.1818 | 0
16.07. | 14 | 300.3826 |  | 115.0274 | 9.588 | 0 | 175.7673 | 0
16.07. | 15 | 308.0469 |  | 114.608 | 9.588 | 0 | 183.8509 | 0
16.07. | 16 | 304.5208 |  | 114.3983 | 9.588 | 0 | 180.5345 | 0
16.07. | 17 | 305.4499 |  | 114.0837 | 9.588 | 0 | 181.7782 | 0
16.07. | 18 | 302.3408 |  | 114.0837 | 9.588 | 0 | 178.6691 | 0
16.07. | 19 | 299.039 |  | 115.3419 | 9.588 | 0 | 174.1091 | 0
16.07. | 20 | 304.1232 |  | 115.8661 | 9.588 | 0 | 178.6691 | 0
16.07. | 21 | 302.5675 |  | 115.7613 | 9.588 | 0 | 177.2182 | 0
16.07. | 22 | 302.8747 |  | 115.4467 | 9.588 | 0 | 177.84 | 0
16.07. | 23 | 297.5711 |  | 113.874 | 9.588 | 0 | 174.1091 | 0
16.07. | 24 | 299.7511 |  | 114.1886 | 9.588 | 0 | 175.9745 | 0
17.07. | 1 | 295.7129 |  | 114.5031 | 9.588 | 0 | 171.6218 | 0
17.07. | 2 | 295.9226 |  | 114.7128 | 9.588 | 0 | 171.6218 | 0
17.07. | 3 | 287.8245 |  | 113.4546 | 9.588 | 0 | 164.7818 | 0
17.07. | 4 | 291.3554 |  | 114.0837 | 9.588 | 0 | 167.6836 | 0
17.07. | 5 | 293.4111 |  | 112.6159 | 9.588 | 0 | 171.2073 | 0
17.07. | 6 | 298.8535 |  | 117.2291 | 9.588 | 0 | 172.0364 | 0
17.07. | 7 | 300.6068 |  | 116.4952 | 9.588 | 0 | 174.5236 | 0
17.07. | 8 | 298.7341 |  | 115.8661 | 9.588 | 0 | 173.28 | 0
17.07. | 9 | 300.8069 |  | 115.8661 | 9.588 | 0 | 175.3527 | 0
17.07. | 10 | 304.3184 |  | 114.8177 | 9.588 | 0 | 179.9127 | 0
17.07. | 11 | 301.0069 |  | 115.237 | 9.588 | 0 | 176.1818 | 0
17.07. | 12 | 297.7663 |  | 112.8256 | 9.588 | 0 | 175.3527 | 0
17.07. | 13 | 295.6984 |  | 113.245 | 9.588 | 0 | 172.8655 | 0
17.07. | 14 | 293.516 |  | 112.7207 | 9.588 | 0 | 171.2073 | 0
17.07. | 15 | 296.1033 |  | 112.4062 | 9.588 | 0 | 174.1091 | 0
17.07. | 16 | 300.673 |  | 113.245 | 9.588 | 0 | 177.84 | 0
17.07. | 17 | 296.3154 |  | 112.8256 | 9.588 | 0 | 173.9018 | 0
17.07. | 18 | 299.939 |  | 112.511 | 9.588 | 0 | 177.84 | 0
17.07. | 19 | 300.2608 |  | 113.4546 | 9.588 | 0 | 177.2182 | 0
17.07. | 20 | 299.2293 |  | 113.874 | 9.588 | 0 | 175.7673 | 0
17.07. | 21 | 300.1705 |  | 114.608 | 9.588 | 0 | 175.9745 | 0
17.07. | 22 | 302.2578 |  | 115.8661 | 9.588 | 0 | 176.8036 | 0
17.07. | 23 | 296.3202 |  | 113.245 | 9.588 | 0 | 173.4873 | 0
17.07. | 24 | 297.1517 |  | 113.4546 | 9.588 | 0 | 174.1091 | 0
18.07. | 1 | 296.7348 |  | 113.245 | 9.588 | 0 | 173.9018 | 0
18.07. | 2 | 293.8281 |  | 112.8256 | 9.588 | 0 | 171.4145 | 0
18.07. | 3 | 294.4427 |  | 112.1965 | 9.588 | 0 | 172.6582 | 0
18.07. | 4 | 294.3451 |  | 112.7207 | 9.588 | 0 | 172.0364 | 0
18.07. | 5 | 294.9984 |  | 115.4467 | 9.588 | 0 | 169.9636 | 0
18.07. | 6 | 295.2008 |  | 115.0274 | 9.588 | 0 | 170.5855 | 0
18.07. | 7 | 299.0245 |  | 114.0837 | 9.588 | 0 | 175.3527 | 0
18.07. | 8 | 299.9584 |  | 114.1886 | 9.588 | 0 | 176.1818 | 0
18.07. | 9 | 301.2045 |  | 114.3983 | 9.588 | 0 | 177.2182 | 0
18.07. | 10 | 297.8663 |  | 112.511 | 9.588 | 0 | 175.7673 | 0
18.07. | 11 | 298.4905 |  | 112.7207 | 9.588 | 0 | 176.1818 | 0
18.07. | 12 | 298.3809 |  | 112.1965 | 9.588 | 0 | 176.5964 | 0
18.07. | 13 | 294.3281 |  | 111.2529 | 9.588 | 0 | 173.4873 | 0
18.07. | 14 | 295.2669 |  | 111.7771 | 9.588 | 0 | 173.9018 | 0
18.07. | 15 | 298.6881 |  | 111.8819 | 9.588 | 0 | 177.2182 | 0
18.07. | 16 | 295.9936 |  | 111.8819 | 9.588 | 0 | 174.5236 | 0
18.07. | 17 | 294.6427 |  | 111.5674 | 9.588 | 0 | 173.4873 | 0
18.07. | 18 | 289.3221 |  | 108.5268 | 9.588 | 0 | 171.2073 | 0
18.07. | 19 | 290.673 |  | 108.8414 | 9.588 | 0 | 172.2436 | 0
18.07. | 20 | 289.6754 |  | 112.1965 | 9.588 | 0 | 167.8909 | 0
18.07. | 21 | 272.058 |  | 103.2845 | 9.588 | 0 | 159.1855 | 0
18.07. | 22 | 285.6469 |  | 113.3498 | 9.588 | 0 | 162.7091 | 0
18.07. | 23 | 285.5299 |  | 112.1965 | 9.588 | 0 | 163.7455 | 0
18.07. | 24 | 290.1263 |  | 115.3419 | 9.588 | 0 | 165.1964 | 0
19.07. | 1 | 291.1554 |  | 114.7128 | 9.588 | 0 | 166.8545 | 0
19.07. | 2 | 294.4862 |  | 115.971 | 9.588 | 0 | 168.9273 | 0
19.07. | 3 | 293.3523 |  | 116.4952 | 9.588 | 0 | 167.2691 | 0
19.07. | 4 | 289.5705 |  | 112.0916 | 9.588 | 0 | 167.8909 | 0
19.07. | 5 | 292.9329 |  | 116.0758 | 9.588 | 0 | 167.2691 | 0
19.07. | 6 | 288.356 |  | 114.608 | 9.588 | 0 | 164.16 | 0
19.07. | 7 | 282.3426 |  | 114.3983 | 9.588 | 0 | 158.3564 | 0
19.07. | 8 | 279.9924 |  | 108.3172 | 9.588 | 0 | 162.0873 | 0
19.07. | 9 | 280.1973 |  | 108.1075 | 9.588 | 0 | 162.5018 | 0
19.07. | 10 | 283.0846 |  | 106.8493 | 9.588 | 0 | 166.6473 | 0
19.07. | 11 | 285.4839 |  | 108.2123 | 9.588 | 0 | 167.6836 | 0
19.07. | 12 | 291.5191 |  | 110.3092 | 9.588 | 0 | 171.6218 | 0
19.07. | 13 | 283.8403 |  | 109.4705 | 9.588 | 0 | 164.7818 | 0
19.07. | 14 | 288.0979 |  | 110.2044 | 9.588 | 0 | 168.3055 | 0
19.07. | 15 | 287.4809 |  | 110.6238 | 9.588 | 0 | 167.2691 | 0
19.07. | 16 | 283.5379 |  | 110.2044 | 9.588 | 0 | 163.7455 | 0
19.07. | 17 | 278.5778 |  | 111.4626 | 9.588 | 0 | 157.5273 | 0
19.07. | 18 | 282.4039 |  | 110.7286 | 9.588 | 0 | 162.0873 | 0
19.07. | 19 | 290.2996 |  | 112.4062 | 9.588 | 0 | 168.3055 | 0
19.07. | 20 | 291.9699 |  | 113.4546 | 9.588 | 0 | 168.9273 | 0
19.07. | 21 | 290.6142 |  | 112.7207 | 9.588 | 0 | 168.3055 | 0
19.07. | 22 | 293.5354 |  | 114.3983 | 9.588 | 0 | 169.5491 | 0
19.07. | 23 | 291.9578 |  | 112.4062 | 9.588 | 0 | 169.9636 | 0
19.07. | 24 | 292.4578 |  | 110.8335 | 9.588 | 0 | 172.0364 | 0
20.07. | 1 | 297.7615 |  | 112.4062 | 9.588 | 0 | 175.7673 | 0
20.07. | 2 | 294.7645 |  | 113.1401 | 9.588 | 0 | 172.0364 | 0
20.07. | 3 | 287.0663 |  | 110.6238 | 9.588 | 0 | 166.8545 | 0
20.07. | 4 | 285.6372 |  | 112.511 | 9.588 | 0 | 163.5382 | 0
20.07. | 5 | 286.9051 |  | 114.608 | 9.588 | 0 | 162.7091 | 0
20.07. | 6 | 287.622 |  | 113.874 | 9.588 | 0 | 164.16 | 0
20.07. | 7 | 289.702 |  | 114.5031 | 9.588 | 0 | 165.6109 | 0
20.07. | 8 | 289.0463 |  | 111.5674 | 9.588 | 0 | 167.8909 | 0
20.07. | 9 | 286.5445 |  | 110.3092 | 9.588 | 0 | 166.6473 | 0
20.07. | 10 | 291.5239 |  | 110.7286 | 9.588 | 0 | 171.2073 | 0
20.07. | 11 | 289.5463 |  | 109.9947 | 9.588 | 0 | 169.9636 | 0
20.07. | 12 | 292.353 |  | 110.7286 | 9.588 | 0 | 172.0364 | 0
20.07. | 13 | 284.5742 |  | 110.2044 | 9.588 | 0 | 164.7818 | 0
20.07. | 14 | 284.6379 |  | 106.7445 | 9.588 | 0 | 168.3055 | 0
20.07. | 15 | 288.8269 |  | 110.5189 | 9.588 | 0 | 168.72 | 0
20.07. | 16 | 288.4955 |  | 108.7365 | 9.588 | 0 | 170.1709 | 0
20.07. | 17 | 282.4845 |  | 108.7365 | 9.588 | 0 | 164.16 | 0
20.07. | 18 | 286.8445 |  | 109.3656 | 9.588 | 0 | 167.8909 | 0
20.07. | 19 | 287.8809 |  | 109.3656 | 9.588 | 0 | 168.9273 | 0
20.07. | 20 | 288.1027 |  | 110.6238 | 9.588 | 0 | 167.8909 | 0
20.07. | 21 | 291.636 |  | 111.4626 | 9.588 | 0 | 170.5855 | 0
20.07. | 22 | 290.3851 |  | 110.8335 | 9.588 | 0 | 169.9636 | 0
20.07. | 23 | 284.9936 |  | 110.6238 | 9.588 | 0 | 164.7818 | 0
20.07. | 24 | 284.5742 |  | 110.2044 | 9.588 | 0 | 164.7818 | 0
21.07. | 1 | 285.6299 |  | 111.8819 | 9.588 | 0 | 164.16 | 0
21.07. | 2 | 287.3809 |  | 110.9383 | 9.588 | 0 | 166.8545 | 0
21.07. | 3 | 283.9572 |  | 110.6238 | 9.588 | 0 | 163.7455 | 0
21.07. | 4 | 286.1542 |  | 112.4062 | 9.588 | 0 | 164.16 | 0
21.07. | 5 | 286.993 |  | 113.245 | 9.588 | 0 | 164.16 | 0
21.07. | 6 | 282.4209 |  | 112.1965 | 9.588 | 0 | 160.6364 | 0
21.07. | 7 | 286.8808 |  | 112.511 | 9.588 | 0 | 164.7818 | 0
21.07. | 8 | 282.1087 |  | 112.0916 | 9.588 | 0 | 160.4291 | 0
21.07. | 9 | 283.9572 |  | 110.6238 | 9.588 | 0 | 163.7455 | 0
21.07. | 10 | 280.1949 |  | 107.8978 | 9.588 | 0 | 162.7091 | 0
21.07. | 11 | 291.5142 |  | 109.8899 | 9.588 | 0 | 172.0364 | 0
21.07. | 12 | 292.2409 |  | 109.9947 | 9.588 | 0 | 172.6582 | 0
21.07. | 13 | 273.2709 |  | 91.6465 | 9.588 | 0 | 172.0364 | 0
21.07. | 14 | 292.4336 |  | 108.7365 | 9.588 | 0 | 174.1091 | 0
21.07. | 15 | 291.4924 |  | 108.0026 | 9.588 | 0 | 173.9018 | 0
21.07. | 16 | 288.6076 |  | 109.4705 | 9.588 | 0 | 169.5491 | 0
21.07. | 17 | 289.2221 |  | 108.8414 | 9.588 | 0 | 170.7927 | 0
21.07. | 18 | 291.8191 |  | 109.3656 | 9.588 | 0 | 172.8655 | 0
21.07. | 19 | 290.3682 |  | 109.3656 | 9.588 | 0 | 171.4145 | 0
21.07. | 20 | 290.1561 |  | 108.9462 | 9.588 | 0 | 171.6218 | 0
21.07. | 21 | 293.7087 |  | 111.4626 | 9.588 | 0 | 172.6582 | 0
21.07. | 22 | 278.2221 |  | 107.5832 | 9.588 | 0 | 161.0509 | 0
21.07. | 23 | 268.7181 |  | 92.2756 | 9.588 | 0 | 166.8545 | 0
21.07. | 24 | 268.4036 |  | 91.9611 | 9.588 | 0 | 166.8545 | 0
22.07. | 1 | 277.7471 |  | 102.3409 | 9.588 | 0 | 165.8182 | 0
22.07. | 2 | 270.6054 |  | 94.1628 | 9.588 | 0 | 166.8545 | 0
22.07. | 3 | 275.892 |  | 94.2677 | 9.588 | 0 | 172.0364 | 0
22.07. | 4 | 279.435 |  | 95.9452 | 9.588 | 0 | 173.9018 | 0
22.07. | 5 | 277.6962 |  | 97.9373 | 9.588 | 0 | 170.1709 | 0
22.07. | 6 | 285.6597 |  | 105.4863 | 9.588 | 0 | 170.5855 | 0
22.07. | 7 | 296.9493 |  | 113.874 | 9.588 | 0 | 173.4873 | 0
22.07. | 8 | 291.9336 |  | 110.3092 | 9.588 | 0 | 172.0364 | 0
22.07. | 9 | 294.3306 |  | 111.4626 | 9.588 | 0 | 173.28 | 0
22.07. | 10 | 291.8336 |  | 110.6238 | 9.588 | 0 | 171.6218 | 0
22.07. | 11 | 291.3045 |  | 109.6802 | 9.588 | 0 | 172.0364 | 0
22.07. | 12 | 289.2149 |  | 108.2123 | 9.588 | 0 | 171.4145 | 0
22.07. | 13 | 287.6664 |  | 108.7365 | 9.588 | 0 | 169.3418 | 0
22.07. | 14 | 288.593 |  | 108.2123 | 9.588 | 0 | 170.7927 | 0
22.07. | 15 | 289.3488 |  | 110.8335 | 9.588 | 0 | 168.9273 | 0
22.07. | 16 | 287.4809 |  | 110.6238 | 9.588 | 0 | 167.2691 | 0
22.07. | 17 | 288.5051 |  | 109.5753 | 9.588 | 0 | 169.3418 | 0
22.07. | 18 | 289.0294 |  | 110.0996 | 9.588 | 0 | 169.3418 | 0
22.07. | 19 | 287.3712 |  | 110.0996 | 9.588 | 0 | 167.6836 | 0
22.07. | 20 | 288.739 |  | 111.8819 | 9.588 | 0 | 167.2691 | 0
22.07. | 21 | 292.9869 |  | 111.7771 | 9.588 | 0 | 171.6218 | 0
22.07. | 22 | 292.8772 |  | 111.2529 | 9.588 | 0 | 172.0364 | 0
22.07. | 23 | 287.376 |  | 110.5189 | 9.588 | 0 | 167.2691 | 0
22.07. | 24 | 287.276 |  | 110.8335 | 9.588 | 0 | 166.8545 | 0
23.07. | 1 | 287.276 |  | 110.8335 | 9.588 | 0 | 166.8545 | 0
23.07. | 2 | 285.2033 |  | 110.8335 | 9.588 | 0 | 164.7818 | 0
23.07. | 3 | 286.9123 |  | 115.237 | 9.588 | 0 | 162.0873 | 0
23.07. | 4 | 286.0735 |  | 114.3983 | 9.588 | 0 | 162.0873 | 0
23.07. | 5 | 288.7681 |  | 114.3983 | 9.588 | 0 | 164.7818 | 0
23.07. | 6 | 288.8487 |  | 112.4062 | 9.588 | 0 | 166.8545 | 0
23.07. | 7 | 292.1748 |  | 113.245 | 9.588 | 0 | 169.3418 | 0
23.07. | 8 | 291.9433 |  | 111.148 | 9.588 | 0 | 171.2073 | 0
23.07. | 9 | 286.8445 |  | 109.3656 | 9.588 | 0 | 167.8909 | 0
23.07. | 10 | 262.396 |  | 110.2044 | 9.588 | 0 | 142.6036 | 0
23.07. | 11 | 270.4651 |  | 108.9462 | 9.588 | 0 | 151.9309 | 0
23.07. | 12 | 271.6015 |  | 108.6317 | 9.588 | 0 | 153.3818 | 0
23.07. | 13 | 268.607 |  | 109.5753 | 9.588 | 0 | 149.4436 | 0
23.07. | 14 | 248.7054 |  | 91.332 | 9.588 | 0 | 147.7855 | 0
23.07. | 15 | 280.1949 |  | 107.8978 | 9.588 | 0 | 162.7091 | 0
23.07. | 16 | 272.0209 |  | 109.0511 | 9.588 | 0 | 153.3818 | 0
23.07. | 17 | 284.7718 |  | 109.3656 | 9.588 | 0 | 165.8182 | 0
23.07. | 18 | 275.4373 |  | 108.7365 | 9.588 | 0 | 157.1127 | 0
23.07. | 19 | 275.7615 |  | 109.8899 | 9.588 | 0 | 156.2836 | 0
23.07. | 20 | 291.5287 |  | 111.148 | 9.588 | 0 | 170.7927 | 0
23.07. | 21 | 291.4336 |  | 111.8819 | 9.588 | 0 | 169.9636 | 0
23.07. | 22 | 288.5584 |  | 114.1886 | 9.588 | 0 | 164.7818 | 0
23.07. | 23 | 291.4263 |  | 111.2529 | 9.588 | 0 | 170.5855 | 0
23.07. | 24 | 291.6409 |  | 111.8819 | 9.588 | 0 | 170.1709 | 0
24.07. | 1 | 289.5463 |  | 109.9947 | 9.588 | 0 | 169.9636 | 0
24.07. | 2 | 292.8942 |  | 112.7207 | 9.588 | 0 | 170.5855 | 0
24.07. | 3 | 291.3336 |  | 112.1965 | 9.588 | 0 | 169.5491 | 0
24.07. | 4 | 289.5972 |  | 114.3983 | 9.588 | 0 | 165.6109 | 0
24.07. | 5 | 288.4608 |  | 114.7128 | 9.588 | 0 | 164.16 | 0
24.07. | 6 | 290.1093 |  | 113.874 | 9.588 | 0 | 166.6473 | 0
24.07. | 7 | 291.8675 |  | 113.5595 | 9.588 | 0 | 168.72 | 0
24.07. | 8 | 290.3924 |  | 111.4626 | 9.588 | 0 | 169.3418 | 0
24.07. | 9 | 295.6911 |  | 112.6159 | 9.588 | 0 | 173.4873 | 0
24.07. | 10 | 295.9936 |  | 111.8819 | 9.588 | 0 | 174.5236 | 0
24.07. | 11 | 287.8003 |  | 111.3577 | 9.588 | 0 | 166.8545 | 0
24.07. | 12 | 283.2257 |  | 110.0996 | 9.588 | 0 | 163.5382 | 0
24.07. | 13 | 283.6379 |  | 109.8899 | 9.588 | 0 | 164.16 | 0
24.07. | 14 | 259.8696 |  | 83.6344 | 9.588 | 0 | 166.6473 | 0
24.07. | 15 | 277.8342 |  | 109.8899 | 9.588 | 0 | 158.3564 | 0
24.07. | 16 | 264.7066 |  | 94.8968 | 9.588 | 0 | 160.2218 | 0
24.07. | 17 | 327.17 |  | 110.3092 | 9.588 | 0 | 207.2727 | 0
24.07. | 18 | 283.9451 |  | 109.5753 | 9.588 | 0 | 164.7818 | 0
24.07. | 19 | 287.5688 |  | 109.2608 | 9.588 | 0 | 168.72 | 0
24.07. | 20 | 293.0918 |  | 111.8819 | 9.588 | 0 | 171.6218 | 0
24.07. | 21 | 284.8154 |  | 113.1401 | 9.588 | 0 | 162.0873 | 0
24.07. | 22 | 290.8948 |  | 110.0996 | 9.588 | 0 | 171.2073 | 0
24.07. | 23 | 289.656 |  | 110.5189 | 9.588 | 0 | 169.5491 | 0
24.07. | 24 | 290.8924 |  | 109.8899 | 9.588 | 0 | 171.4145 | 0
25.07. | 1 | 284.6742 |  | 109.8899 | 9.588 | 0 | 165.1964 | 0
25.07. | 2 | 284.6742 |  | 109.8899 | 9.588 | 0 | 165.1964 | 0
25.07. | 3 | 286.5494 |  | 110.7286 | 9.588 | 0 | 166.2327 | 0
25.07. | 4 | 288.0979 |  | 110.2044 | 9.588 | 0 | 168.3055 | 0
25.07. | 5 | 295.7226 |  | 115.3419 | 9.588 | 0 | 170.7927 | 0
25.07. | 6 | 273.8459 |  | 96.5743 | 9.588 | 0 | 167.6836 | 0
25.07. | 7 | 275.4065 |  | 97.0985 | 9.588 | 0 | 168.72 | 0
25.07. | 8 | 274.8872 |  | 96.9937 | 9.588 | 0 | 168.3055 | 0
25.07. | 9 | 277.7938 |  | 97.4131 | 9.588 | 0 | 170.7927 | 0
25.07. | 10 | 228.0618 |  | 45.6084 | 9.588 | 0 | 172.8655 | 0
25.07. | 11 | 282.1441 |  | 97.2034 | 9.588 | 0 | 175.3527 | 0
25.07. | 12 | 268.2423 |  | 95.9452 | 9.588 | 0 | 162.7091 | 0
25.07. | 13 | 270.7344 |  | 96.3646 | 9.588 | 0 | 164.7818 | 0
25.07. | 14 | 272.6047 |  | 96.784 | 9.588 | 0 | 166.2327 | 0
25.07. | 15 | 277.3744 |  | 96.9937 | 9.588 | 0 | 170.7927 | 0
25.07. | 16 | 277.789 |  | 96.9937 | 9.588 | 0 | 171.2073 | 0
25.07. | 17 | 280.5714 |  | 95.6307 | 9.588 | 0 | 175.3527 | 0
25.07. | 18 | 280.6763 |  | 95.7355 | 9.588 | 0 | 175.3527 | 0
25.07. | 19 | 278.2059 |  | 97.2034 | 9.588 | 0 | 171.4145 | 0
25.07. | 20 | 279.2447 |  | 97.4131 | 9.588 | 0 | 172.2436 | 0
25.07. | 21 | 278.7326 |  | 97.9373 | 9.588 | 0 | 171.2073 | 0
25.07. | 22 | 282.0707 |  | 99.8246 | 9.588 | 0 | 172.6582 | 0
25.07. | 23 | 291.536 |  | 111.7771 | 9.588 | 0 | 170.1709 | 0
25.07. | 24 | 295.8299 |  | 115.6564 | 9.588 | 0 | 170.5855 | 0
26.07. | 1 | 296.6614 |  | 115.8661 | 9.588 | 0 | 171.2073 | 0
26.07. | 2 | 295.2863 |  | 113.4546 | 9.588 | 0 | 172.2436 | 0
26.07. | 3 | 293.516 |  | 112.7207 | 9.588 | 0 | 171.2073 | 0
26.07. | 4 | 292.3159 |  | 116.4952 | 9.588 | 0 | 166.2327 | 0
26.07. | 5 | 293.2547 |  | 117.0194 | 9.588 | 0 | 166.6473 | 0
26.07. | 6 | 295.1814 |  | 113.3498 | 9.588 | 0 | 172.2436 | 0
26.07. | 7 | 298.8002 |  | 112.6159 | 9.588 | 0 | 176.5964 | 0
26.07. | 8 | 287.8027 |  | 111.5674 | 9.588 | 0 | 166.6473 | 0
26.07. | 9 | 281.424 |  | 106.6396 | 9.588 | 0 | 165.1964 | 0
26.07. | 10 | 285.9275 |  | 110.7286 | 9.588 | 0 | 165.6109 | 0
26.07. | 11 | 291.836 |  | 110.8335 | 9.588 | 0 | 171.4145 | 0
26.07. | 12 | 291.2505 |  | 113.9789 | 9.588 | 0 | 167.6836 | 0
26.07. | 13 | 287.8027 |  | 111.5674 | 9.588 | 0 | 166.6473 | 0
26.07. | 14 | 293.9475 |  | 114.1886 | 9.588 | 0 | 170.1709 | 0
26.07. | 15 | 290.5166 |  | 113.245 | 9.588 | 0 | 167.6836 | 0
26.07. | 16 | 289.2826 |  | 114.0837 | 9.588 | 0 | 165.6109 | 0
26.07. | 17 | 295.5863 |  | 112.511 | 9.588 | 0 | 173.4873 | 0
26.07. | 18 | 296.5227 |  | 112.8256 | 9.588 | 0 | 174.1091 | 0
26.07. | 19 | 293.9233 |  | 112.0916 | 9.588 | 0 | 172.2436 | 0
26.07. | 20 | 297.5735 |  | 114.0837 | 9.588 | 0 | 173.9018 | 0
26.07. | 21 | 297.4614 |  | 113.3498 | 9.588 | 0 | 174.5236 | 0
26.07. | 22 | 296.0226 |  | 114.3983 | 9.588 | 0 | 172.0364 | 0
26.07. | 23 | 293.6184 |  | 112.6159 | 9.588 | 0 | 171.4145 | 0
26.07. | 24 | 294.0378 |  | 113.0353 | 9.588 | 0 | 171.4145 | 0
27.07. | 1 | 292.8942 |  | 112.7207 | 9.588 | 0 | 170.5855 | 0
27.07. | 2 | 294.5524 |  | 112.7207 | 9.588 | 0 | 172.2436 | 0
27.07. | 3 | 291.753 |  | 112.6159 | 9.588 | 0 | 169.5491 | 0
27.07. | 4 | 295.6984 |  | 113.245 | 9.588 | 0 | 172.8655 | 0
27.07. | 5 | 298.3196 |  | 115.8661 | 9.588 | 0 | 172.8655 | 0
27.07. | 6 | 294.2717 |  | 115.3419 | 9.588 | 0 | 169.3418 | 0
27.07. | 7 | 292.5087 |  | 115.237 | 9.588 | 0 | 167.6836 | 0
27.07. | 8 | 294.579 |  | 115.0274 | 9.588 | 0 | 169.9636 | 0
27.07. | 9 | 300.1681 |  | 114.3983 | 9.588 | 0 | 176.1818 | 0
27.07. | 10 | 306.079 |  | 114.7128 | 9.588 | 0 | 181.7782 | 0
27.07. | 11 | 301.3996 |  | 113.3498 | 9.588 | 0 | 178.4618 | 0
27.07. | 12 | 295.2814 |  | 113.0353 | 9.588 | 0 | 172.6582 | 0
27.07. | 13 | 296.8445 |  | 113.7692 | 9.588 | 0 | 173.4873 | 0
27.07. | 14 | 291.236 |  | 112.7207 | 9.588 | 0 | 168.9273 | 0
27.07. | 15 | 298.5026 |  | 113.7692 | 9.588 | 0 | 175.1455 | 0
27.07. | 16 | 292.1602 |  | 111.9868 | 9.588 | 0 | 170.5855 | 0
27.07. | 17 | 296.9106 |  | 110.5189 | 9.588 | 0 | 176.8036 | 0
27.07. | 18 | 298.1784 |  | 112.6159 | 9.588 | 0 | 175.9745 | 0
27.07. | 19 | 301.6166 |  | 114.1886 | 9.588 | 0 | 177.84 | 0
27.07. | 20 | 301.4214 |  | 115.237 | 9.588 | 0 | 176.5964 | 0
27.07. | 21 | 300.3633 |  | 113.3498 | 9.588 | 0 | 177.4255 | 0
27.07. | 22 | 299.5414 |  | 113.9789 | 9.588 | 0 | 175.9745 | 0
27.07. | 23 | 287.8155 |  | 103.7039 | 9.588 | 0 | 174.5236 | 0
27.07. | 24 | 288.0252 |  | 103.9136 | 9.588 | 0 | 174.5236 | 0
28.07. | 1 | 290.5149 |  | 104.1233 | 9.588 | 0 | 176.8036 | 0
28.07. | 2 | 290.2028 |  | 104.0184 | 9.588 | 0 | 176.5964 | 0
28.07. | 3 | 290.5149 |  | 104.1233 | 9.588 | 0 | 176.8036 | 0
28.07. | 4 | 287.1986 |  | 104.1233 | 9.588 | 0 | 173.4873 | 0
28.07. | 5 | 288.0301 |  | 104.333 | 9.588 | 0 | 174.1091 | 0
28.07. | 6 | 285.9549 |  | 104.1233 | 9.588 | 0 | 172.2436 | 0
28.07. | 7 | 284.4992 |  | 103.7039 | 9.588 | 0 | 171.2073 | 0
28.07. | 8 | 279.7271 |  | 103.2845 | 9.588 | 0 | 166.8545 | 0
28.07. | 9 | 284.4871 |  | 102.6554 | 9.588 | 0 | 172.2436 | 0
28.07. | 10 | 279.5907 |  | 100.4536 | 9.588 | 0 | 169.5491 | 0
28.07. | 11 | 285.1798 |  | 99.8246 | 9.588 | 0 | 175.7673 | 0
28.07. | 12 | 281.6586 |  | 100.0343 | 9.588 | 0 | 172.0364 | 0
28.07. | 13 | 278.4471 |  | 100.1391 | 9.588 | 0 | 168.72 | 0
28.07. | 14 | 275.0332 |  | 100.6633 | 9.588 | 0 | 164.7818 | 0
28.07. | 15 | 280.3126 |  | 100.1391 | 9.588 | 0 | 170.5855 | 0
28.07. | 16 | 281.9707 |  | 100.1391 | 9.588 | 0 | 172.2436 | 0
28.07. | 17 | 283.5362 |  | 101.0827 | 9.588 | 0 | 172.8655 | 0
28.07. | 18 | 284.158 |  | 101.0827 | 9.588 | 0 | 173.4873 | 0
28.07. | 19 | 286.5501 |  | 101.8167 | 9.588 | 0 | 175.1455 | 0
28.07. | 20 | 287.3889 |  | 102.6554 | 9.588 | 0 | 175.1455 | 0
28.07. | 21 | 288.218 |  | 102.6554 | 9.588 | 0 | 175.9745 | 0
28.07. | 22 | 283.1434 |  | 102.97 | 9.588 | 0 | 170.5855 | 0
28.07. | 23 | 281.1731 |  | 102.8651 | 9.588 | 0 | 168.72 | 0
28.07. | 24 | 282.424 |  | 103.4942 | 9.588 | 0 | 169.3418 | 0
29.07. | 1 | 286.1598 |  | 103.9136 | 9.588 | 0 | 172.6582 | 0
29.07. | 2 | 286.6743 |  | 103.599 | 9.588 | 0 | 173.4873 | 0
29.07. | 3 | 286.1573 |  | 103.7039 | 9.588 | 0 | 172.8655 | 0
29.07. | 4 | 284.5331 |  | 106.6396 | 9.588 | 0 | 168.3055 | 0
29.07. | 5 | 288.5834 |  | 107.3735 | 9.588 | 0 | 171.6218 | 0
29.07. | 6 | 291.6924 |  | 107.3735 | 9.588 | 0 | 174.7309 | 0
29.07. | 7 | 292.1046 |  | 107.1638 | 9.588 | 0 | 175.3527 | 0
29.07. | 8 | 290.2318 |  | 106.5348 | 9.588 | 0 | 174.1091 | 0
29.07. | 9 | 272.4079 |  | 88.7108 | 9.588 | 0 | 174.1091 | 0
29.07. | 10 | 271.5764 |  | 88.5011 | 9.588 | 0 | 173.4873 | 0
29.07. | 11 | 269.6109 |  | 88.8156 | 9.588 | 0 | 171.2073 | 0
29.07. | 12 | 279.552 |  | 97.0985 | 9.588 | 0 | 172.8655 | 0
29.07. | 13 | 283.4313 |  | 100.9779 | 9.588 | 0 | 172.8655 | 0
29.07. | 14 | 287.0889 |  | 103.599 | 9.588 | 0 | 173.9018 | 0
29.07. | 15 | 284.6968 |  | 102.8651 | 9.588 | 0 | 172.2436 | 0
29.07. | 16 | 287.3961 |  | 103.2845 | 9.588 | 0 | 174.5236 | 0
29.07. | 17 | 288.018 |  | 103.2845 | 9.588 | 0 | 175.1455 | 0
29.07. | 18 | 286.9816 |  | 103.2845 | 9.588 | 0 | 174.1091 | 0
29.07. | 19 | 287.401 |  | 103.7039 | 9.588 | 0 | 174.1091 | 0
29.07. | 20 | 283.9895 |  | 104.4378 | 9.588 | 0 | 169.9636 | 0
29.07. | 21 | 288.1373 |  | 104.6475 | 9.588 | 0 | 173.9018 | 0
29.07. | 22 | 285.1258 |  | 104.1233 | 9.588 | 0 | 171.4145 | 0
29.07. | 23 | 269.5794 |  | 86.0896 | 9.588 | 0 | 173.9018 | 0
29.07. | 24 | 282.624 |  | 102.8651 | 9.588 | 0 | 170.1709 | 0
30.07. | 1 | 282.6168 |  | 102.236 | 9.588 | 0 | 170.7927 | 0
30.07. | 2 | 281.2683 |  | 102.1312 | 9.588 | 0 | 169.5491 | 0
30.07. | 3 | 279.5053 |  | 102.0263 | 9.588 | 0 | 167.8909 | 0
30.07. | 4 | 285.3428 |  | 104.9621 | 9.588 | 0 | 170.7927 | 0
30.07. | 5 | 283.8919 |  | 104.9621 | 9.588 | 0 | 169.3418 | 0
30.07. | 6 | 280.3803 |  | 106.0105 | 9.588 | 0 | 164.7818 | 0
30.07. | 7 | 286.701 |  | 105.9057 | 9.588 | 0 | 171.2073 | 0
30.07. | 8 | 280.1174 |  | 101.1876 | 9.588 | 0 | 169.3418 | 0
30.07. | 9 | 284.5701 |  | 100.873 | 9.588 | 0 | 174.1091 | 0
30.07. | 10 | 283.4313 |  | 100.9779 | 9.588 | 0 | 172.8655 | 0
30.07. | 11 | 285.0968 |  | 101.607 | 9.588 | 0 | 173.9018 | 0
30.07. | 12 | 281.3731 |  | 102.236 | 9.588 | 0 | 169.5491 | 0
30.07. | 13 | 280.5416 |  | 102.0263 | 9.588 | 0 | 168.9273 | 0
30.07. | 14 | 282.0853 |  | 101.0827 | 9.588 | 0 | 171.4145 | 0
30.07. | 15 | 277.4228 |  | 101.1876 | 9.588 | 0 | 166.6473 | 0
30.07. | 16 | 276.9035 |  | 101.0827 | 9.588 | 0 | 166.2327 | 0
30.07. | 17 | 277.6325 |  | 101.3973 | 9.588 | 0 | 166.6473 | 0
30.07. | 18 | 277.9447 |  | 101.5021 | 9.588 | 0 | 166.8545 | 0
30.07. | 19 | 280.961 |  | 102.4457 | 9.588 | 0 | 168.9273 | 0
30.07. | 20 | 279.098 |  | 102.6554 | 9.588 | 0 | 166.8545 | 0
30.07. | 21 | 278.1737 |  | 103.3894 | 9.588 | 0 | 165.1964 | 0
30.07. | 22 | 280.5416 |  | 102.0263 | 9.588 | 0 | 168.9273 | 0
30.07. | 23 | 279.7053 |  | 101.3973 | 9.588 | 0 | 168.72 | 0
30.07. | 24 | 278.9834 |  | 101.7118 | 9.588 | 0 | 167.6836 | 0
31.07. | 1 | 280.1222 |  | 101.607 | 9.588 | 0 | 168.9273 | 0
31.07. | 2 | 280.3343 |  | 102.0263 | 9.588 | 0 | 168.72 | 0
31.07. | 3 | 279.2956 |  | 101.8167 | 9.588 | 0 | 167.8909 | 0
31.07. | 4 | 279.4488 |  | 106.1154 | 9.588 | 0 | 163.7455 | 0
31.07. | 5 | 280.4803 |  | 105.696 | 9.588 | 0 | 165.1964 | 0
31.07. | 6 | 280.3755 |  | 105.5911 | 9.588 | 0 | 165.1964 | 0
31.07. | 7 | 279.3198 |  | 103.9136 | 9.588 | 0 | 165.8182 | 0
31.07. | 8 | 280.7586 |  | 102.8651 | 9.588 | 0 | 168.3055 | 0
31.07. | 9 | 281.9804 |  | 100.9779 | 9.588 | 0 | 171.4145 | 0
31.07. | 10 | 273.5847 |  | 100.873 | 9.588 | 0 | 163.1236 | 0
31.07. | 11 | 277.6253 |  | 100.7682 | 9.588 | 0 | 167.2691 | 0
31.07. | 12 | 275.5525 |  | 100.7682 | 9.588 | 0 | 165.1964 | 0
31.07. | 13 | 275.9598 |  | 100.1391 | 9.588 | 0 | 166.2327 | 0
31.07. | 14 | 268.8077 |  | 100.0343 | 9.588 | 0 | 159.1855 | 0
31.07. | 15 | 274.5041 |  | 99.7197 | 9.588 | 0 | 165.1964 | 0
31.07. | 16 | 279.4859 |  | 100.3488 | 9.588 | 0 | 169.5491 | 0
31.07. | 17 | 280.5198 |  | 100.1391 | 9.588 | 0 | 170.7927 | 0
31.07. | 18 | 282.495 |  | 100.6633 | 9.588 | 0 | 172.2436 | 0
31.07. | 19 | 283.0144 |  | 100.7682 | 9.588 | 0 | 172.6582 | 0
31.07. | 20 | 284.0604 |  | 101.607 | 9.588 | 0 | 172.8655 | 0
31.07. | 21 | 278.8907 |  | 102.6554 | 9.588 | 0 | 166.6473 | 0
31.07. | 22 | 278.7834 |  | 102.3409 | 9.588 | 0 | 166.8545 | 0
31.07. | 23 | 279.4956 |  | 101.1876 | 9.588 | 0 | 168.72 | 0
31.07. | 24 | 277.4228 |  | 101.1876 | 9.588 | 0 | 166.6473 | 0
01.08. | 1 | 282.5119 |  | 102.1312 | 9.588 | 0 | 170.7927 | 0
01.08. | 2 | 283.4459 |  | 102.236 | 9.588 | 0 | 171.6218 | 0
01.08. | 3 | 284.0628 |  | 101.8167 | 9.588 | 0 | 172.6582 | 0
01.08. | 4 | 282.1385 |  | 105.696 | 9.588 | 0 | 166.8545 | 0
01.08. | 5 | 280.0658 |  | 105.696 | 9.588 | 0 | 164.7818 | 0
01.08. | 6 | 282.8604 |  | 105.3814 | 9.588 | 0 | 167.8909 | 0
01.08. | 7 | 286.0622 |  | 104.4378 | 9.588 | 0 | 172.0364 | 0
01.08. | 8 | 278.0447 |  | 101.1876 | 9.588 | 0 | 167.2691 | 0
01.08. | 9 | 273.4726 |  | 100.1391 | 9.588 | 0 | 163.7455 | 0
01.08. | 10 | 276.2671 |  | 99.8246 | 9.588 | 0 | 166.8545 | 0
01.08. | 11 | 276.8913 |  | 100.0343 | 9.588 | 0 | 167.2691 | 0
01.08. | 12 | 267.3423 |  | 98.7761 | 9.588 | 0 | 158.9782 | 0
01.08. | 13 | 269.1005 |  | 98.4616 | 9.588 | 0 | 161.0509 | 0
01.08. | 14 | 264.7453 |  | 98.2519 | 9.588 | 0 | 156.9055 | 0
01.08. | 15 | 259.4562 |  | 97.9373 | 9.588 | 0 | 151.9309 | 0
01.08. | 16 | 263.2944 |  | 98.2519 | 9.588 | 0 | 155.4545 | 0
01.08. | 17 | 267.552 |  | 98.9858 | 9.588 | 0 | 158.9782 | 0
01.08. | 18 | 268.8787 |  | 97.2034 | 9.588 | 0 | 162.0873 | 0
01.08. | 19 | 267.8786 |  | 100.3488 | 9.588 | 0 | 157.9418 | 0
01.08. | 20 | 274.3138 |  | 101.1876 | 9.588 | 0 | 163.5382 | 0
01.08. | 21 | 273.2822 |  | 101.607 | 9.588 | 0 | 162.0873 | 0
01.08. | 22 | 272.9798 |  | 102.3409 | 9.588 | 0 | 161.0509 | 0
01.08. | 23 | 271.4998 |  | 99.8246 | 9.588 | 0 | 162.0873 | 0
01.08. | 24 | 272.7507 |  | 100.4536 | 9.588 | 0 | 162.7091 | 0
02.08. | 1 | 272.3386 |  | 100.6633 | 9.588 | 0 | 162.0873 | 0
02.08. | 2 | 269.4368 |  | 100.6633 | 9.588 | 0 | 159.1855 | 0
02.08. | 3 | 268.7125 |  | 100.7682 | 9.588 | 0 | 158.3564 | 0
02.08. | 4 | 267.6883 |  | 101.8167 | 9.588 | 0 | 156.2836 | 0
02.08. | 5 | 267.2737 |  | 101.8167 | 9.588 | 0 | 155.8691 | 0
02.08. | 6 | 266.7544 |  | 101.7118 | 9.588 | 0 | 155.4545 | 0
02.08. | 7 | 266.9447 |  | 100.244 | 9.588 | 0 | 157.1127 | 0
02.08. | 8 | 266.7132 |  | 98.147 | 9.588 | 0 | 158.9782 | 0
02.08. | 9 | 267.8471 |  | 97.6228 | 9.588 | 0 | 160.6364 | 0
02.08. | 10 | 262.9702 |  | 97.0985 | 9.588 | 0 | 156.2836 | 0
02.08. | 11 | 266.2793 |  | 96.4695 | 9.588 | 0 | 160.2218 | 0
02.08. | 12 | 259.7393 |  | 95.5258 | 9.588 | 0 | 154.6255 | 0
02.08. | 13 | 262.946 |  | 95.0016 | 9.588 | 0 | 158.3564 | 0
02.08. | 14 | 267.5036 |  | 94.7919 | 9.588 | 0 | 163.1236 | 0
02.08. | 15 | 248.06 |  | 82.1884 | 9.588 | 0 | 156.2836 | 0
02.08. | 16 | 235.7406 |  | 83.3417 | 9.588 | 0 | 142.8109 | 0
02.08. | 17 | 236.4746 |  | 84.0756 | 9.588 | 0 | 142.8109 | 0
02.08. | 18 | 259.1368 |  | 97.2034 | 9.588 | 0 | 152.3455 | 0
02.08. | 19 | 264.3453 |  | 99.51 | 9.588 | 0 | 155.2473 | 0
02.08. | 20 | 266.1059 |  | 99.4052 | 9.588 | 0 | 157.1127 | 0
02.08. | 21 | 273.5798 |  | 100.4536 | 9.588 | 0 | 163.5382 | 0
02.08. | 22 | 277.1059 |  | 100.6633 | 9.588 | 0 | 166.8545 | 0
02.08. | 23 | 276.0719 |  | 100.873 | 9.588 | 0 | 165.6109 | 0
02.08. | 24 | 275.355 |  | 101.607 | 9.588 | 0 | 164.16 | 0
03.08. | 1 | 272.9725 |  | 101.7118 | 9.588 | 0 | 161.6727 | 0
03.08. | 2 | 273.4919 |  | 101.8167 | 9.588 | 0 | 162.0873 | 0
03.08. | 3 | 270.0756 |  | 102.1312 | 9.588 | 0 | 158.3564 | 0
03.08. | 4 | 273.0774 |  | 101.8167 | 9.588 | 0 | 161.6727 | 0
03.08. | 5 | 270.3901 |  | 102.4457 | 9.588 | 0 | 158.3564 | 0
03.08. | 6 | 271.5289 |  | 102.3409 | 9.588 | 0 | 159.6 | 0
03.08. | 7 | 274.7186 |  | 100.3488 | 9.588 | 0 | 164.7818 | 0
03.08. | 8 | 268.698 |  | 99.51 | 9.588 | 0 | 159.6 | 0
03.08. | 9 | 265.2768 |  | 99.4052 | 9.588 | 0 | 156.2836 | 0
03.08. | 10 | 269.0005 |  | 98.7761 | 9.588 | 0 | 160.6364 | 0
03.08. | 11 | 268.9884 |  | 97.7276 | 9.588 | 0 | 161.6727 | 0
03.08. | 12 | 270.9441 |  | 96.5743 | 9.588 | 0 | 164.7818 | 0
03.08. | 13 | 253.5661 |  | 83.3417 | 9.588 | 0 | 160.6364 | 0
03.08. | 14 | 262.4581 |  | 97.6228 | 9.588 | 0 | 155.2473 | 0
03.08. | 15 | 259.7538 |  | 96.784 | 9.588 | 0 | 153.3818 | 0
03.08. | 16 | 228.8504 |  | 71.8915 | 9.588 | 0 | 147.3709 | 0
03.08. | 17 | 236.0025 |  | 71.9964 | 9.588 | 0 | 154.4182 | 0
03.08. | 18 | 235.5904 |  | 72.2061 | 9.588 | 0 | 153.7964 | 0
03.08. | 19 | 235.3904 |  | 72.8351 | 9.588 | 0 | 152.9673 | 0
03.08. | 20 | 261.5362 |  | 98.5664 | 9.588 | 0 | 153.3818 | 0
03.08. | 21 | 267.1398 |  | 99.1955 | 9.588 | 0 | 158.3564 | 0
03.08. | 22 | 272.6822 |  | 103.4942 | 9.588 | 0 | 159.6 | 0
03.08. | 23 | 275.0646 |  | 103.3894 | 9.588 | 0 | 162.0873 | 0
03.08. | 24 | 274.9034 |  | 107.3735 | 9.588 | 0 | 157.9418 | 0
04.08. | 1 | 277.4148 |  | 109.4705 | 9.588 | 0 | 158.3564 | 0
04.08. | 2 | 278.0415 |  | 109.8899 | 9.588 | 0 | 158.5636 | 0
04.08. | 3 | 276.4882 |  | 109.9947 | 9.588 | 0 | 156.9055 | 0
04.08. | 4 | 274.0888 |  | 108.6317 | 9.588 | 0 | 155.8691 | 0
04.08. | 5 | 278.7682 |  | 109.9947 | 9.588 | 0 | 159.1855 | 0
04.08. | 6 | 282.6942 |  | 108.9462 | 9.588 | 0 | 164.16 | 0
04.08. | 7 | 277.9149 |  | 107.8978 | 9.588 | 0 | 160.4291 | 0
04.08. | 8 | 282.3555 |  | 106.5348 | 9.588 | 0 | 166.2327 | 0
04.08. | 9 | 280.6828 |  | 105.2766 | 9.588 | 0 | 165.8182 | 0
04.08. | 10 | 282.7507 |  | 104.8572 | 9.588 | 0 | 168.3055 | 0
04.08. | 11 | 271.7507 |  | 103.599 | 9.588 | 0 | 158.5636 | 0
04.08. | 12 | 271.2386 |  | 104.1233 | 9.588 | 0 | 157.5273 | 0
04.08. | 13 | 270.3877 |  | 102.236 | 9.588 | 0 | 158.5636 | 0
04.08. | 14 | 268.3319 |  | 103.7039 | 9.588 | 0 | 155.04 | 0
04.08. | 15 | 249.5716 |  | 85.5654 | 9.588 | 0 | 154.4182 | 0
04.08. | 16 | 266.1599 |  | 95.1065 | 9.588 | 0 | 161.4655 | 0
04.08. | 17 | 268.5399 |  | 94.7919 | 9.588 | 0 | 164.16 | 0
04.08. | 18 | 271.9708 |  | 95.7355 | 9.588 | 0 | 166.6473 | 0
04.08. | 19 | 278.0277 |  | 99.7197 | 9.588 | 0 | 168.72 | 0
04.08. | 20 | 281.707 |  | 104.2281 | 9.588 | 0 | 167.8909 | 0
04.08. | 21 | 281.1143 |  | 106.7445 | 9.588 | 0 | 164.7818 | 0
04.08. | 22 | 281.3312 |  | 107.5832 | 9.588 | 0 | 164.16 | 0
04.08. | 23 | 280.2949 |  | 107.5832 | 9.588 | 0 | 163.1236 | 0
04.08. | 24 | 282.2676 |  | 107.8978 | 9.588 | 0 | 164.7818 | 0
05.08. | 1 | 278.0197 |  | 108.0026 | 9.588 | 0 | 160.4291 | 0
05.08. | 2 | 279.9755 |  | 106.8493 | 9.588 | 0 | 163.5382 | 0
05.08. | 3 | 277.9028 |  | 106.8493 | 9.588 | 0 | 161.4655 | 0
05.08. | 4 | 278.4149 |  | 106.3251 | 9.588 | 0 | 162.5018 | 0
05.08. | 5 | 280.8997 |  | 106.1154 | 9.588 | 0 | 165.1964 | 0
05.08. | 6 | 282.3555 |  | 106.5348 | 9.588 | 0 | 166.2327 | 0
05.08. | 7 | 284.4355 |  | 107.1638 | 9.588 | 0 | 167.6836 | 0
05.08. | 8 | 278.9367 |  | 106.6396 | 9.588 | 0 | 162.7091 | 0
05.08. | 9 | 285.7694 |  | 106.0105 | 9.588 | 0 | 170.1709 | 0
05.08. | 10 | 286.3009 |  | 107.1638 | 9.588 | 0 | 169.5491 | 0
05.08. | 11 | 287.1179 |  | 106.1154 | 9.588 | 0 | 171.4145 | 0
05.08. | 12 | 286.6913 |  | 105.0669 | 9.588 | 0 | 172.0364 | 0
05.08. | 13 | 289.3931 |  | 105.696 | 9.588 | 0 | 174.1091 | 0
05.08. | 14 | 286.3864 |  | 105.5911 | 9.588 | 0 | 171.2073 | 0
05.08. | 15 | 285.5549 |  | 105.3814 | 9.588 | 0 | 170.5855 | 0
05.08. | 16 | 285.1476 |  | 106.0105 | 9.588 | 0 | 169.5491 | 0
05.08. | 17 | 281.0973 |  | 105.2766 | 9.588 | 0 | 166.2327 | 0
05.08. | 18 | 282.9773 |  | 106.5348 | 9.588 | 0 | 166.8545 | 0
05.08. | 19 | 285.05 |  | 106.5348 | 9.588 | 0 | 168.9273 | 0
05.08. | 20 | 286.9324 |  | 108.0026 | 9.588 | 0 | 169.3418 | 0
05.08. | 21 | 288.593 |  | 108.2123 | 9.588 | 0 | 170.7927 | 0
05.08. | 22 | 289.327 |  | 108.9462 | 9.588 | 0 | 170.7927 | 0
05.08. | 23 | 287.4615 |  | 108.9462 | 9.588 | 0 | 168.9273 | 0
05.08. | 24 | 283.2233 |  | 109.8899 | 9.588 | 0 | 163.7455 | 0
06.08. | 1 | 286.5421 |  | 110.0996 | 9.588 | 0 | 166.8545 | 0
06.08. | 2 | 290.0706 |  | 110.5189 | 9.588 | 0 | 169.9636 | 0
06.08. | 3 | 289.5463 |  | 109.9947 | 9.588 | 0 | 169.9636 | 0
06.08. | 4 | 289.127 |  | 109.5753 | 9.588 | 0 | 169.9636 | 0
06.08. | 5 | 288.8197 |  | 109.8899 | 9.588 | 0 | 169.3418 | 0
06.08. | 6 | 289.4342 |  | 109.2608 | 9.588 | 0 | 170.5855 | 0
06.08. | 7 | 287.5688 |  | 109.2608 | 9.588 | 0 | 168.72 | 0
06.08. | 8 | 285.2839 |  | 108.8414 | 9.588 | 0 | 166.8545 | 0
06.08. | 9 | 292.8312 |  | 107.2687 | 9.588 | 0 | 175.9745 | 0
06.08. | 10 | 285.4622 |  | 106.3251 | 9.588 | 0 | 169.5491 | 0
06.08. | 11 | 292.7167 |  | 106.3251 | 9.588 | 0 | 176.8036 | 0
06.08. | 12 | 284.8476 |  | 106.9541 | 9.588 | 0 | 168.3055 | 0
06.08. | 13 | 285.15 |  | 106.2202 | 9.588 | 0 | 169.3418 | 0
06.08. | 14 | 287.43 |  | 106.2202 | 9.588 | 0 | 171.6218 | 0
06.08. | 15 | 276.1774 |  | 93.9312 | 9.588 | 0 | 172.6582 | 0
06.08. | 16 | 275.3508 |  | 94.1409 | 9.588 | 0 | 171.6218 | 0
06.08. | 17 | 272.4417 |  | 93.5119 | 9.588 | 0 | 169.3418 | 0
06.08. | 18 | 269.9568 |  | 93.7216 | 9.588 | 0 | 166.6473 | 0
06.08. | 19 | 266.6477 |  | 94.3506 | 9.588 | 0 | 162.7091 | 0
06.08. | 20 | 287.4494 |  | 107.8978 | 9.588 | 0 | 169.9636 | 0
06.08. | 21 | 289.2221 |  | 108.8414 | 9.588 | 0 | 170.7927 | 0
06.08. | 22 | 282.8063 |  | 109.6802 | 9.588 | 0 | 163.5382 | 0
06.08. | 23 | 290.9021 |  | 110.7286 | 9.588 | 0 | 170.5855 | 0
06.08. | 24 | 287.276 |  | 110.8335 | 9.588 | 0 | 166.8545 | 0
07.08. | 1 | 290.9069 |  | 111.148 | 9.588 | 0 | 170.1709 | 0
07.08. | 2 | 291.3191 |  | 110.9383 | 9.588 | 0 | 170.7927 | 0
07.08. | 3 | 294.6451 |  | 111.7771 | 9.588 | 0 | 173.28 | 0
07.08. | 4 | 289.5536 |  | 110.6238 | 9.588 | 0 | 169.3418 | 0
07.08. | 5 | 286.13 |  | 110.3092 | 9.588 | 0 | 166.2327 | 0
07.08. | 6 | 292.3603 |  | 111.3577 | 9.588 | 0 | 171.4145 | 0
07.08. | 7 | 287.5809 |  | 110.3092 | 9.588 | 0 | 167.6836 | 0
07.08. | 8 | 289.1463 |  | 111.2529 | 9.588 | 0 | 168.3055 | 0
07.08. | 9 | 286.5373 |  | 109.6802 | 9.588 | 0 | 167.2691 | 0
07.08. | 10 | 290.3754 |  | 109.9947 | 9.588 | 0 | 170.7927 | 0
07.08. | 11 | 279.2301 |  | 98.0203 | 9.588 | 0 | 171.6218 | 0
07.08. | 12 | 280.5665 |  | 97.0766 | 9.588 | 0 | 173.9018 | 0
07.08. | 13 | 280.0568 |  | 97.8106 | 9.588 | 0 | 172.6582 | 0
07.08. | 14 | 294.6282 |  | 110.3092 | 9.588 | 0 | 174.7309 | 0
07.08. | 15 | 292.3433 |  | 109.8899 | 9.588 | 0 | 172.8655 | 0
07.08. | 16 | 293.3845 |  | 110.3092 | 9.588 | 0 | 173.4873 | 0
07.08. | 17 | 288.1882 |  | 109.0511 | 9.588 | 0 | 169.5491 | 0
07.08. | 18 | 289.7463 |  | 109.3656 | 9.588 | 0 | 170.7927 | 0
07.08. | 19 | 293.5797 |  | 109.2608 | 9.588 | 0 | 174.7309 | 0
07.08. | 20 | 292.0288 |  | 109.5753 | 9.588 | 0 | 172.8655 | 0
07.08. | 21 | 297.3251 |  | 110.5189 | 9.588 | 0 | 177.2182 | 0
07.08. | 22 | 295.4766 |  | 111.9868 | 9.588 | 0 | 173.9018 | 0
07.08. | 23 | 294.3427 |  | 112.511 | 9.588 | 0 | 172.2436 | 0
07.08. | 24 | 296.3057 |  | 111.9868 | 9.588 | 0 | 174.7309 | 0
08.08. | 1 | 294.9524 |  | 111.4626 | 9.588 | 0 | 173.9018 | 0
08.08. | 2 | 293.7208 |  | 112.511 | 9.588 | 0 | 171.6218 | 0
08.08. | 3 | 299.2172 |  | 112.8256 | 9.588 | 0 | 176.8036 | 0
08.08. | 4 | 295.079 |  | 113.4546 | 9.588 | 0 | 172.0364 | 0
08.08. | 5 | 295.9008 |  | 112.8256 | 9.588 | 0 | 173.4873 | 0
08.08. | 6 | 295.4669 |  | 111.148 | 9.588 | 0 | 174.7309 | 0
08.08. | 7 | 297.6542 |  | 112.0916 | 9.588 | 0 | 175.9745 | 0
08.08. | 8 | 294.6282 |  | 110.3092 | 9.588 | 0 | 174.7309 | 0
08.08. | 9 | 294.6306 |  | 110.5189 | 9.588 | 0 | 174.5236 | 0
08.08. | 10 | 269.5114 |  | 83.9489 | 9.588 | 0 | 175.9745 | 0
08.08. | 11 | 281.5931 |  | 96.2379 | 9.588 | 0 | 175.7673 | 0
08.08. | 12 | 292.7579 |  | 109.8899 | 9.588 | 0 | 173.28 | 0
08.08. | 13 | 286.3203 |  | 108.8414 | 9.588 | 0 | 167.8909 | 0
08.08. | 14 | 277.4076 |  | 108.8414 | 9.588 | 0 | 158.9782 | 0
08.08. | 15 | 286.8252 |  | 107.6881 | 9.588 | 0 | 169.5491 | 0
08.08. | 16 | 290.1488 |  | 108.3172 | 9.588 | 0 | 172.2436 | 0
08.08. | 17 | 297.1009 |  | 109.0511 | 9.588 | 0 | 178.4618 | 0
08.08. | 18 | 290.0512 |  | 108.8414 | 9.588 | 0 | 171.6218 | 0
08.08. | 19 | 285.1815 |  | 108.9462 | 9.588 | 0 | 166.6473 | 0
08.08. | 20 | 281.2506 |  | 109.5753 | 9.588 | 0 | 162.0873 | 0
08.08. | 21 | 277.5173 |  | 109.3656 | 9.588 | 0 | 158.5636 | 0
08.08. | 22 | 273.7742 |  | 108.3172 | 9.588 | 0 | 155.8691 | 0
08.08. | 23 | 278.7633 |  | 109.5753 | 9.588 | 0 | 159.6 | 0
08.08. | 24 | 274.7179 |  | 109.2608 | 9.588 | 0 | 155.8691 | 0
09.08. | 1 | 285.9251 |  | 110.5189 | 9.588 | 0 | 165.8182 | 0
09.08. | 2 | 287.5688 |  | 109.2608 | 9.588 | 0 | 168.72 | 0
09.08. | 3 | 286.7276 |  | 108.2123 | 9.588 | 0 | 168.9273 | 0
09.08. | 4 | 286.7348 |  | 108.8414 | 9.588 | 0 | 168.3055 | 0
09.08. | 5 | 284.2306 |  | 107.3735 | 9.588 | 0 | 167.2691 | 0
09.08. | 6 | 286.8397 |  | 108.9462 | 9.588 | 0 | 168.3055 | 0
09.08. | 7 | 277.2882 |  | 107.4784 | 9.588 | 0 | 160.2218 | 0
09.08. | 8 | 277.6858 |  | 106.0105 | 9.588 | 0 | 162.0873 | 0
09.08. | 9 | 277.4809 |  | 106.2202 | 9.588 | 0 | 161.6727 | 0
09.08. | 10 | 279.4512 |  | 106.3251 | 9.588 | 0 | 163.5382 | 0
09.08. | 11 | 282.6531 |  | 105.3814 | 9.588 | 0 | 167.6836 | 0
09.08. | 12 | 281.2949 |  | 104.4378 | 9.588 | 0 | 167.2691 | 0
09.08. | 13 | 279.1173 |  | 104.333 | 9.588 | 0 | 165.1964 | 0
09.08. | 14 | 273.4161 |  | 104.2281 | 9.588 | 0 | 159.6 | 0
09.08. | 15 | 275.9034 |  | 104.2281 | 9.588 | 0 | 162.0873 | 0
09.08. | 16 | 275.7986 |  | 104.1233 | 9.588 | 0 | 162.0873 | 0
09.08. | 17 | 275.6985 |  | 104.4378 | 9.588 | 0 | 161.6727 | 0
09.08. | 18 | 276.0082 |  | 104.333 | 9.588 | 0 | 162.0873 | 0
09.08. | 19 | 277.9761 |  | 104.2281 | 9.588 | 0 | 164.16 | 0
09.08. | 20 | 276.747 |  | 105.4863 | 9.588 | 0 | 161.6727 | 0
09.08. | 21 | 276.1325 |  | 106.1154 | 9.588 | 0 | 160.4291 | 0
09.08. | 22 | 277.7834 |  | 105.4863 | 9.588 | 0 | 162.7091 | 0
09.08. | 23 | 276.5446 |  | 105.9057 | 9.588 | 0 | 161.0509 | 0
09.08. | 24 | 276.5446 |  | 105.9057 | 9.588 | 0 | 161.0509 | 0
10.08. | 1 | 277.0567 |  | 105.3814 | 9.588 | 0 | 162.0873 | 0
10.08. | 2 | 273.55 |  | 106.8493 | 9.588 | 0 | 157.1127 | 0
10.08. | 3 | 277.9076 |  | 107.2687 | 9.588 | 0 | 161.0509 | 0
10.08. | 4 | 275.9325 |  | 106.7445 | 9.588 | 0 | 159.6 | 0
10.08. | 5 | 272.0015 |  | 107.3735 | 9.588 | 0 | 155.04 | 0
10.08. | 6 | 272.7209 |  | 106.8493 | 9.588 | 0 | 156.2836 | 0
10.08. | 7 | 274.6622 |  | 104.4378 | 9.588 | 0 | 160.6364 | 0
10.08. | 8 | 275.2792 |  | 104.0184 | 9.588 | 0 | 161.6727 | 0
10.08. | 9 | 278.6858 |  | 102.8651 | 9.588 | 0 | 166.2327 | 0
10.08. | 10 | 271.766 |  | 95.9452 | 9.588 | 0 | 166.2327 | 0
10.08. | 11 | 277.0131 |  | 101.607 | 9.588 | 0 | 165.8182 | 0
10.08. | 12 | 270.3756 |  | 101.1876 | 9.588 | 0 | 159.6 | 0
10.08. | 13 | 271.0926 |  | 100.4536 | 9.588 | 0 | 161.0509 | 0
10.08. | 14 | 266.0107 |  | 100.1391 | 9.588 | 0 | 156.2836 | 0
10.08. | 15 | 268.2028 |  | 101.5021 | 9.588 | 0 | 157.1127 | 0
10.08. | 16 | 261.8895 |  | 102.236 | 9.588 | 0 | 150.0655 | 0
10.08. | 17 | 264.8107 |  | 103.9136 | 9.588 | 0 | 151.3091 | 0
10.08. | 18 | 268.8561 |  | 104.2281 | 9.588 | 0 | 155.04 | 0
10.08. | 19 | 271.9483 |  | 102.7603 | 9.588 | 0 | 159.6 | 0
10.08. | 20 | 275.984 |  | 102.236 | 9.588 | 0 | 164.16 | 0
10.08. | 21 | 275.7058 |  | 105.0669 | 9.588 | 0 | 161.0509 | 0
10.08. | 22 | 253.7325 |  | 104.8572 | 9.588 | 0 | 139.2873 | 0
10.08. | 23 | 245.9053 |  | 100.1391 | 9.588 | 0 | 136.1782 | 0
10.08. | 24 | 255.5076 |  | 106.0105 | 9.588 | 0 | 139.9091 | 0
11.08. | 1 | 257.8046 |  | 107.4784 | 9.588 | 0 | 140.7382 | 0
11.08. | 2 | 262.8888 |  | 108.0026 | 9.588 | 0 | 145.2982 | 0
11.08. | 3 | 257.2731 |  | 106.3251 | 9.588 | 0 | 141.36 | 0
11.08. | 4 | 260.0749 |  | 106.6396 | 9.588 | 0 | 143.8473 | 0
11.08. | 5 | 255.4149 |  | 106.9541 | 9.588 | 0 | 138.8727 | 0
11.08. | 6 | 271.07 |  | 107.4784 | 9.588 | 0 | 154.0036 | 0
11.08. | 7 | 272.8258 |  | 106.9541 | 9.588 | 0 | 156.2836 | 0
11.08. | 8 | 274.3719 |  | 106.2202 | 9.588 | 0 | 158.5636 | 0
11.08. | 9 | 271.6531 |  | 104.1233 | 9.588 | 0 | 157.9418 | 0
11.08. | 10 | 267.6028 |  | 103.3894 | 9.588 | 0 | 154.6255 | 0
11.08. | 11 | 271.1385 |  | 104.4378 | 9.588 | 0 | 157.1127 | 0
11.08. | 12 | 269.8901 |  | 104.0184 | 9.588 | 0 | 156.2836 | 0
11.08. | 13 | 267.7149 |  | 104.1233 | 9.588 | 0 | 154.0036 | 0
11.08. | 14 | 268.7343 |  | 102.6554 | 9.588 | 0 | 156.4909 | 0
11.08. | 15 | 265.2059 |  | 102.236 | 9.588 | 0 | 153.3818 | 0
11.08. | 16 | 270.9192 |  | 103.3894 | 9.588 | 0 | 157.9418 | 0
11.08. | 17 | 266.6737 |  | 103.7039 | 9.588 | 0 | 153.3818 | 0
11.08. | 18 | 265.6446 |  | 104.333 | 9.588 | 0 | 151.7236 | 0
11.08. | 19 | 269.6852 |  | 104.2281 | 9.588 | 0 | 155.8691 | 0
11.08. | 20 | 278.3149 |  | 106.6396 | 9.588 | 0 | 162.0873 | 0
11.08. | 21 | 278.0003 |  | 106.3251 | 9.588 | 0 | 162.0873 | 0
11.08. | 22 | 259.4676 |  | 107.8978 | 9.588 | 0 | 141.9818 | 0
11.08. | 23 | 248.1933 |  | 91.8562 | 9.588 | 0 | 146.7491 | 0
11.08. | 24 | 258.1046 |  | 106.5348 | 9.588 | 0 | 141.9818 | 0
12.08. | 1 | 259.9749 |  | 106.9541 | 9.588 | 0 | 143.4327 | 0
12.08. | 2 | 248.0836 |  | 91.332 | 9.588 | 0 | 147.1636 | 0
12.08. | 3 | 245.9939 |  | 89.8641 | 9.588 | 0 | 146.5418 | 0
12.08. | 4 | 249.02 |  | 91.6465 | 9.588 | 0 | 147.7855 | 0
12.08. | 5 | 251.4 |  | 91.332 | 9.588 | 0 | 150.48 | 0
12.08. | 6 | 268.4028 |  | 100.873 | 9.588 | 0 | 157.9418 | 0
12.08. | 7 | 281.0409 |  | 109.3656 | 9.588 | 0 | 162.0873 | 0
12.08. | 8 | 275.63 |  | 107.4784 | 9.588 | 0 | 158.5636 | 0
12.08. | 9 | 274.6009 |  | 108.1075 | 9.588 | 0 | 156.9055 | 0
12.08. | 10 | 276.3446 |  | 106.5348 | 9.588 | 0 | 160.2218 | 0
12.08. | 11 | 282.0482 |  | 106.8493 | 9.588 | 0 | 165.6109 | 0
12.08. | 12 | 286.8203 |  | 107.2687 | 9.588 | 0 | 169.9636 | 0
12.08. | 13 | 286.4058 |  | 107.2687 | 9.588 | 0 | 169.5491 | 0
12.08. | 14 | 283.3918 |  | 106.5348 | 9.588 | 0 | 167.2691 | 0
12.08. | 15 | 279.4512 |  | 106.3251 | 9.588 | 0 | 163.5382 | 0
12.08. | 16 | 280.9118 |  | 107.1638 | 9.588 | 0 | 164.16 | 0
12.08. | 17 | 283.7185 |  | 107.8978 | 9.588 | 0 | 166.2327 | 0
12.08. | 18 | 284.0258 |  | 107.5832 | 9.588 | 0 | 166.8545 | 0
12.08. | 19 | 285.2839 |  | 108.8414 | 9.588 | 0 | 166.8545 | 0
12.08. | 20 | 283.7354 |  | 109.3656 | 9.588 | 0 | 164.7818 | 0
12.08. | 21 | 281.0409 |  | 109.3656 | 9.588 | 0 | 162.0873 | 0
12.08. | 22 | 275.7663 |  | 110.3092 | 9.588 | 0 | 155.8691 | 0
12.08. | 23 | 283.4403 |  | 110.7286 | 9.588 | 0 | 163.1236 | 0
12.08. | 24 | 285.5057 |  | 110.0996 | 9.588 | 0 | 165.8182 | 0
13.08. | 1 | 287.1784 |  | 111.3577 | 9.588 | 0 | 166.2327 | 0
13.08. | 2 | 279.2052 |  | 102.97 | 9.588 | 0 | 166.6473 | 0
13.08. | 3 | 284.5403 |  | 107.2687 | 9.588 | 0 | 167.6836 | 0
13.08. | 4 | 283.55 |  | 111.2529 | 9.588 | 0 | 162.7091 | 0
13.08. | 5 | 283.75 |  | 110.6238 | 9.588 | 0 | 163.5382 | 0
13.08. | 6 | 282.1942 |  | 110.5189 | 9.588 | 0 | 162.0873 | 0
13.08. | 7 | 281.67 |  | 109.9947 | 9.588 | 0 | 162.0873 | 0
13.08. | 8 | 280.7264 |  | 109.0511 | 9.588 | 0 | 162.0873 | 0
13.08. | 9 | 284.1451 |  | 108.9462 | 9.588 | 0 | 165.6109 | 0
13.08. | 10 | 281.9797 |  | 109.8899 | 9.588 | 0 | 162.5018 | 0
13.08. | 11 | 270.9222 |  | 96.5524 | 9.588 | 0 | 164.7818 | 0
13.08. | 12 | 270.7077 |  | 95.9233 | 9.588 | 0 | 165.1964 | 0
13.08. | 13 | 286.6227 |  | 108.1075 | 9.588 | 0 | 168.9273 | 0
13.08. | 14 | 269.3447 |  | 94.5603 | 9.588 | 0 | 165.1964 | 0
13.08. | 15 | 283.8161 |  | 107.3735 | 9.588 | 0 | 166.8545 | 0
13.08. | 16 | 283.6064 |  | 107.1638 | 9.588 | 0 | 166.8545 | 0
13.08. | 17 | 279.9803 |  | 107.2687 | 9.588 | 0 | 163.1236 | 0
13.08. | 18 | 275.5203 |  | 106.9541 | 9.588 | 0 | 158.9782 | 0
13.08. | 19 | 282.4918 |  | 109.3656 | 9.588 | 0 | 163.5382 | 0
13.08. | 20 | 279.1609 |  | 108.1075 | 9.588 | 0 | 161.4655 | 0
13.08. | 21 | 279.9069 |  | 109.8899 | 9.588 | 0 | 160.4291 | 0
13.08. | 22 | 281.9845 |  | 110.3092 | 9.588 | 0 | 162.0873 | 0
13.08. | 23 | 282.5136 |  | 111.2529 | 9.588 | 0 | 161.6727 | 0
13.08. | 24 | 284.896 |  | 111.148 | 9.588 | 0 | 164.16 | 0
14.08. | 1 | 283.4475 |  | 111.3577 | 9.588 | 0 | 162.5018 | 0
14.08. | 2 | 281.7918 |  | 111.5674 | 9.588 | 0 | 160.6364 | 0
14.08. | 3 | 284.1863 |  | 112.511 | 9.588 | 0 | 162.0873 | 0
14.08. | 4 | 286.6615 |  | 111.4626 | 9.588 | 0 | 165.6109 | 0
14.08. | 5 | 281.8918 |  | 111.2529 | 9.588 | 0 | 161.0509 | 0
14.08. | 6 | 277.8512 |  | 111.3577 | 9.588 | 0 | 156.9055 | 0
14.08. | 7 | 277.5245 |  | 109.9947 | 9.588 | 0 | 157.9418 | 0
14.08. | 8 | 277.3027 |  | 108.7365 | 9.588 | 0 | 158.9782 | 0
14.08. | 9 | 277.4076 |  | 108.8414 | 9.588 | 0 | 158.9782 | 0
14.08. | 10 | 271.3119 |  | 101.5021 | 9.588 | 0 | 160.2218 | 0
14.08. | 11 | 276.5083 |  | 102.7603 | 9.588 | 0 | 164.16 | 0
14.08. | 12 | 281.2312 |  | 107.8978 | 9.588 | 0 | 163.7455 | 0
14.08. | 13 | 288.0785 |  | 108.5268 | 9.588 | 0 | 169.9636 | 0
14.08. | 14 | 282.2676 |  | 107.8978 | 9.588 | 0 | 164.7818 | 0
14.08. | 15 | 283.3039 |  | 107.8978 | 9.588 | 0 | 165.8182 | 0
14.08. | 16 | 284.6549 |  | 108.2123 | 9.588 | 0 | 166.8545 | 0
14.08. | 17 | 283.8161 |  | 107.3735 | 9.588 | 0 | 166.8545 | 0
14.08. | 18 | 284.5524 |  | 108.3172 | 9.588 | 0 | 166.6473 | 0
14.08. | 19 | 283.9209 |  | 107.4784 | 9.588 | 0 | 166.8545 | 0
14.08. | 20 | 284.667 |  | 109.2608 | 9.588 | 0 | 165.8182 | 0
14.08. | 21 | 275.7421 |  | 108.2123 | 9.588 | 0 | 157.9418 | 0
14.08. | 22 | 278.9779 |  | 110.2044 | 9.588 | 0 | 159.1855 | 0
14.08. | 23 | 272.4451 |  | 109.8899 | 9.588 | 0 | 152.9673 | 0
14.08. | 24 | 273.913 |  | 111.3577 | 9.588 | 0 | 152.9673 | 0
15.08. | 1 | 270.9087 |  | 111.4626 | 9.588 | 0 | 149.8582 | 0
15.08. | 2 | 277.6391 |  | 110.9383 | 9.588 | 0 | 157.1127 | 0
15.08. | 3 | 276.7027 |  | 110.6238 | 9.588 | 0 | 156.4909 | 0
15.08. | 4 | 276.9124 |  | 110.8335 | 9.588 | 0 | 156.4909 | 0
15.08. | 5 | 266.0495 |  | 103.4942 | 9.588 | 0 | 152.9673 | 0
15.08. | 6 | 276.4712 |  | 108.5268 | 9.588 | 0 | 158.3564 | 0
15.08. | 7 | 280.953 |  | 110.7286 | 9.588 | 0 | 160.6364 | 0
15.08. | 8 | 277.1051 |  | 109.5753 | 9.588 | 0 | 157.9418 | 0
15.08. | 9 | 282.287 |  | 109.5753 | 9.588 | 0 | 163.1236 | 0
15.08. | 10 | 279.6779 |  | 108.0026 | 9.588 | 0 | 162.0873 | 0
15.08. | 11 | 286.4155 |  | 108.1075 | 9.588 | 0 | 168.72 | 0
15.08. | 12 | 285.496 |  | 109.2608 | 9.588 | 0 | 166.6473 | 0
15.08. | 13 | 290.7851 |  | 109.5753 | 9.588 | 0 | 171.6218 | 0
15.08. | 14 | 289.6367 |  | 108.8414 | 9.588 | 0 | 171.2073 | 0
15.08. | 15 | 283.7354 |  | 109.3656 | 9.588 | 0 | 164.7818 | 0
15.08. | 16 | 282.9088 |  | 109.5753 | 9.588 | 0 | 163.7455 | 0
15.08. | 17 | 288.3027 |  | 109.9947 | 9.588 | 0 | 168.72 | 0
15.08. | 18 | 290.0633 |  | 109.8899 | 9.588 | 0 | 170.5855 | 0
15.08. | 19 | 291.8288 |  | 110.2044 | 9.588 | 0 | 172.0364 | 0
15.08. | 20 | 288.6076 |  | 109.4705 | 9.588 | 0 | 169.5491 | 0
15.08. | 21 | 289.6584 |  | 110.7286 | 9.588 | 0 | 169.3418 | 0
15.08. | 22 | 288.2148 |  | 111.3577 | 9.588 | 0 | 167.2691 | 0
15.08. | 23 | 290.7142 |  | 112.4062 | 9.588 | 0 | 168.72 | 0
15.08. | 24 | 291.5505 |  | 113.0353 | 9.588 | 0 | 168.9273 | 0
16.08. | 1 | 289.4657 |  | 111.9868 | 9.588 | 0 | 167.8909 | 0
16.08. | 2 | 291.6505 |  | 112.7207 | 9.588 | 0 | 169.3418 | 0
16.08. | 3 | 292.2724 |  | 112.7207 | 9.588 | 0 | 169.9636 | 0
16.08. | 4 | 286.4615 |  | 112.0916 | 9.588 | 0 | 164.7818 | 0
16.08. | 5 | 289.2584 |  | 111.9868 | 9.588 | 0 | 167.6836 | 0
16.08. | 6 | 287.8075 |  | 111.9868 | 9.588 | 0 | 166.2327 | 0
16.08. | 7 | 284.4815 |  | 111.148 | 9.588 | 0 | 163.7455 | 0
16.08. | 8 | 282.5942 |  | 109.2608 | 9.588 | 0 | 163.7455 | 0
16.08. | 9 | 282.687 |  | 108.3172 | 9.588 | 0 | 164.7818 | 0
16.08. | 10 | 279.7876 |  | 108.5268 | 9.588 | 0 | 161.6727 | 0
16.08. | 11 | 280.6215 |  | 108.9462 | 9.588 | 0 | 162.0873 | 0
16.08. | 12 | 283.3064 |  | 108.1075 | 9.588 | 0 | 165.6109 | 0
16.08. | 13 | 278.1221 |  | 107.8978 | 9.588 | 0 | 160.6364 | 0
16.08. | 14 | 283.3967 |  | 106.9541 | 9.588 | 0 | 166.8545 | 0
16.08. | 15 | 280.2828 |  | 106.5348 | 9.588 | 0 | 164.16 | 0
16.08. | 16 | 285.2597 |  | 106.7445 | 9.588 | 0 | 168.9273 | 0
16.08. | 17 | 272.8611 |  | 93.9312 | 9.588 | 0 | 169.3418 | 0
16.08. | 18 | 273.6974 |  | 94.5603 | 9.588 | 0 | 169.5491 | 0
16.08. | 19 | 278.552 |  | 100.244 | 9.588 | 0 | 168.72 | 0
16.08. | 20 | 275.8671 |  | 101.0827 | 9.588 | 0 | 165.1964 | 0
16.08. | 21 | 274.4234 |  | 101.7118 | 9.588 | 0 | 163.1236 | 0
16.08. | 22 | 277.3301 |  | 102.1312 | 9.588 | 0 | 165.6109 | 0
16.08. | 23 | 278.5762 |  | 102.3409 | 9.588 | 0 | 166.6473 | 0
16.08. | 24 | 281.2707 |  | 102.3409 | 9.588 | 0 | 169.3418 | 0
17.08. | 1 | 279.6174 |  | 102.7603 | 9.588 | 0 | 167.2691 | 0
17.08. | 2 | 279.5125 |  | 102.6554 | 9.588 | 0 | 167.2691 | 0
17.08. | 3 | 278.1665 |  | 102.7603 | 9.588 | 0 | 165.8182 | 0
17.08. | 4 | 276.101 |  | 103.3894 | 9.588 | 0 | 163.1236 | 0
17.08. | 5 | 275.4792 |  | 103.3894 | 9.588 | 0 | 162.5018 | 0
17.08. | 6 | 273.1943 |  | 102.97 | 9.588 | 0 | 160.6364 | 0
17.08. | 7 | 270.3804 |  | 101.607 | 9.588 | 0 | 159.1855 | 0
17.08. | 8 | 275.2501 |  | 101.5021 | 9.588 | 0 | 164.16 | 0
17.08. | 9 | 280.6319 |  | 100.873 | 9.588 | 0 | 170.1709 | 0
17.08. | 10 | 278.8568 |  | 99.7197 | 9.588 | 0 | 169.5491 | 0
17.08. | 11 | 277.7132 |  | 99.4052 | 9.588 | 0 | 168.72 | 0
17.08. | 12 | 275.7332 |  | 98.4616 | 9.588 | 0 | 167.6836 | 0
17.08. | 13 | 279.2544 |  | 98.2519 | 9.588 | 0 | 171.4145 | 0
17.08. | 14 | 279.9811 |  | 98.3567 | 9.588 | 0 | 172.0364 | 0
17.08. | 15 | 280.0835 |  | 98.2519 | 9.588 | 0 | 172.2436 | 0
17.08. | 16 | 280.498 |  | 98.2519 | 9.588 | 0 | 172.6582 | 0
17.08. | 17 | 285.3726 |  | 98.5664 | 9.588 | 0 | 177.2182 | 0
17.08. | 18 | 285.2726 |  | 98.8809 | 9.588 | 0 | 176.8036 | 0
17.08. | 19 | 286.8404 |  | 100.0343 | 9.588 | 0 | 177.2182 | 0
17.08. | 20 | 284.7726 |  | 100.4536 | 9.588 | 0 | 174.7309 | 0
17.08. | 21 | 284.475 |  | 101.607 | 9.588 | 0 | 173.28 | 0
17.08. | 22 | 283.9556 |  | 101.5021 | 9.588 | 0 | 172.8655 | 0
17.08. | 23 | 284.6822 |  | 101.607 | 9.588 | 0 | 173.4873 | 0
17.08. | 24 | 287.1792 |  | 102.4457 | 9.588 | 0 | 175.1455 | 0
18.08. | 1 | 283.4507 |  | 102.6554 | 9.588 | 0 | 171.2073 | 0
18.08. | 2 | 284.6968 |  | 102.8651 | 9.588 | 0 | 172.2436 | 0
18.08. | 3 | 282.6531 |  | 105.3814 | 9.588 | 0 | 167.6836 | 0
18.08. | 4 | 288.4785 |  | 107.2687 | 9.588 | 0 | 171.6218 | 0
18.08. | 5 | 291.8433 |  | 111.4626 | 9.588 | 0 | 170.7927 | 0
18.08. | 6 | 294.516 |  | 109.5753 | 9.588 | 0 | 175.3527 | 0
18.08. | 7 | 289.7391 |  | 108.7365 | 9.588 | 0 | 171.4145 | 0
18.08. | 8 | 292.5409 |  | 109.0511 | 9.588 | 0 | 173.9018 | 0
18.08. | 9 | 283.7258 |  | 108.5268 | 9.588 | 0 | 165.6109 | 0
18.08. | 10 | 282.67 |  | 106.8493 | 9.588 | 0 | 166.2327 | 0
18.08. | 11 | 285.884 |  | 106.9541 | 9.588 | 0 | 169.3418 | 0
18.08. | 12 | 285.7694 |  | 106.0105 | 9.588 | 0 | 170.1709 | 0
18.08. | 13 | 284.4282 |  | 106.5348 | 9.588 | 0 | 168.3055 | 0
18.08. | 14 | 286.9106 |  | 106.1154 | 9.588 | 0 | 171.2073 | 0
18.08. | 15 | 277.981 |  | 104.6475 | 9.588 | 0 | 163.7455 | 0
18.08. | 16 | 272.6016 |  | 105.4863 | 9.588 | 0 | 157.5273 | 0
18.08. | 17 | 283.0773 |  | 106.2202 | 9.588 | 0 | 167.2691 | 0
18.08. | 18 | 283.7991 |  | 105.9057 | 9.588 | 0 | 168.3055 | 0
18.08. | 19 | 285.1549 |  | 106.6396 | 9.588 | 0 | 168.9273 | 0
18.08. | 20 | 286.2961 |  | 106.7445 | 9.588 | 0 | 169.9636 | 0
18.08. | 21 | 291.9021 |  | 107.5832 | 9.588 | 0 | 174.7309 | 0
18.08. | 22 | 289.1979 |  | 106.7445 | 9.588 | 0 | 172.8655 | 0
18.08. | 23 | 290.1488 |  | 108.3172 | 9.588 | 0 | 172.2436 | 0
18.08. | 24 | 291.19 |  | 108.7365 | 9.588 | 0 | 172.8655 | 0
19.08. | 1 | 289.2076 |  | 107.5832 | 9.588 | 0 | 172.0364 | 0
19.08. | 2 | 290.1512 |  | 108.5268 | 9.588 | 0 | 172.0364 | 0
19.08. | 3 | 290.6658 |  | 108.2123 | 9.588 | 0 | 172.8655 | 0
19.08. | 4 | 289.9488 |  | 108.9462 | 9.588 | 0 | 171.4145 | 0
19.08. | 5 | 286.4082 |  | 107.4784 | 9.588 | 0 | 169.3418 | 0
19.08. | 6 | 287.8688 |  | 108.3172 | 9.588 | 0 | 169.9636 | 0
19.08. | 7 | 283.8749 |  | 103.4942 | 9.588 | 0 | 170.7927 | 0
19.08. | 8 | 289.1076 |  | 107.8978 | 9.588 | 0 | 171.6218 | 0
19.08. | 9 | 289.0858 |  | 106.0105 | 9.588 | 0 | 173.4873 | 0
19.08. | 10 | 288.6591 |  | 104.9621 | 9.588 | 0 | 174.1091 | 0
19.08. | 11 | 288.1422 |  | 105.0669 | 9.588 | 0 | 173.4873 | 0
19.08. | 12 | 292.1876 |  | 105.3814 | 9.588 | 0 | 177.2182 | 0
19.08. | 13 | 290.5246 |  | 104.9621 | 9.588 | 0 | 175.9745 | 0
19.08. | 14 | 293.4313 |  | 105.3814 | 9.588 | 0 | 178.4618 | 0
19.08. | 15 | 296.45 |  | 106.5348 | 9.588 | 0 | 180.3273 | 0
19.08. | 16 | 292.2046 |  | 106.8493 | 9.588 | 0 | 175.7673 | 0
19.08. | 17 | 289.6052 |  | 106.1154 | 9.588 | 0 | 173.9018 | 0
19.08. | 18 | 293.2506 |  | 107.6881 | 9.588 | 0 | 175.9745 | 0
19.08. | 19 | 291.4827 |  | 107.1638 | 9.588 | 0 | 174.7309 | 0
19.08. | 20 | 279.2585 |  | 107.5832 | 9.588 | 0 | 162.0873 | 0
19.08. | 21 | 283.7185 |  | 107.8978 | 9.588 | 0 | 166.2327 | 0
19.08. | 22 | 294.7015 |  | 107.6881 | 9.588 | 0 | 177.4255 | 0
19.08. | 23 | 289.6367 |  | 108.8414 | 9.588 | 0 | 171.2073 | 0
19.08. | 24 | 289.0076 |  | 108.2123 | 9.588 | 0 | 171.2073 | 0
20.08. | 1 | 289.2245 |  | 109.0511 | 9.588 | 0 | 170.5855 | 0
20.08. | 2 | 290.473 |  | 109.4705 | 9.588 | 0 | 171.4145 | 0
20.08. | 3 | 290.5682 |  | 108.7365 | 9.588 | 0 | 172.2436 | 0
20.08. | 4 | 275.0203 |  | 108.5268 | 9.588 | 0 | 156.9055 | 0
20.08. | 5 | 282.2797 |  | 108.9462 | 9.588 | 0 | 163.7455 | 0
20.08. | 6 | 292.1409 |  | 110.3092 | 9.588 | 0 | 172.2436 | 0
20.08. | 7 | 294.5233 |  | 110.2044 | 9.588 | 0 | 174.7309 | 0
20.08. | 8 | 289.1245 |  | 109.3656 | 9.588 | 0 | 170.1709 | 0
20.08. | 9 | 290.1682 |  | 109.9947 | 9.588 | 0 | 170.5855 | 0
20.08. | 10 | 296.7936 |  | 109.3656 | 9.588 | 0 | 177.84 | 0
20.08. | 11 | 293.2482 |  | 107.4784 | 9.588 | 0 | 176.1818 | 0
20.08. | 12 | 291.3924 |  | 108.3172 | 9.588 | 0 | 173.4873 | 0
20.08. | 13 | 294.5088 |  | 108.9462 | 9.588 | 0 | 175.9745 | 0
20.08. | 14 | 296.4863 |  | 109.6802 | 9.588 | 0 | 177.2182 | 0
20.08. | 15 | 297.513 |  | 108.8414 | 9.588 | 0 | 179.0836 | 0
20.08. | 16 | 296.5888 |  | 109.5753 | 9.588 | 0 | 177.4255 | 0
20.08. | 17 | 293.4918 |  | 110.6238 | 9.588 | 0 | 173.28 | 0
20.08. | 18 | 295.1524 |  | 110.8335 | 9.588 | 0 | 174.7309 | 0
20.08. | 19 | 303.7699 |  | 112.1965 | 9.588 | 0 | 181.9855 | 0
20.08. | 20 | 301.4045 |  | 113.7692 | 9.588 | 0 | 178.0473 | 0
20.08. | 21 | 294.1427 |  | 113.1401 | 9.588 | 0 | 171.4145 | 0
20.08. | 22 | 282.6354 |  | 112.8256 | 9.588 | 0 | 160.2218 | 0
20.08. | 23 | 274.8711 |  | 113.5595 | 9.588 | 0 | 151.7236 | 0
20.08. | 24 | 285.859 |  | 113.7692 | 9.588 | 0 | 162.5018 | 0
21.08. | 1 | 295.0766 |  | 113.245 | 9.588 | 0 | 172.2436 | 0
21.08. | 2 | 297.259 |  | 113.7692 | 9.588 | 0 | 173.9018 | 0
21.08. | 3 | 294.8693 |  | 113.245 | 9.588 | 0 | 172.0364 | 0
21.08. | 4 | 292.382 |  | 113.245 | 9.588 | 0 | 169.5491 | 0
21.08. | 5 | 291.4481 |  | 113.1401 | 9.588 | 0 | 168.72 | 0
21.08. | 6 | 286.9857 |  | 112.6159 | 9.588 | 0 | 164.7818 | 0
21.08. | 7 | 286.6833 |  | 113.3498 | 9.588 | 0 | 163.7455 | 0
21.08. | 8 | 283.4596 |  | 112.4062 | 9.588 | 0 | 161.4655 | 0
21.08. | 9 | 287.1833 |  | 111.7771 | 9.588 | 0 | 165.8182 | 0
21.08. | 10 | 284.9936 |  | 110.6238 | 9.588 | 0 | 164.7818 | 0
21.08. | 11 | 260.9987 |  | 82.6907 | 9.588 | 0 | 168.72 | 0
21.08. | 12 | 280.5665 |  | 97.0766 | 9.588 | 0 | 173.9018 | 0
21.08. | 13 | 268.1726 |  | 84.6828 | 9.588 | 0 | 173.9018 | 0
21.08. | 14 | 266.8169 |  | 83.9489 | 9.588 | 0 | 173.28 | 0
21.08. | 15 | 276.8235 |  | 96.0282 | 9.588 | 0 | 171.2073 | 0
21.08. | 16 | 284.1725 |  | 102.3409 | 9.588 | 0 | 172.2436 | 0
21.08. | 17 | 275.5847 |  | 96.4476 | 9.588 | 0 | 169.5491 | 0
21.08. | 18 | 282.287 |  | 109.5753 | 9.588 | 0 | 163.1236 | 0
21.08. | 19 | 284.8839 |  | 110.0996 | 9.588 | 0 | 165.1964 | 0
21.08. | 20 | 287.5906 |  | 111.148 | 9.588 | 0 | 166.8545 | 0
21.08. | 21 | 286.2397 |  | 110.8335 | 9.588 | 0 | 165.8182 | 0
21.08. | 22 | 283.4572 |  | 112.1965 | 9.588 | 0 | 161.6727 | 0
21.08. | 23 | 285.1227 |  | 112.8256 | 9.588 | 0 | 162.7091 | 0
21.08. | 24 | 287.4051 |  | 113.0353 | 9.588 | 0 | 164.7818 | 0
22.08. | 1 | 283.4717 |  | 113.4546 | 9.588 | 0 | 160.4291 | 0
22.08. | 2 | 283.4645 |  | 112.8256 | 9.588 | 0 | 161.0509 | 0
22.08. | 3 | 284.9154 |  | 112.8256 | 9.588 | 0 | 162.5018 | 0
22.08. | 4 | 283.062 |  | 113.874 | 9.588 | 0 | 159.6 | 0
22.08. | 5 | 284.7105 |  | 113.0353 | 9.588 | 0 | 162.0873 | 0
22.08. | 6 | 287.8148 |  | 112.6159 | 9.588 | 0 | 165.6109 | 0
22.08. | 7 | 289.0584 |  | 112.6159 | 9.588 | 0 | 166.8545 | 0
22.08. | 8 | 286.1542 |  | 112.4062 | 9.588 | 0 | 164.16 | 0
22.08. | 9 | 284.8033 |  | 112.0916 | 9.588 | 0 | 163.1236 | 0
22.08. | 10 | 285.3081 |  | 110.9383 | 9.588 | 0 | 164.7818 | 0
22.08. | 11 | 282.5088 |  | 110.8335 | 9.588 | 0 | 162.0873 | 0
22.08. | 12 | 282.2015 |  | 111.148 | 9.588 | 0 | 161.4655 | 0
22.08. | 13 | 284.8888 |  | 110.5189 | 9.588 | 0 | 164.7818 | 0
22.08. | 14 | 292.3578 |  | 111.148 | 9.588 | 0 | 171.6218 | 0
22.08. | 15 | 285.3033 |  | 110.5189 | 9.588 | 0 | 165.1964 | 0
22.08. | 16 | 285.0081 |  | 111.8819 | 9.588 | 0 | 163.5382 | 0
22.08. | 17 | 288.1027 |  | 110.6238 | 9.588 | 0 | 167.8909 | 0
22.08. | 18 | 291.9506 |  | 111.7771 | 9.588 | 0 | 170.5855 | 0
22.08. | 19 | 290.4948 |  | 111.3577 | 9.588 | 0 | 169.5491 | 0
22.08. | 20 | 292.2651 |  | 112.0916 | 9.588 | 0 | 170.5855 | 0
22.08. | 21 | 291.5457 |  | 112.6159 | 9.588 | 0 | 169.3418 | 0
22.08. | 22 | 268.6327 |  | 93.8483 | 9.588 | 0 | 165.1964 | 0
22.08. | 23 | 269.3617 |  | 94.1628 | 9.588 | 0 | 165.6109 | 0
22.08. | 24 | 273.4903 |  | 92.695 | 9.588 | 0 | 171.2073 | 0
23.08. | 1 | 274.0193 |  | 93.6386 | 9.588 | 0 | 170.7927 | 0
23.08. | 2 | 271.8466 |  | 93.9531 | 9.588 | 0 | 168.3055 | 0
23.08. | 3 | 270.386 |  | 93.1144 | 9.588 | 0 | 167.6836 | 0
23.08. | 4 | 270.7933 |  | 92.4853 | 9.588 | 0 | 168.72 | 0
23.08. | 5 | 264.7775 |  | 92.0659 | 9.588 | 0 | 163.1236 | 0
23.08. | 6 | 267.0721 |  | 93.3241 | 9.588 | 0 | 164.16 | 0
23.08. | 7 | 271.4321 |  | 93.9531 | 9.588 | 0 | 167.8909 | 0
23.08. | 8 | 276.1896 |  | 93.1144 | 9.588 | 0 | 173.4873 | 0
23.08. | 9 | 256.6051 |  | 75.3953 | 9.588 | 0 | 171.6218 | 0
23.08. | 10 | 271.6321 |  | 93.3241 | 9.588 | 0 | 168.72 | 0
23.08. | 11 | 275.7775 |  | 93.3241 | 9.588 | 0 | 172.8655 | 0
23.08. | 12 | 274.1145 |  | 92.9047 | 9.588 | 0 | 171.6218 | 0
23.08. | 13 | 275.0533 |  | 93.4289 | 9.588 | 0 | 172.0364 | 0
23.08. | 14 | 274.6654 |  | 95.7355 | 9.588 | 0 | 169.3418 | 0
23.08. | 15 | 279.4254 |  | 95.1065 | 9.588 | 0 | 174.7309 | 0
23.08. | 16 | 281.4029 |  | 95.8404 | 9.588 | 0 | 175.9745 | 0
23.08. | 17 | 282.3393 |  | 96.1549 | 9.588 | 0 | 176.5964 | 0
23.08. | 18 | 284.412 |  | 96.1549 | 9.588 | 0 | 178.6691 | 0
23.08. | 19 | 283.1684 |  | 96.1549 | 9.588 | 0 | 177.4255 | 0
23.08. | 20 | 283.5805 |  | 95.9452 | 9.588 | 0 | 178.0473 | 0
23.08. | 21 | 279.6302 |  | 94.8968 | 9.588 | 0 | 175.1455 | 0
23.08. | 22 | 280.1666 |  | 96.4695 | 9.588 | 0 | 174.1091 | 0
23.08. | 23 | 277.055 |  | 96.2598 | 9.588 | 0 | 171.2073 | 0
23.08. | 24 | 278.1963 |  | 96.3646 | 9.588 | 0 | 172.2436 | 0
24.08. | 1 | 282.1296 |  | 95.9452 | 9.588 | 0 | 176.5964 | 0
24.08. | 2 | 281.3126 |  | 96.9937 | 9.588 | 0 | 174.7309 | 0
24.08. | 3 | 280.5859 |  | 96.8889 | 9.588 | 0 | 174.1091 | 0
24.08. | 4 | 279.4278 |  | 95.3162 | 9.588 | 0 | 174.5236 | 0
24.08. | 5 | 277.7575 |  | 94.2677 | 9.588 | 0 | 173.9018 | 0
24.08. | 6 | 261.3796 |  | 76.0243 | 9.588 | 0 | 175.7673 | 0
24.08. | 7 | 262.6378 |  | 77.2825 | 9.588 | 0 | 175.7673 | 0
24.08. | 8 | 279.0794 |  | 92.0659 | 9.588 | 0 | 177.4255 | 0
24.08. | 9 | 279.0084 |  | 94.8968 | 9.588 | 0 | 174.5236 | 0
24.08. | 10 | 281.4005 |  | 95.6307 | 9.588 | 0 | 176.1818 | 0
24.08. | 11 | 282.3393 |  | 96.1549 | 9.588 | 0 | 176.5964 | 0
24.08. | 12 | 278.806 |  | 95.3162 | 9.588 | 0 | 173.9018 | 0
24.08. | 13 | 282.0296 |  | 96.2598 | 9.588 | 0 | 176.1818 | 0
24.08. | 14 | 275.4944 |  | 95.7355 | 9.588 | 0 | 170.1709 | 0
24.08. | 15 | 277.0429 |  | 95.2113 | 9.588 | 0 | 172.2436 | 0
24.08. | 16 | 284.5048 |  | 95.2113 | 9.588 | 0 | 179.7055 | 0
24.08. | 17 | 280.4593 |  | 94.8968 | 9.588 | 0 | 175.9745 | 0
24.08. | 18 | 278.1817 |  | 95.1065 | 9.588 | 0 | 173.4873 | 0
24.08. | 19 | 280.0544 |  | 95.7355 | 9.588 | 0 | 174.7309 | 0
24.08. | 20 | 279.3278 |  | 95.6307 | 9.588 | 0 | 174.1091 | 0
24.08. | 21 | 279.6351 |  | 95.3162 | 9.588 | 0 | 174.7309 | 0
24.08. | 22 | 281.6029 |  | 95.2113 | 9.588 | 0 | 176.8036 | 0
24.08. | 23 | 277.5696 |  | 95.9452 | 9.588 | 0 | 172.0364 | 0
24.08. | 24 | 279.4544 |  | 97.6228 | 9.588 | 0 | 172.2436 | 0
25.08. | 1 | 274.3169 |  | 92.4853 | 9.588 | 0 | 172.2436 | 0
25.08. | 2 | 278.8132 |  | 95.9452 | 9.588 | 0 | 173.28 | 0
25.08. | 3 | 274.1532 |  | 96.2598 | 9.588 | 0 | 168.3055 | 0
25.08. | 4 | 273.0048 |  | 95.5258 | 9.588 | 0 | 167.8909 | 0
25.08. | 5 | 274.2508 |  | 95.7355 | 9.588 | 0 | 168.9273 | 0
25.08. | 6 | 280.6714 |  | 95.3162 | 9.588 | 0 | 175.7673 | 0
25.08. | 7 | 273.2266 |  | 96.784 | 9.588 | 0 | 166.8545 | 0
25.08. | 8 | 279.4399 |  | 96.3646 | 9.588 | 0 | 173.4873 | 0
25.08. | 9 | 280.7956 |  | 97.0985 | 9.588 | 0 | 174.1091 | 0
25.08. | 10 | 273.0193 |  | 96.784 | 9.588 | 0 | 166.6473 | 0
25.08. | 11 | 264.2855 |  | 85.3557 | 9.588 | 0 | 169.3418 | 0
25.08. | 12 | 276.9575 |  | 96.784 | 9.588 | 0 | 170.5855 | 0
25.08. | 13 | 270.6739 |  | 91.1223 | 9.588 | 0 | 169.9636 | 0
25.08. | 14 | 260.466 |  | 95.6307 | 9.588 | 0 | 155.2473 | 0
25.08. | 15 | 259.3296 |  | 95.9452 | 9.588 | 0 | 153.7964 | 0
25.08. | 16 | 260.9829 |  | 95.5258 | 9.588 | 0 | 155.8691 | 0
25.08. | 17 | 282.232 |  | 95.8404 | 9.588 | 0 | 176.8036 | 0
25.08. | 18 | 280.5714 |  | 95.6307 | 9.588 | 0 | 175.3527 | 0
25.08. | 19 | 280.3569 |  | 95.0016 | 9.588 | 0 | 175.7673 | 0
25.08. | 20 | 283.266 |  | 95.6307 | 9.588 | 0 | 178.0473 | 0
25.08. | 21 | 283.5902 |  | 96.784 | 9.588 | 0 | 177.2182 | 0
25.08. | 22 | 282.1369 |  | 96.5743 | 9.588 | 0 | 175.9745 | 0
25.08. | 23 | 279.435 |  | 95.9452 | 9.588 | 0 | 173.9018 | 0
25.08. | 24 | 281.2981 |  | 95.7355 | 9.588 | 0 | 175.9745 | 0
26.08. | 1 | 278.7229 |  | 97.0985 | 9.588 | 0 | 172.0364 | 0
26.08. | 2 | 279.9593 |  | 96.4695 | 9.588 | 0 | 173.9018 | 0
26.08. | 3 | 278.8181 |  | 96.3646 | 9.588 | 0 | 172.8655 | 0
26.08. | 4 | 276.6478 |  | 96.8889 | 9.588 | 0 | 170.1709 | 0
26.08. | 5 | 281.615 |  | 96.2598 | 9.588 | 0 | 175.7673 | 0
26.08. | 6 | 281.2957 |  | 95.5258 | 9.588 | 0 | 176.1818 | 0
26.08. | 7 | 278.0841 |  | 95.6307 | 9.588 | 0 | 172.8655 | 0
26.08. | 8 | 280.0569 |  | 95.9452 | 9.588 | 0 | 174.5236 | 0
26.08. | 9 | 282.5393 |  | 95.5258 | 9.588 | 0 | 177.4255 | 0
26.08. | 10 | 282.0296 |  | 96.2598 | 9.588 | 0 | 176.1818 | 0
26.08. | 11 | 281.4029 |  | 95.8404 | 9.588 | 0 | 175.9745 | 0
26.08. | 12 | 280.0544 |  | 95.7355 | 9.588 | 0 | 174.7309 | 0
26.08. | 13 | 277.0429 |  | 95.2113 | 9.588 | 0 | 172.2436 | 0
26.08. | 14 | 278.806 |  | 95.3162 | 9.588 | 0 | 173.9018 | 0
26.08. | 15 | 277.5623 |  | 95.3162 | 9.588 | 0 | 172.6582 | 0
26.08. | 16 | 278.1817 |  | 95.1065 | 9.588 | 0 | 173.4873 | 0
26.08. | 17 | 278.2817 |  | 94.7919 | 9.588 | 0 | 173.9018 | 0
26.08. | 18 | 280.4617 |  | 95.1065 | 9.588 | 0 | 175.7673 | 0
26.08. | 19 | 266.4672 |  | 94.7919 | 9.588 | 0 | 162.0873 | 0
26.08. | 20 | 266.9914 |  | 95.3162 | 9.588 | 0 | 162.0873 | 0
26.08. | 21 | 265.1332 |  | 95.9452 | 9.588 | 0 | 159.6 | 0
26.08. | 22 | 268.7666 |  | 96.4695 | 9.588 | 0 | 162.7091 | 0
26.08. | 23 | 265.455 |  | 96.8889 | 9.588 | 0 | 158.9782 | 0
26.08. | 24 | 263.6896 |  | 96.5743 | 9.588 | 0 | 157.5273 | 0
27.08. | 1 | 268.2496 |  | 96.5743 | 9.588 | 0 | 162.0873 | 0
27.08. | 2 | 280.1666 |  | 96.4695 | 9.588 | 0 | 174.1091 | 0
27.08. | 3 | 280.5738 |  | 95.8404 | 9.588 | 0 | 175.1455 | 0
27.08. | 4 | 281.4005 |  | 95.6307 | 9.588 | 0 | 176.1818 | 0
27.08. | 5 | 279.6423 |  | 95.9452 | 9.588 | 0 | 174.1091 | 0
27.08. | 6 | 281.7199 |  | 96.3646 | 9.588 | 0 | 175.7673 | 0
27.08. | 7 | 281.5175 |  | 96.784 | 9.588 | 0 | 175.1455 | 0
27.08. | 8 | 276.2412 |  | 88.606 | 9.588 | 0 | 178.0473 | 0
27.08. | 9 | 276.6534 |  | 88.3963 | 9.588 | 0 | 178.6691 | 0
27.08. | 10 | 281.8666 |  | 91.1223 | 9.588 | 0 | 181.1564 | 0
27.08. | 11 | 283.5732 |  | 95.3162 | 9.588 | 0 | 178.6691 | 0
27.08. | 12 | 253.4868 |  | 69.3752 | 9.588 | 0 | 174.5236 | 0
27.08. | 13 | 262.9837 |  | 82.1884 | 9.588 | 0 | 171.2073 | 0
27.08. | 14 | 264.9564 |  | 82.5029 | 9.588 | 0 | 172.8655 | 0
27.08. | 15 | 278.6914 |  | 94.3725 | 9.588 | 0 | 174.7309 | 0
27.08. | 16 | 266.197 |  | 89.3399 | 9.588 | 0 | 167.2691 | 0
27.08. | 17 | 271.7369 |  | 93.4289 | 9.588 | 0 | 168.72 | 0
27.08. | 18 | 262.5879 |  | 90.9126 | 9.588 | 0 | 162.0873 | 0
27.08. | 19 | 265.0993 |  | 93.0095 | 9.588 | 0 | 162.5018 | 0
27.08. | 20 | 277.8478 |  | 93.1144 | 9.588 | 0 | 175.1455 | 0
27.08. | 21 | 278.5866 |  | 94.2677 | 9.588 | 0 | 174.7309 | 0
27.08. | 22 | 278.7011 |  | 95.2113 | 9.588 | 0 | 173.9018 | 0
27.08. | 23 | 278.7084 |  | 95.8404 | 9.588 | 0 | 173.28 | 0
27.08. | 24 | 277.3599 |  | 95.7355 | 9.588 | 0 | 172.0364 | 0
28.08. | 1 | 277.3575 |  | 95.5258 | 9.588 | 0 | 172.2436 | 0
28.08. | 2 | 278.1817 |  | 95.1065 | 9.588 | 0 | 173.4873 | 0
28.08. | 3 | 272.4805 |  | 95.0016 | 9.588 | 0 | 167.8909 | 0
28.08. | 4 | 276.1114 |  | 95.3162 | 9.588 | 0 | 171.2073 | 0
28.08. | 5 | 271.8466 |  | 93.9531 | 9.588 | 0 | 168.3055 | 0
28.08. | 6 | 270.3787 |  | 92.4853 | 9.588 | 0 | 168.3055 | 0
28.08. | 7 | 271.3393 |  | 94.8968 | 9.588 | 0 | 166.8545 | 0
28.08. | 8 | 260.1449 |  | 85.7751 | 9.588 | 0 | 164.7818 | 0
28.08. | 9 | 267.706 |  | 94.3725 | 9.588 | 0 | 163.7455 | 0
28.08. | 10 | 273.4145 |  | 95.1065 | 9.588 | 0 | 168.72 | 0
28.08. | 11 | 273.6217 |  | 95.1065 | 9.588 | 0 | 168.9273 | 0
28.08. | 12 | 279.2036 |  | 93.8483 | 9.588 | 0 | 175.7673 | 0
28.08. | 13 | 276.5211 |  | 94.8968 | 9.588 | 0 | 172.0364 | 0
28.08. | 14 | 271.2296 |  | 94.3725 | 9.588 | 0 | 167.2691 | 0
28.08. | 15 | 275.3775 |  | 94.5822 | 9.588 | 0 | 171.2073 | 0
28.08. | 16 | 276.8357 |  | 95.2113 | 9.588 | 0 | 172.0364 | 0
28.08. | 17 | 281.2957 |  | 95.5258 | 9.588 | 0 | 176.1818 | 0
28.08. | 18 | 278.4914 |  | 95.0016 | 9.588 | 0 | 173.9018 | 0
28.08. | 19 | 281.3957 |  | 95.2113 | 9.588 | 0 | 176.5964 | 0
28.08. | 20 | 282.9587 |  | 95.9452 | 9.588 | 0 | 177.4255 | 0
28.08. | 21 | 278.1914 |  | 95.9452 | 9.588 | 0 | 172.6582 | 0
28.08. | 22 | 281.8223 |  | 96.2598 | 9.588 | 0 | 175.9745 | 0
28.08. | 23 | 281.7247 |  | 96.784 | 9.588 | 0 | 175.3527 | 0
28.08. | 24 | 278.3938 |  | 95.5258 | 9.588 | 0 | 173.28 | 0
29.08. | 1 | 277.6793 |  | 96.4695 | 9.588 | 0 | 171.6218 | 0
29.08. | 2 | 279.6351 |  | 95.3162 | 9.588 | 0 | 174.7309 | 0
29.08. | 3 | 279.9496 |  | 95.6307 | 9.588 | 0 | 174.7309 | 0
29.08. | 4 | 277.8623 |  | 94.3725 | 9.588 | 0 | 173.9018 | 0
29.08. | 5 | 273.8338 |  | 95.5258 | 9.588 | 0 | 168.72 | 0
29.08. | 6 | 275.7114 |  | 96.5743 | 9.588 | 0 | 169.5491 | 0
29.08. | 7 | 275.8259 |  | 97.5179 | 9.588 | 0 | 168.72 | 0
29.08. | 8 | 278.8205 |  | 96.5743 | 9.588 | 0 | 172.6582 | 0
29.08. | 9 | 277.3599 |  | 95.7355 | 9.588 | 0 | 172.0364 | 0
29.08. | 10 | 278.0841 |  | 95.6307 | 9.588 | 0 | 172.8655 | 0
29.08. | 11 | 280.5666 |  | 95.2113 | 9.588 | 0 | 175.7673 | 0
29.08. | 12 | 280.2641 |  | 95.9452 | 9.588 | 0 | 174.7309 | 0
29.08. | 13 | 277.4623 |  | 95.6307 | 9.588 | 0 | 172.2436 | 0
29.08. | 14 | 271.6538 |  | 95.2113 | 9.588 | 0 | 166.8545 | 0
29.08. | 15 | 278.9302 |  | 97.0985 | 9.588 | 0 | 172.2436 | 0
29.08. | 16 | 275.4944 |  | 95.7355 | 9.588 | 0 | 170.1709 | 0
29.08. | 17 | 275.8041 |  | 95.6307 | 9.588 | 0 | 170.5855 | 0
29.08. | 18 | 274.9775 |  | 95.8404 | 9.588 | 0 | 169.5491 | 0
29.08. | 19 | 278.7084 |  | 95.8404 | 9.588 | 0 | 173.28 | 0
29.08. | 20 | 282.0151 |  | 95.0016 | 9.588 | 0 | 177.4255 | 0
29.08. | 21 | 279.6447 |  | 96.1549 | 9.588 | 0 | 173.9018 | 0
29.08. | 22 | 279.2302 |  | 96.1549 | 9.588 | 0 | 173.4873 | 0
29.08. | 23 | 278.9157 |  | 95.8404 | 9.588 | 0 | 173.4873 | 0
29.08. | 24 | 276.326 |  | 95.9452 | 9.588 | 0 | 170.7927 | 0
30.08. | 1 | 262.9605 |  | 96.2598 | 9.588 | 0 | 157.1127 | 0
30.08. | 2 | 264.092 |  | 95.5258 | 9.588 | 0 | 158.9782 | 0
30.08. | 3 | 269.8957 |  | 95.5258 | 9.588 | 0 | 164.7818 | 0
30.08. | 4 | 267.8302 |  | 96.1549 | 9.588 | 0 | 162.0873 | 0
30.08. | 5 | 268.8593 |  | 95.5258 | 9.588 | 0 | 163.7455 | 0
30.08. | 6 | 265.6478 |  | 95.6307 | 9.588 | 0 | 160.4291 | 0
30.08. | 7 | 268.2302 |  | 94.8968 | 9.588 | 0 | 163.7455 | 0
30.08. | 8 | 269.6932 |  | 95.9452 | 9.588 | 0 | 164.16 | 0
30.08. | 9 | 265.3357 |  | 95.5258 | 9.588 | 0 | 160.2218 | 0
30.08. | 10 | 271.3393 |  | 94.8968 | 9.588 | 0 | 166.8545 | 0
30.08. | 11 | 262.2217 |  | 95.1065 | 9.588 | 0 | 157.5273 | 0
30.08. | 12 | 265.426 |  | 94.3725 | 9.588 | 0 | 161.4655 | 0
30.08. | 13 | 271.8514 |  | 94.3725 | 9.588 | 0 | 167.8909 | 0
30.08. | 14 | 271.2345 |  | 94.7919 | 9.588 | 0 | 166.8545 | 0
30.08. | 15 | 223.5776 |  | 43.1969 | 9.588 | 0 | 170.7927 | 0
30.08. | 16 | 274.6508 |  | 94.4774 | 9.588 | 0 | 170.5855 | 0
30.08. | 17 | 277.2405 |  | 94.3725 | 9.588 | 0 | 173.28 | 0
30.08. | 18 | 276.0993 |  | 94.2677 | 9.588 | 0 | 172.2436 | 0
30.08. | 19 | 277.2454 |  | 94.7919 | 9.588 | 0 | 172.8655 | 0
30.08. | 20 | 277.0308 |  | 94.1628 | 9.588 | 0 | 173.28 | 0
30.08. | 21 | 276.0042 |  | 95.0016 | 9.588 | 0 | 171.4145 | 0
30.08. | 22 | 279.7423 |  | 95.6307 | 9.588 | 0 | 174.5236 | 0
30.08. | 23 | 279.6447 |  | 96.1549 | 9.588 | 0 | 173.9018 | 0
30.08. | 24 | 272.3878 |  | 95.9452 | 9.588 | 0 | 166.8545 | 0
31.08. | 1 | 272.5975 |  | 96.1549 | 9.588 | 0 | 166.8545 | 0
31.08. | 2 | 272.395 |  | 96.5743 | 9.588 | 0 | 166.2327 | 0
31.08. | 3 | 269.8957 |  | 95.5258 | 9.588 | 0 | 164.7818 | 0
31.08. | 4 | 267.1011 |  | 95.8404 | 9.588 | 0 | 161.6727 | 0
31.08. | 5 | 259.7417 |  | 95.7355 | 9.588 | 0 | 154.4182 | 0
31.08. | 6 | 265.3478 |  | 96.5743 | 9.588 | 0 | 159.1855 | 0
31.08. | 7 | 263.7896 |  | 96.2598 | 9.588 | 0 | 157.9418 | 0
31.08. | 8 | 255.1817 |  | 95.7355 | 9.588 | 0 | 149.8582 | 0
31.08. | 9 | 257.3593 |  | 95.8404 | 9.588 | 0 | 151.9309 | 0
31.08. | 10 | 260.5684 |  | 95.5258 | 9.588 | 0 | 155.4545 | 0
31.08. | 11 | 259.1126 |  | 95.1065 | 9.588 | 0 | 154.4182 | 0
31.08. | 12 | 261.0829 |  | 95.2113 | 9.588 | 0 | 156.2836 | 0
31.08. | 13 | 255.2696 |  | 94.3725 | 9.588 | 0 | 151.3091 | 0
31.08. | 14 | 264.9945 |  | 92.9047 | 9.588 | 0 | 162.5018 | 0
31.08. | 15 | 263.3508 |  | 94.1628 | 9.588 | 0 | 159.6 | 0
31.08. | 16 | 264.2872 |  | 94.4774 | 9.588 | 0 | 160.2218 | 0
31.08. | 17 | 264.492 |  | 94.2677 | 9.588 | 0 | 160.6364 | 0
31.08. | 18 | 265.7381 |  | 94.4774 | 9.588 | 0 | 161.6727 | 0
31.08. | 19 | 263.9678 |  | 93.7434 | 9.588 | 0 | 160.6364 | 0
31.08. | 20 | 265.6357 |  | 94.5822 | 9.588 | 0 | 161.4655 | 0
31.08. | 21 | 263.5678 |  | 95.0016 | 9.588 | 0 | 158.9782 | 0
31.08. | 22 | 278.2817 |  | 94.7919 | 9.588 | 0 | 173.9018 | 0
31.08. | 23 | 278.2817 |  | 94.7919 | 9.588 | 0 | 173.9018 | 0
31.08. | 24 | 281.086 |  | 95.3162 | 9.588 | 0 | 176.1818 | 0
01.09. | 1 | 279.1205 |  | 95.6307 | 9.588 | 0 | 173.9018 | 0
01.09. | 2 | 277.343 |  | 94.2677 | 9.588 | 0 | 173.4873 | 0
01.09. | 3 | 278.7156 |  | 96.4695 | 9.588 | 0 | 172.6582 | 0
01.09. | 4 | 275.563 |  | 92.695 | 9.588 | 0 | 173.28 | 0
01.09. | 5 | 269.5569 |  | 93.1144 | 9.588 | 0 | 166.8545 | 0
01.09. | 6 | 267.0188 |  | 88.7108 | 9.588 | 0 | 168.72 | 0
01.09. | 7 | 269.0109 |  | 90.7029 | 9.588 | 0 | 168.72 | 0
01.09. | 8 | 271.5321 |  | 93.6386 | 9.588 | 0 | 168.3055 | 0
01.09. | 9 | 279.8399 |  | 95.1065 | 9.588 | 0 | 175.1455 | 0
01.09. | 10 | 280.8884 |  | 96.1549 | 9.588 | 0 | 175.1455 | 0
01.09. | 11 | 278.0793 |  | 95.2113 | 9.588 | 0 | 173.28 | 0
01.09. | 12 | 282.3248 |  | 94.8968 | 9.588 | 0 | 177.84 | 0
01.09. | 13 | 275.3751 |  | 94.3725 | 9.588 | 0 | 171.4145 | 0
01.09. | 14 | 273.512 |  | 94.5822 | 9.588 | 0 | 169.3418 | 0
01.09. | 15 | 277.2551 |  | 95.6307 | 9.588 | 0 | 172.0364 | 0
01.09. | 16 | 280.1593 |  | 95.8404 | 9.588 | 0 | 174.7309 | 0
01.09. | 17 | 279.3302 |  | 95.8404 | 9.588 | 0 | 173.9018 | 0
01.09. | 18 | 279.106 |  | 94.3725 | 9.588 | 0 | 175.1455 | 0
01.09. | 19 | 275.7969 |  | 95.0016 | 9.588 | 0 | 171.2073 | 0
01.09. | 20 | 277.5599 |  | 95.1065 | 9.588 | 0 | 172.8655 | 0
01.09. | 21 | 274.4315 |  | 93.4289 | 9.588 | 0 | 171.4145 | 0
01.09. | 22 | 280.6714 |  | 95.3162 | 9.588 | 0 | 175.7673 | 0
01.09. | 23 | 282.3369 |  | 95.9452 | 9.588 | 0 | 176.8036 | 0
01.09. | 24 | 282.1199 |  | 95.1065 | 9.588 | 0 | 177.4255 | 0
02.09. | 1 | 279.9448 |  | 95.2113 | 9.588 | 0 | 175.1455 | 0
02.09. | 2 | 275.392 |  | 95.8404 | 9.588 | 0 | 169.9636 | 0
02.09. | 3 | 274.2435 |  | 95.1065 | 9.588 | 0 | 169.5491 | 0
02.09. | 4 | 267.2382 |  | 89.7593 | 9.588 | 0 | 167.8909 | 0
02.09. | 5 | 277.7648 |  | 94.8968 | 9.588 | 0 | 173.28 | 0
02.09. | 6 | 276.8405 |  | 95.6307 | 9.588 | 0 | 171.6218 | 0
02.09. | 7 | 271.0369 |  | 95.6307 | 9.588 | 0 | 165.8182 | 0
02.09. | 8 | 278.8035 |  | 95.1065 | 9.588 | 0 | 174.1091 | 0
02.09. | 9 | 280.2666 |  | 96.1549 | 9.588 | 0 | 174.5236 | 0
02.09. | 10 | 280.4617 |  | 95.1065 | 9.588 | 0 | 175.7673 | 0
02.09. | 11 | 281.3884 |  | 94.5822 | 9.588 | 0 | 177.2182 | 0
02.09. | 12 | 278.3164 |  | 88.8156 | 9.588 | 0 | 179.9127 | 0
02.09. | 13 | 273.3443 |  | 89.0253 | 9.588 | 0 | 174.7309 | 0
02.09. | 14 | 273.5491 |  | 88.8156 | 9.588 | 0 | 175.1455 | 0
02.09. | 15 | 274.3806 |  | 89.0253 | 9.588 | 0 | 175.7673 | 0
02.09. | 16 | 272.3055 |  | 88.8156 | 9.588 | 0 | 173.9018 | 0
02.09. | 17 | 277.4849 |  | 88.606 | 9.588 | 0 | 179.2909 | 0
02.09. | 18 | 274.3782 |  | 88.8156 | 9.588 | 0 | 175.9745 | 0
02.09. | 19 | 273.137 |  | 89.0253 | 9.588 | 0 | 174.5236 | 0
02.09. | 20 | 276.4533 |  | 89.0253 | 9.588 | 0 | 177.84 | 0
02.09. | 21 | 275.417 |  | 89.0253 | 9.588 | 0 | 176.8036 | 0
02.09. | 22 | 270.7546 |  | 89.1302 | 9.588 | 0 | 172.0364 | 0
02.09. | 23 | 270.0279 |  | 89.0253 | 9.588 | 0 | 171.4145 | 0
02.09. | 24 | 272.8273 |  | 89.1302 | 9.588 | 0 | 174.1091 | 0
03.09. | 1 | 271.3764 |  | 89.1302 | 9.588 | 0 | 172.6582 | 0
03.09. | 2 | 272.2055 |  | 89.1302 | 9.588 | 0 | 173.4873 | 0
03.09. | 3 | 267.6455 |  | 89.1302 | 9.588 | 0 | 168.9273 | 0
03.09. | 4 | 259.1473 |  | 89.1302 | 9.588 | 0 | 160.4291 | 0
03.09. | 5 | 255.7261 |  | 89.0253 | 9.588 | 0 | 157.1127 | 0
03.09. | 6 | 271.4812 |  | 89.235 | 9.588 | 0 | 172.6582 | 0
03.09. | 7 | 270.9618 |  | 89.1302 | 9.588 | 0 | 172.2436 | 0
03.09. | 8 | 271.0667 |  | 89.235 | 9.588 | 0 | 172.2436 | 0
03.09. | 9 | 272.1006 |  | 89.0253 | 9.588 | 0 | 173.4873 | 0
03.09. | 10 | 222.2735 |  | 37.9545 | 9.588 | 0 | 174.7309 | 0
03.09. | 11 | 227.4504 |  | 37.5352 | 9.588 | 0 | 180.3273 | 0
03.09. | 12 | 232.325 |  | 37.8497 | 9.588 | 0 | 184.8873 | 0
03.09. | 13 | 226.1068 |  | 37.8497 | 9.588 | 0 | 178.6691 | 0
03.09. | 14 | 275.6194 |  | 88.606 | 9.588 | 0 | 177.4255 | 0
03.09. | 15 | 276.034 |  | 88.606 | 9.588 | 0 | 177.84 | 0
03.09. | 16 | 221.9589 |  | 37.64 | 9.588 | 0 | 174.7309 | 0
03.09. | 17 | 219.0547 |  | 37.4303 | 9.588 | 0 | 172.0364 | 0
03.09. | 18 | 220.9201 |  | 37.4303 | 9.588 | 0 | 173.9018 | 0
03.09. | 19 | 219.2619 |  | 37.4303 | 9.588 | 0 | 172.2436 | 0
03.09. | 20 | 275.3073 |  | 88.5011 | 9.588 | 0 | 177.2182 | 0
03.09. | 21 | 272.1909 |  | 87.872 | 9.588 | 0 | 174.7309 | 0
03.09. | 22 | 273.6467 |  | 88.2914 | 9.588 | 0 | 175.7673 | 0
03.09. | 23 | 275.4121 |  | 88.606 | 9.588 | 0 | 177.2182 | 0
03.09. | 24 | 222.371 |  | 37.4303 | 9.588 | 0 | 175.3527 | 0
04.09. | 1 | 218.6401 |  | 37.4303 | 9.588 | 0 | 171.6218 | 0
04.09. | 2 | 219.6765 |  | 37.4303 | 9.588 | 0 | 172.6582 | 0
04.09. | 3 | 216.2553 |  | 37.3255 | 9.588 | 0 | 169.3418 | 0
04.09. | 4 | 220.0935 |  | 37.64 | 9.588 | 0 | 172.8655 | 0
04.09. | 5 | 214.3922 |  | 37.5352 | 9.588 | 0 | 167.2691 | 0
04.09. | 6 | 214.4971 |  | 37.64 | 9.588 | 0 | 167.2691 | 0
04.09. | 7 | 214.7019 |  | 37.4303 | 9.588 | 0 | 167.6836 | 0
04.09. | 8 | 218.3304 |  | 37.5352 | 9.588 | 0 | 171.2073 | 0
04.09. | 9 | 263.9097 |  | 88.7108 | 9.588 | 0 | 165.6109 | 0
04.09. | 10 | 263.1855 |  | 88.8156 | 9.588 | 0 | 164.7818 | 0
04.09. | 11 | 262.354 |  | 88.606 | 9.588 | 0 | 164.16 | 0
04.09. | 12 | 264.8412 |  | 88.606 | 9.588 | 0 | 166.6473 | 0
04.09. | 13 | 260.6958 |  | 88.606 | 9.588 | 0 | 162.5018 | 0
04.09. | 14 | 265.1533 |  | 88.7108 | 9.588 | 0 | 166.8545 | 0
04.09. | 15 | 266.1897 |  | 88.7108 | 9.588 | 0 | 167.8909 | 0
04.09. | 16 | 269.9206 |  | 88.7108 | 9.588 | 0 | 171.6218 | 0
04.09. | 17 | 266.4994 |  | 88.606 | 9.588 | 0 | 168.3055 | 0
04.09. | 18 | 263.3903 |  | 88.606 | 9.588 | 0 | 165.1964 | 0
04.09. | 19 | 216.5868 |  | 39.1079 | 9.588 | 0 | 167.8909 | 0
04.09. | 20 | 266.9357 |  | 90.4932 | 9.588 | 0 | 166.8545 | 0
04.09. | 21 | 267.5527 |  | 90.0738 | 9.588 | 0 | 167.8909 | 0
04.09. | 22 | 267.0406 |  | 90.598 | 9.588 | 0 | 166.8545 | 0
04.09. | 23 | 265.3872 |  | 91.0174 | 9.588 | 0 | 164.7818 | 0
04.09. | 24 | 264.0436 |  | 91.332 | 9.588 | 0 | 163.1236 | 0
05.09. | 1 | 262.2854 |  | 91.6465 | 9.588 | 0 | 161.0509 | 0
05.09. | 2 | 261.2539 |  | 92.0659 | 9.588 | 0 | 159.6 | 0
05.09. | 3 | 263.1194 |  | 92.0659 | 9.588 | 0 | 161.4655 | 0
05.09. | 4 | 265.8139 |  | 92.0659 | 9.588 | 0 | 164.16 | 0
05.09. | 5 | 266.4357 |  | 92.0659 | 9.588 | 0 | 164.7818 | 0
05.09. | 6 | 271.8248 |  | 92.0659 | 9.588 | 0 | 170.1709 | 0
05.09. | 7 | 268.823 |  | 92.3804 | 9.588 | 0 | 166.8545 | 0
05.09. | 8 | 263.7412 |  | 92.0659 | 9.588 | 0 | 162.0873 | 0
05.09. | 9 | 262.337 |  | 87.1381 | 9.588 | 0 | 165.6109 | 0
05.09. | 10 | 254.5558 |  | 86.4042 | 9.588 | 0 | 158.5636 | 0
05.09. | 11 | 254.2413 |  | 86.0896 | 9.588 | 0 | 158.5636 | 0
05.09. | 12 | 257.623 |  | 91.7514 | 9.588 | 0 | 156.2836 | 0
05.09. | 13 | 259.0763 |  | 91.9611 | 9.588 | 0 | 157.5273 | 0
05.09. | 14 | 254.9309 |  | 91.9611 | 9.588 | 0 | 153.3818 | 0
05.09. | 15 | 261.8757 |  | 92.0659 | 9.588 | 0 | 160.2218 | 0
05.09. | 16 | 272.3418 |  | 91.9611 | 9.588 | 0 | 170.7927 | 0
05.09. | 17 | 268.2624 |  | 88.7108 | 9.588 | 0 | 169.9636 | 0
05.09. | 18 | 266.7454 |  | 91.9611 | 9.588 | 0 | 165.1964 | 0
05.09. | 19 | 268.3012 |  | 92.0659 | 9.588 | 0 | 166.6473 | 0
05.09. | 20 | 264.9872 |  | 92.2756 | 9.588 | 0 | 163.1236 | 0
05.09. | 21 | 267.3672 |  | 91.9611 | 9.588 | 0 | 165.8182 | 0
05.09. | 22 | 267.1454 |  | 90.7029 | 9.588 | 0 | 166.8545 | 0
05.09. | 23 | 262.8782 |  | 89.1302 | 9.588 | 0 | 164.16 | 0
05.09. | 24 | 265.1533 |  | 88.7108 | 9.588 | 0 | 166.8545 | 0
06.09. | 1 | 263.1855 |  | 88.8156 | 9.588 | 0 | 164.7818 | 0
06.09. | 2 | 265.4679 |  | 89.0253 | 9.588 | 0 | 166.8545 | 0
06.09. | 3 | 264.8461 |  | 89.0253 | 9.588 | 0 | 166.2327 | 0
06.09. | 4 | 263.3952 |  | 89.0253 | 9.588 | 0 | 164.7818 | 0
06.09. | 5 | 265.8824 |  | 89.0253 | 9.588 | 0 | 167.2691 | 0
06.09. | 6 | 263.3218 |  | 91.6465 | 9.588 | 0 | 162.0873 | 0
06.09. | 7 | 253.9994 |  | 92.0659 | 9.588 | 0 | 152.3455 | 0
06.09. | 8 | 253.2775 |  | 92.3804 | 9.588 | 0 | 151.3091 | 0
06.09. | 9 | 253.1727 |  | 92.2756 | 9.588 | 0 | 151.3091 | 0
06.09. | 10 | 256.0721 |  | 92.0659 | 9.588 | 0 | 154.4182 | 0
06.09. | 11 | 259.9054 |  | 91.9611 | 9.588 | 0 | 158.3564 | 0
06.09. | 12 | 249.1248 |  | 91.7514 | 9.588 | 0 | 147.7855 | 0
06.09. | 13 | 256.7963 |  | 91.9611 | 9.588 | 0 | 155.2473 | 0
06.09. | 14 | 262.6 |  | 91.9611 | 9.588 | 0 | 161.0509 | 0
06.09. | 15 | 250.8903 |  | 92.0659 | 9.588 | 0 | 149.2364 | 0
06.09. | 16 | 250.2684 |  | 92.0659 | 9.588 | 0 | 148.6145 | 0
06.09. | 17 | 247.7812 |  | 92.0659 | 9.588 | 0 | 146.1273 | 0
06.09. | 18 | 258.1448 |  | 92.0659 | 9.588 | 0 | 156.4909 | 0
06.09. | 19 | 256.2818 |  | 92.2756 | 9.588 | 0 | 154.4182 | 0
06.09. | 20 | 260.8418 |  | 92.2756 | 9.588 | 0 | 158.9782 | 0
06.09. | 21 | 259.0763 |  | 91.9611 | 9.588 | 0 | 157.5273 | 0
06.09. | 22 | 254.8309 |  | 92.2756 | 9.588 | 0 | 152.9673 | 0
06.09. | 23 | 257.0746 |  | 89.1302 | 9.588 | 0 | 158.3564 | 0
06.09. | 24 | 252.4097 |  | 89.0253 | 9.588 | 0 | 153.7964 | 0
07.09. | 1 | 255.2091 |  | 89.1302 | 9.588 | 0 | 156.4909 | 0
07.09. | 2 | 252.7218 |  | 89.1302 | 9.588 | 0 | 154.0036 | 0
07.09. | 3 | 250.5467 |  | 89.235 | 9.588 | 0 | 151.7236 | 0
07.09. | 4 | 246.7109 |  | 89.1302 | 9.588 | 0 | 147.9927 | 0
07.09. | 5 | 251.7194 |  | 92.0659 | 9.588 | 0 | 150.0655 | 0
07.09. | 6 | 247.1618 |  | 92.2756 | 9.588 | 0 | 145.2982 | 0
07.09. | 7 | 252.4484 |  | 92.3804 | 9.588 | 0 | 150.48 | 0
07.09. | 8 | 257.0084 |  | 92.3804 | 9.588 | 0 | 155.04 | 0
07.09. | 9 | 257.8375 |  | 92.3804 | 9.588 | 0 | 155.8691 | 0
07.09. | 10 | 257.8375 |  | 92.3804 | 9.588 | 0 | 155.8691 | 0
07.09. | 11 | 259.3957 |  | 92.695 | 9.588 | 0 | 157.1127 | 0
07.09. | 12 | 258.5642 |  | 92.4853 | 9.588 | 0 | 156.4909 | 0
07.09. | 13 | 260.22 |  | 92.2756 | 9.588 | 0 | 158.3564 | 0
07.09. | 14 | 268.7181 |  | 92.2756 | 9.588 | 0 | 166.8545 | 0
07.09. | 15 | 218.0619 |  | 41.2048 | 9.588 | 0 | 167.2691 | 0
07.09. | 16 | 218.4764 |  | 41.2048 | 9.588 | 0 | 167.6836 | 0
07.09. | 17 | 218.3692 |  | 40.8903 | 9.588 | 0 | 167.8909 | 0
07.09. | 18 | 216.2964 |  | 40.8903 | 9.588 | 0 | 165.8182 | 0
07.09. | 19 | 262.0854 |  | 92.2756 | 9.588 | 0 | 160.2218 | 0
07.09. | 20 | 266.2333 |  | 92.4853 | 9.588 | 0 | 164.16 | 0
07.09. | 21 | 267.8254 |  | 95.7355 | 9.588 | 0 | 162.5018 | 0
07.09. | 22 | 269.4102 |  | 98.3567 | 9.588 | 0 | 161.4655 | 0
07.09. | 23 | 268.3835 |  | 99.1955 | 9.588 | 0 | 159.6 | 0
07.09. | 24 | 267.5495 |  | 98.7761 | 9.588 | 0 | 159.1855 | 0
08.09. | 1 | 266.1011 |  | 98.9858 | 9.588 | 0 | 157.5273 | 0
08.09. | 2 | 262.3677 |  | 98.7761 | 9.588 | 0 | 154.0036 | 0
08.09. | 3 | 264.2259 |  | 98.147 | 9.588 | 0 | 156.4909 | 0
08.09. | 4 | 268.3883 |  | 99.6149 | 9.588 | 0 | 159.1855 | 0
08.09. | 5 | 268.2617 |  | 97.6228 | 9.588 | 0 | 161.0509 | 0
08.09. | 6 | 272.9507 |  | 99.8246 | 9.588 | 0 | 163.5382 | 0
08.09. | 7 | 270.8829 |  | 100.244 | 9.588 | 0 | 161.0509 | 0
08.09. | 8 | 274.2895 |  | 99.0906 | 9.588 | 0 | 165.6109 | 0
08.09. | 9 | 279.9004 |  | 100.3488 | 9.588 | 0 | 169.9636 | 0
08.09. | 10 | 279.9053 |  | 100.7682 | 9.588 | 0 | 169.5491 | 0
08.09. | 11 | 277.7229 |  | 100.244 | 9.588 | 0 | 167.8909 | 0
08.09. | 12 | 279.3835 |  | 100.4536 | 9.588 | 0 | 169.3418 | 0
08.09. | 13 | 277.835 |  | 100.9779 | 9.588 | 0 | 167.2691 | 0
08.09. | 14 | 278.8641 |  | 100.3488 | 9.588 | 0 | 168.9273 | 0
08.09. | 15 | 275.9598 |  | 100.1391 | 9.588 | 0 | 166.2327 | 0
08.09. | 16 | 276.0647 |  | 100.244 | 9.588 | 0 | 166.2327 | 0
08.09. | 17 | 278.8641 |  | 100.3488 | 9.588 | 0 | 168.9273 | 0
08.09. | 18 | 276.0453 |  | 98.5664 | 9.588 | 0 | 167.8909 | 0
08.09. | 19 | 278.5423 |  | 99.4052 | 9.588 | 0 | 169.5491 | 0
08.09. | 20 | 278.4398 |  | 99.51 | 9.588 | 0 | 169.3418 | 0
08.09. | 21 | 276.2429 |  | 97.7276 | 9.588 | 0 | 168.9273 | 0
08.09. | 22 | 276.7599 |  | 97.6228 | 9.588 | 0 | 169.5491 | 0
08.09. | 23 | 273.6459 |  | 97.2034 | 9.588 | 0 | 166.8545 | 0
08.09. | 24 | 273.8556 |  | 97.4131 | 9.588 | 0 | 166.8545 | 0
09.09. | 1 | 273.8556 |  | 97.4131 | 9.588 | 0 | 166.8545 | 0
09.09. | 2 | 273.8556 |  | 97.4131 | 9.588 | 0 | 166.8545 | 0
09.09. | 3 | 257.4787 |  | 97.2034 | 9.588 | 0 | 150.6873 | 0
09.09. | 4 | 274.6017 |  | 99.1955 | 9.588 | 0 | 165.8182 | 0
09.09. | 5 | 274.0895 |  | 99.7197 | 9.588 | 0 | 164.7818 | 0
09.09. | 6 | 276.8841 |  | 99.4052 | 9.588 | 0 | 167.8909 | 0
09.09. | 7 | 272.3313 |  | 100.0343 | 9.588 | 0 | 162.7091 | 0
09.09. | 8 | 276.2623 |  | 99.4052 | 9.588 | 0 | 167.2691 | 0
09.09. | 9 | 280.8198 |  | 99.1955 | 9.588 | 0 | 172.0364 | 0
09.09. | 10 | 228.3957 |  | 47.6005 | 9.588 | 0 | 171.2073 | 0
09.09. | 11 | 280.3053 |  | 99.51 | 9.588 | 0 | 171.2073 | 0
09.09. | 12 | 279.0544 |  | 98.8809 | 9.588 | 0 | 170.5855 | 0
09.09. | 13 | 275.8477 |  | 99.4052 | 9.588 | 0 | 166.8545 | 0
09.09. | 14 | 279.9883 |  | 98.9858 | 9.588 | 0 | 171.4145 | 0
09.09. | 15 | 280.4077 |  | 99.4052 | 9.588 | 0 | 171.4145 | 0
09.09. | 16 | 282.9926 |  | 98.8809 | 9.588 | 0 | 174.5236 | 0
09.09. | 17 | 282.8926 |  | 99.1955 | 9.588 | 0 | 174.1091 | 0
09.09. | 18 | 280.1908 |  | 98.5664 | 9.588 | 0 | 172.0364 | 0
09.09. | 19 | 279.5835 |  | 99.8246 | 9.588 | 0 | 170.1709 | 0
09.09. | 20 | 280.2053 |  | 99.8246 | 9.588 | 0 | 170.7927 | 0
09.09. | 21 | 280.0859 |  | 98.4616 | 9.588 | 0 | 172.0364 | 0
09.09. | 22 | 281.6368 |  | 98.147 | 9.588 | 0 | 173.9018 | 0
09.09. | 23 | 278.635 |  | 98.4616 | 9.588 | 0 | 170.5855 | 0
09.09. | 24 | 275.1041 |  | 97.8325 | 9.588 | 0 | 167.6836 | 0
10.09. | 1 | 276.5599 |  | 98.2519 | 9.588 | 0 | 168.72 | 0
10.09. | 2 | 277.5914 |  | 97.8325 | 9.588 | 0 | 170.1709 | 0
10.09. | 3 | 280.415 |  | 100.0343 | 9.588 | 0 | 170.7927 | 0
10.09. | 4 | 277.9132 |  | 98.7761 | 9.588 | 0 | 169.5491 | 0
10.09. | 5 | 277.6059 |  | 99.0906 | 9.588 | 0 | 168.9273 | 0
10.09. | 6 | 275.109 |  | 98.2519 | 9.588 | 0 | 167.2691 | 0
10.09. | 7 | 275.2186 |  | 98.7761 | 9.588 | 0 | 166.8545 | 0
10.09. | 8 | 280.3126 |  | 100.1391 | 9.588 | 0 | 170.5855 | 0
10.09. | 9 | 285.3871 |  | 99.8246 | 9.588 | 0 | 175.9745 | 0
10.09. | 10 | 286.6428 |  | 100.873 | 9.588 | 0 | 176.1818 | 0
10.09. | 11 | 284.458 |  | 100.1391 | 9.588 | 0 | 174.7309 | 0
10.09. | 12 | 284.975 |  | 100.0343 | 9.588 | 0 | 175.3527 | 0
10.09. | 13 | 279.3689 |  | 99.1955 | 9.588 | 0 | 170.5855 | 0
10.09. | 14 | 276.9889 |  | 99.51 | 9.588 | 0 | 167.8909 | 0
10.09. | 15 | 273.2653 |  | 100.1391 | 9.588 | 0 | 163.5382 | 0
10.09. | 16 | 278.8568 |  | 99.7197 | 9.588 | 0 | 169.5491 | 0
10.09. | 17 | 275.6332 |  | 98.7761 | 9.588 | 0 | 167.2691 | 0
10.09. | 18 | 276.8792 |  | 98.9858 | 9.588 | 0 | 168.3055 | 0
10.09. | 19 | 280.615 |  | 99.4052 | 9.588 | 0 | 171.6218 | 0
10.09. | 20 | 278.7471 |  | 99.1955 | 9.588 | 0 | 169.9636 | 0
10.09. | 21 | 277.7108 |  | 99.1955 | 9.588 | 0 | 168.9273 | 0
10.09. | 22 | 276.7696 |  | 98.4616 | 9.588 | 0 | 168.72 | 0
10.09. | 23 | 274.3678 |  | 96.8889 | 9.588 | 0 | 167.8909 | 0
10.09. | 24 | 271.4756 |  | 97.7276 | 9.588 | 0 | 164.16 | 0
11.09. | 1 | 270.7417 |  | 96.9937 | 9.588 | 0 | 164.16 | 0
11.09. | 2 | 270.6369 |  | 96.8889 | 9.588 | 0 | 164.16 | 0
11.09. | 3 | 259.8998 |  | 100.4536 | 9.588 | 0 | 149.8582 | 0
11.09. | 4 | 255.7568 |  | 100.6633 | 9.588 | 0 | 145.5055 | 0
11.09. | 5 | 271.2974 |  | 100.244 | 9.588 | 0 | 161.4655 | 0
11.09. | 6 | 262.012 |  | 94.8968 | 9.588 | 0 | 157.5273 | 0
11.09. | 7 | 268.8787 |  | 97.2034 | 9.588 | 0 | 162.0873 | 0
11.09. | 8 | 273.1532 |  | 99.4052 | 9.588 | 0 | 164.16 | 0
11.09. | 9 | 272.9435 |  | 99.1955 | 9.588 | 0 | 164.16 | 0
11.09. | 10 | 271.5071 |  | 100.4536 | 9.588 | 0 | 161.4655 | 0
11.09. | 11 | 265.4913 |  | 100.0343 | 9.588 | 0 | 155.8691 | 0
11.09. | 12 | 274.0968 |  | 100.3488 | 9.588 | 0 | 164.16 | 0
11.09. | 13 | 267.5689 |  | 100.4536 | 9.588 | 0 | 157.5273 | 0
11.09. | 14 | 261.9726 |  | 100.4536 | 9.588 | 0 | 151.9309 | 0
11.09. | 15 | 269.778 |  | 103.2845 | 9.588 | 0 | 156.9055 | 0
11.09. | 16 | 268.8343 |  | 102.3409 | 9.588 | 0 | 156.9055 | 0
11.09. | 17 | 276.8349 |  | 104.1233 | 9.588 | 0 | 163.1236 | 0
11.09. | 18 | 275.5889 |  | 103.9136 | 9.588 | 0 | 162.0873 | 0
11.09. | 19 | 274.3501 |  | 104.333 | 9.588 | 0 | 160.4291 | 0
11.09. | 20 | 272.8306 |  | 107.3735 | 9.588 | 0 | 155.8691 | 0
11.09. | 21 | 282.5741 |  | 116.4952 | 9.588 | 0 | 156.4909 | 0
11.09. | 22 | 276.4656 |  | 117.0194 | 9.588 | 0 | 149.8582 | 0
11.09. | 23 | 293.2547 |  | 117.0194 | 9.588 | 0 | 166.6473 | 0
11.09. | 24 | 288.3802 |  | 116.7049 | 9.588 | 0 | 162.0873 | 0
12.09. | 1 | 290.8723 |  | 117.1243 | 9.588 | 0 | 164.16 | 0
12.09. | 2 | 269.3062 |  | 116.2855 | 9.588 | 0 | 143.4327 | 0
12.09. | 3 | 278.6384 |  | 116.7049 | 9.588 | 0 | 152.3455 | 0
12.09. | 4 | 284.7541 |  | 116.8097 | 9.588 | 0 | 158.3564 | 0
12.09. | 5 | 287.1438 |  | 117.334 | 9.588 | 0 | 160.2218 | 0
12.09. | 6 | 291.3159 |  | 119.6406 | 9.588 | 0 | 162.0873 | 0
12.09. | 7 | 288.1068 |  | 119.9552 | 9.588 | 0 | 158.5636 | 0
12.09. | 8 | 279.6159 |  | 120.5842 | 9.588 | 0 | 149.4436 | 0
12.09. | 9 | 279.2062 |  | 121.0036 | 9.588 | 0 | 148.6145 | 0
12.09. | 10 | 275.1607 |  | 120.6891 | 9.588 | 0 | 144.8836 | 0
12.09. | 11 | 279.3037 |  | 120.4794 | 9.588 | 0 | 149.2364 | 0
12.09. | 12 | 289.5625 |  | 120.3745 | 9.588 | 0 | 159.6 | 0
12.09. | 13 | 287.6995 |  | 120.5842 | 9.588 | 0 | 157.5273 | 0
12.09. | 14 | 295.888 |  | 120.6891 | 9.588 | 0 | 165.6109 | 0
12.09. | 15 | 297.3413 |  | 120.8988 | 9.588 | 0 | 166.8545 | 0
12.09. | 16 | 300.5407 |  | 119.7455 | 9.588 | 0 | 171.2073 | 0
12.09. | 17 | 299.2044 |  | 120.6891 | 9.588 | 0 | 168.9273 | 0
12.09. | 18 | 302.8304 |  | 120.5842 | 9.588 | 0 | 172.6582 | 0
12.09. | 19 | 300.548 |  | 120.3745 | 9.588 | 0 | 170.5855 | 0
12.09. | 20 | 300.1431 |  | 121.2133 | 9.588 | 0 | 169.3418 | 0
12.09. | 21 | 300.3722 |  | 123.1006 | 9.588 | 0 | 167.6836 | 0
12.09. | 22 | 299.4286 |  | 122.1569 | 9.588 | 0 | 167.6836 | 0
12.09. | 23 | 296.2928 |  | 119.8503 | 9.588 | 0 | 166.8545 | 0
12.09. | 24 | 296.905 |  | 119.0115 | 9.588 | 0 | 168.3055 | 0
13.09. | 1 | 293.0668 |  | 118.697 | 9.588 | 0 | 164.7818 | 0
13.09. | 2 | 292.299 |  | 115.0274 | 9.588 | 0 | 167.6836 | 0
13.09. | 3 | 293.7032 |  | 119.9552 | 9.588 | 0 | 164.16 | 0
13.09. | 4 | 293.062 |  | 118.2776 | 9.588 | 0 | 165.1964 | 0
13.09. | 5 | 300.277 |  | 123.8345 | 9.588 | 0 | 166.8545 | 0
13.09. | 6 | 295.5904 |  | 121.8424 | 9.588 | 0 | 164.16 | 0
13.09. | 7 | 302.6595 |  | 123.7296 | 9.588 | 0 | 169.3418 | 0
13.09. | 8 | 307.2243 |  | 124.149 | 9.588 | 0 | 173.4873 | 0
13.09. | 9 | 292.8128 |  | 123.6248 | 9.588 | 0 | 159.6 | 0
13.09. | 10 | 288.6673 |  | 123.6248 | 9.588 | 0 | 155.4545 | 0
13.09. | 11 | 287.8382 |  | 123.6248 | 9.588 | 0 | 154.6255 | 0
13.09. | 12 | 286.797 |  | 123.2054 | 9.588 | 0 | 154.0036 | 0
13.09. | 13 | 290.6304 |  | 123.1006 | 9.588 | 0 | 157.9418 | 0
13.09. | 14 | 297.2679 |  | 123.5199 | 9.588 | 0 | 164.16 | 0
13.09. | 15 | 305.7661 |  | 123.5199 | 9.588 | 0 | 172.6582 | 0
13.09. | 16 | 300.377 |  | 123.5199 | 9.588 | 0 | 167.2691 | 0
13.09. | 17 | 304.1055 |  | 123.3102 | 9.588 | 0 | 171.2073 | 0
13.09. | 18 | 306.7001 |  | 123.6248 | 9.588 | 0 | 173.4873 | 0
13.09. | 19 | 299.6995 |  | 118.697 | 9.588 | 0 | 171.4145 | 0
13.09. | 20 | 299.0261 |  | 123.2054 | 9.588 | 0 | 166.2327 | 0
13.09. | 21 | 303.0692 |  | 123.3102 | 9.588 | 0 | 170.1709 | 0
13.09. | 22 | 300.3528 |  | 121.423 | 9.588 | 0 | 169.3418 | 0
13.09. | 23 | 297.4413 |  | 120.5842 | 9.588 | 0 | 167.2691 | 0
13.09. | 24 | 294.4443 |  | 121.3182 | 9.588 | 0 | 163.5382 | 0
14.09. | 1 | 297.1389 |  | 121.3182 | 9.588 | 0 | 166.2327 | 0
14.09. | 2 | 297.7607 |  | 121.3182 | 9.588 | 0 | 166.8545 | 0
14.09. | 3 | 295.6759 |  | 120.2697 | 9.588 | 0 | 165.8182 | 0
14.09. | 4 | 295.688 |  | 121.3182 | 9.588 | 0 | 164.7818 | 0
14.09. | 5 | 305.1588 |  | 124.7781 | 9.588 | 0 | 170.7927 | 0
14.09. | 6 | 291.4813 |  | 124.9878 | 9.588 | 0 | 156.9055 | 0
14.09. | 7 | 304.1176 |  | 124.3587 | 9.588 | 0 | 170.1709 | 0
14.09. | 8 | 301.0013 |  | 123.7296 | 9.588 | 0 | 167.6836 | 0
14.09. | 9 | 300.0552 |  | 122.5763 | 9.588 | 0 | 167.8909 | 0
14.09. | 10 | 306.7783 |  | 121.423 | 9.588 | 0 | 175.7673 | 0
14.09. | 11 | 307.2098 |  | 122.8909 | 9.588 | 0 | 174.7309 | 0
14.09. | 12 | 304.1031 |  | 123.1006 | 9.588 | 0 | 171.4145 | 0
14.09. | 13 | 303.7982 |  | 123.6248 | 9.588 | 0 | 170.5855 | 0
14.09. | 14 | 302.2401 |  | 123.3102 | 9.588 | 0 | 169.3418 | 0
14.09. | 15 | 297.3558 |  | 122.1569 | 9.588 | 0 | 165.6109 | 0
14.09. | 16 | 296.4122 |  | 121.2133 | 9.588 | 0 | 165.6109 | 0
14.09. | 17 | 279.6013 |  | 119.3261 | 9.588 | 0 | 150.6873 | 0
14.09. | 18 | 260.6628 |  | 103.7039 | 9.588 | 0 | 147.3709 | 0
14.09. | 19 | 272.7064 |  | 105.5911 | 9.588 | 0 | 157.5273 | 0
14.09. | 20 | 295.5734 |  | 120.3745 | 9.588 | 0 | 165.6109 | 0
14.09. | 21 | 297.4776 |  | 123.7296 | 9.588 | 0 | 164.16 | 0
14.09. | 22 | 293.9298 |  | 121.6327 | 9.588 | 0 | 162.7091 | 0
14.09. | 23 | 287.0704 |  | 119.9552 | 9.588 | 0 | 157.5273 | 0
14.09. | 24 | 285.8808 |  | 115.6564 | 9.588 | 0 | 160.6364 | 0
15.09. | 1 | 289.1432 |  | 119.9552 | 9.588 | 0 | 159.6 | 0
15.09. | 2 | 290.0771 |  | 120.06 | 9.588 | 0 | 160.4291 | 0
15.09. | 3 | 290.1844 |  | 120.3745 | 9.588 | 0 | 160.2218 | 0
15.09. | 4 | 290.2868 |  | 120.2697 | 9.588 | 0 | 160.4291 | 0
15.09. | 5 | 296.6461 |  | 123.5199 | 9.588 | 0 | 163.5382 | 0
15.09. | 6 | 299.031 |  | 123.6248 | 9.588 | 0 | 165.8182 | 0
15.09. | 7 | 295.5146 |  | 124.2539 | 9.588 | 0 | 161.6727 | 0
15.09. | 8 | 304.7322 |  | 123.7296 | 9.588 | 0 | 171.4145 | 0
15.09. | 9 | 306.5952 |  | 123.5199 | 9.588 | 0 | 173.4873 | 0
15.09. | 10 | 307.4219 |  | 123.3102 | 9.588 | 0 | 174.5236 | 0
15.09. | 11 | 304.7298 |  | 123.5199 | 9.588 | 0 | 171.6218 | 0
15.09. | 12 | 300.5867 |  | 123.7296 | 9.588 | 0 | 167.2691 | 0
15.09. | 13 | 299.5504 |  | 123.7296 | 9.588 | 0 | 166.2327 | 0
15.09. | 14 | 302.4546 |  | 123.9393 | 9.588 | 0 | 168.9273 | 0
15.09. | 15 | 302.9716 |  | 123.8345 | 9.588 | 0 | 169.5491 | 0
15.09. | 16 | 302.6643 |  | 124.149 | 9.588 | 0 | 168.9273 | 0
15.09. | 17 | 300.0746 |  | 124.2539 | 9.588 | 0 | 166.2327 | 0
15.09. | 18 | 299.1382 |  | 123.9393 | 9.588 | 0 | 165.6109 | 0
15.09. | 19 | 286.4994 |  | 124.3587 | 9.588 | 0 | 152.5527 | 0
15.09. | 20 | 299.0382 |  | 124.2539 | 9.588 | 0 | 165.1964 | 0
15.09. | 21 | 300.3843 |  | 124.149 | 9.588 | 0 | 166.6473 | 0
15.09. | 22 | 295.9098 |  | 122.5763 | 9.588 | 0 | 163.7455 | 0
15.09. | 23 | 291.7353 |  | 120.06 | 9.588 | 0 | 162.0873 | 0
15.09. | 24 | 297.5534 |  | 121.3182 | 9.588 | 0 | 166.6473 | 0
16.09. | 1 | 298.2849 |  | 121.8424 | 9.588 | 0 | 166.8545 | 0
16.09. | 2 | 291.945 |  | 120.2697 | 9.588 | 0 | 162.0873 | 0
16.09. | 3 | 262.3936 |  | 109.9947 | 9.588 | 0 | 142.8109 | 0
16.09. | 4 | 267.4706 |  | 109.8899 | 9.588 | 0 | 147.9927 | 0
16.09. | 5 | 264.0453 |  | 100.4536 | 9.588 | 0 | 154.0036 | 0
16.09. | 6 | 282.8281 |  | 111.5674 | 9.588 | 0 | 161.6727 | 0
16.09. | 7 | 283.5323 |  | 118.697 | 9.588 | 0 | 155.2473 | 0
16.09. | 8 | 293.1273 |  | 123.9393 | 9.588 | 0 | 159.6 | 0
16.09. | 9 | 297.897 |  | 124.149 | 9.588 | 0 | 164.16 | 0
16.09. | 10 | 301.611 |  | 122.6812 | 9.588 | 0 | 169.3418 | 0
16.09. | 11 | 300.9867 |  | 122.4715 | 9.588 | 0 | 168.9273 | 0
16.09. | 12 | 301.1037 |  | 123.6248 | 9.588 | 0 | 167.8909 | 0
16.09. | 13 | 294.7831 |  | 123.7296 | 9.588 | 0 | 161.4655 | 0
16.09. | 14 | 296.6461 |  | 123.5199 | 9.588 | 0 | 163.5382 | 0
16.09. | 15 | 296.9534 |  | 123.2054 | 9.588 | 0 | 164.16 | 0
16.09. | 16 | 300.6843 |  | 123.2054 | 9.588 | 0 | 167.8909 | 0
16.09. | 17 | 299.8528 |  | 122.9957 | 9.588 | 0 | 167.2691 | 0
16.09. | 18 | 300.7892 |  | 123.3102 | 9.588 | 0 | 167.8909 | 0
16.09. | 19 | 302.6643 |  | 124.149 | 9.588 | 0 | 168.9273 | 0
16.09. | 20 | 298.4019 |  | 122.9957 | 9.588 | 0 | 165.8182 | 0
16.09. | 21 | 301.2206 |  | 124.7781 | 9.588 | 0 | 166.8545 | 0
16.09. | 22 | 301.511 |  | 122.9957 | 9.588 | 0 | 168.9273 | 0
16.09. | 23 | 294.0177 |  | 120.2697 | 9.588 | 0 | 164.16 | 0
16.09. | 24 | 292.1547 |  | 120.4794 | 9.588 | 0 | 162.0873 | 0
17.09. | 1 | 293.6959 |  | 119.3261 | 9.588 | 0 | 164.7818 | 0
17.09. | 2 | 293.808 |  | 120.06 | 9.588 | 0 | 164.16 | 0
17.09. | 3 | 293.5007 |  | 120.3745 | 9.588 | 0 | 163.5382 | 0
17.09. | 4 | 293.3007 |  | 121.0036 | 9.588 | 0 | 162.7091 | 0
17.09. | 5 | 298.3091 |  | 123.9393 | 9.588 | 0 | 164.7818 | 0
17.09. | 6 | 292.7079 |  | 123.5199 | 9.588 | 0 | 159.6 | 0
17.09. | 7 | 289.1722 |  | 122.4715 | 9.588 | 0 | 157.1127 | 0
17.09. | 8 | 293.8516 |  | 123.8345 | 9.588 | 0 | 160.4291 | 0
17.09. | 9 | 293.1273 |  | 123.9393 | 9.588 | 0 | 159.6 | 0
17.09. | 10 | 294.2516 |  | 122.5763 | 9.588 | 0 | 162.0873 | 0
17.09. | 11 | 301.1916 |  | 122.2618 | 9.588 | 0 | 169.3418 | 0
17.09. | 12 | 302.0376 |  | 123.7296 | 9.588 | 0 | 168.72 | 0
17.09. | 13 | 295.6073 |  | 123.3102 | 9.588 | 0 | 162.7091 | 0
17.09. | 14 | 293.4346 |  | 123.6248 | 9.588 | 0 | 160.2218 | 0
17.09. | 15 | 295.9243 |  | 123.8345 | 9.588 | 0 | 162.5018 | 0
17.09. | 16 | 299.9697 |  | 124.149 | 9.588 | 0 | 166.2327 | 0
17.09. | 17 | 300.3819 |  | 123.9393 | 9.588 | 0 | 166.8545 | 0
17.09. | 18 | 303.2885 |  | 124.3587 | 9.588 | 0 | 169.3418 | 0
17.09. | 19 | 299.1479 |  | 124.7781 | 9.588 | 0 | 164.7818 | 0
17.09. | 20 | 298.3164 |  | 124.5684 | 9.588 | 0 | 164.16 | 0
17.09. | 21 | 296.8679 |  | 124.7781 | 9.588 | 0 | 162.5018 | 0
17.09. | 22 | 297.3728 |  | 123.6248 | 9.588 | 0 | 164.16 | 0
17.09. | 23 | 288.9335 |  | 119.7455 | 9.588 | 0 | 159.6 | 0
17.09. | 24 | 287.1898 |  | 121.3182 | 9.588 | 0 | 156.2836 | 0
18.09. | 1 | 288.2237 |  | 121.1085 | 9.588 | 0 | 157.5273 | 0
18.09. | 2 | 287.5019 |  | 121.423 | 9.588 | 0 | 156.4909 | 0
18.09. | 3 | 288.3334 |  | 121.6327 | 9.588 | 0 | 157.1127 | 0
18.09. | 4 | 287.1874 |  | 121.1085 | 9.588 | 0 | 156.4909 | 0
18.09. | 5 | 291.5837 |  | 124.883 | 9.588 | 0 | 157.1127 | 0
18.09. | 6 | 293.9661 |  | 124.7781 | 9.588 | 0 | 159.6 | 0
18.09. | 7 | 295.8291 |  | 124.5684 | 9.588 | 0 | 161.6727 | 0
18.09. | 8 | 301.4303 |  | 124.9878 | 9.588 | 0 | 166.8545 | 0
18.09. | 9 | 279.6473 |  | 123.3102 | 9.588 | 0 | 146.7491 | 0
18.09. | 10 | 284.2098 |  | 123.5199 | 9.588 | 0 | 151.1018 | 0
18.09. | 11 | 304.1249 |  | 124.9878 | 9.588 | 0 | 169.5491 | 0
18.09. | 12 | 307.6437 |  | 124.5684 | 9.588 | 0 | 173.4873 | 0
18.09. | 13 | 308.0582 |  | 124.5684 | 9.588 | 0 | 173.9018 | 0
18.09. | 14 | 302.1473 |  | 124.2539 | 9.588 | 0 | 168.3055 | 0
18.09. | 15 | 301.111 |  | 124.2539 | 9.588 | 0 | 167.2691 | 0
18.09. | 16 | 305.1588 |  | 124.7781 | 9.588 | 0 | 170.7927 | 0
18.09. | 17 | 302.2522 |  | 124.3587 | 9.588 | 0 | 168.3055 | 0
18.09. | 18 | 302.6667 |  | 124.3587 | 9.588 | 0 | 168.72 | 0
18.09. | 19 | 302.6716 |  | 124.7781 | 9.588 | 0 | 168.3055 | 0
18.09. | 20 | 304.1055 |  | 123.3102 | 9.588 | 0 | 171.2073 | 0
18.09. | 21 | 303.4837 |  | 123.3102 | 9.588 | 0 | 170.5855 | 0
18.09. | 22 | 300.2528 |  | 121.7375 | 9.588 | 0 | 168.9273 | 0
18.09. | 23 | 297.4486 |  | 121.2133 | 9.588 | 0 | 166.6473 | 0
18.09. | 24 | 298.2849 |  | 121.8424 | 9.588 | 0 | 166.8545 | 0
19.09. | 1 | 293.0007 |  | 121.9472 | 9.588 | 0 | 161.4655 | 0
19.09. | 2 | 297.2437 |  | 121.423 | 9.588 | 0 | 166.2327 | 0
19.09. | 3 | 301.011 |  | 124.5684 | 9.588 | 0 | 166.8545 | 0
19.09. | 4 | 301.4303 |  | 124.9878 | 9.588 | 0 | 166.8545 | 0
19.09. | 5 | 296.1437 |  | 124.883 | 9.588 | 0 | 161.6727 | 0
19.09. | 6 | 293.3419 |  | 124.5684 | 9.588 | 0 | 159.1855 | 0
19.09. | 7 | 295.1073 |  | 124.883 | 9.588 | 0 | 160.6364 | 0
19.09. | 8 | 297.2873 |  | 125.1975 | 9.588 | 0 | 162.5018 | 0
19.09. | 9 | 287.7286 |  | 123.1006 | 9.588 | 0 | 155.04 | 0
19.09. | 10 | 286.1801 |  | 123.6248 | 9.588 | 0 | 152.9673 | 0
19.09. | 11 | 290.011 |  | 123.3102 | 9.588 | 0 | 157.1127 | 0
19.09. | 12 | 292.9297 |  | 124.7781 | 9.588 | 0 | 158.5636 | 0
19.09. | 13 | 296.7679 |  | 125.0926 | 9.588 | 0 | 162.0873 | 0
19.09. | 14 | 298.0091 |  | 124.883 | 9.588 | 0 | 163.5382 | 0
19.09. | 15 | 295.6219 |  | 124.5684 | 9.588 | 0 | 161.4655 | 0
19.09. | 16 | 298.0091 |  | 124.883 | 9.588 | 0 | 163.5382 | 0
19.09. | 17 | 297.4946 |  | 125.1975 | 9.588 | 0 | 162.7091 | 0
19.09. | 18 | 302.4619 |  | 124.5684 | 9.588 | 0 | 168.3055 | 0
19.09. | 19 | 303.0837 |  | 124.5684 | 9.588 | 0 | 168.9273 | 0
19.09. | 20 | 301.011 |  | 124.5684 | 9.588 | 0 | 166.8545 | 0
19.09. | 21 | 300.4891 |  | 124.2539 | 9.588 | 0 | 166.6473 | 0
19.09. | 22 | 297.3655 |  | 122.9957 | 9.588 | 0 | 164.7818 | 0
19.09. | 23 | 294.025 |  | 120.8988 | 9.588 | 0 | 163.5382 | 0
19.09. | 24 | 296.6195 |  | 121.2133 | 9.588 | 0 | 165.8182 | 0
20.09. | 1 | 296.9292 |  | 121.1085 | 9.588 | 0 | 166.2327 | 0
20.09. | 2 | 294.2274 |  | 120.4794 | 9.588 | 0 | 164.16 | 0
20.09. | 3 | 294.7565 |  | 121.423 | 9.588 | 0 | 163.7455 | 0
20.09. | 4 | 297.1752 |  | 124.4636 | 9.588 | 0 | 163.1236 | 0
20.09. | 5 | 298.7358 |  | 124.9878 | 9.588 | 0 | 164.16 | 0
20.09. | 6 | 296.1388 |  | 124.4636 | 9.588 | 0 | 162.0873 | 0
20.09. | 7 | 298.114 |  | 124.9878 | 9.588 | 0 | 163.5382 | 0
20.09. | 8 | 295.517 |  | 124.4636 | 9.588 | 0 | 161.4655 | 0
20.09. | 9 | 296.551 |  | 124.2539 | 9.588 | 0 | 162.7091 | 0
20.09. | 10 | 245.6729 |  | 71.9249 | 9.588 | 0 | 164.16 | 0
20.09. | 11 | 297.0655 |  | 123.9393 | 9.588 | 0 | 163.5382 | 0
20.09. | 12 | 297.897 |  | 124.149 | 9.588 | 0 | 164.16 | 0
20.09. | 13 | 295.8243 |  | 124.149 | 9.588 | 0 | 162.0873 | 0
20.09. | 14 | 298.0995 |  | 123.7296 | 9.588 | 0 | 164.7818 | 0
20.09. | 15 | 294.1637 |  | 123.9393 | 9.588 | 0 | 160.6364 | 0
20.09. | 16 | 298.3164 |  | 124.5684 | 9.588 | 0 | 164.16 | 0
20.09. | 17 | 304.02 |  | 124.883 | 9.588 | 0 | 169.5491 | 0
20.09. | 18 | 302.6716 |  | 124.7781 | 9.588 | 0 | 168.3055 | 0
20.09. | 19 | 298.9285 |  | 123.7296 | 9.588 | 0 | 165.6109 | 0
20.09. | 20 | 300.9061 |  | 124.4636 | 9.588 | 0 | 166.8545 | 0
20.09. | 21 | 304.1176 |  | 124.3587 | 9.588 | 0 | 170.1709 | 0
20.09. | 22 | 304.1104 |  | 123.7296 | 9.588 | 0 | 170.7927 | 0
20.09. | 23 | 300.3528 |  | 121.423 | 9.588 | 0 | 169.3418 | 0
20.09. | 24 | 300.2552 |  | 121.9472 | 9.588 | 0 | 168.72 | 0
21.09. | 1 | 298.7971 |  | 121.3182 | 9.588 | 0 | 167.8909 | 0
21.09. | 2 | 296.8122 |  | 119.9552 | 9.588 | 0 | 167.2691 | 0
21.09. | 3 | 297.4462 |  | 121.0036 | 9.588 | 0 | 166.8545 | 0
21.09. | 4 | 301.2206 |  | 124.7781 | 9.588 | 0 | 166.8545 | 0
21.09. | 5 | 298.8334 |  | 124.4636 | 9.588 | 0 | 164.7818 | 0
21.09. | 6 | 298.1067 |  | 124.3587 | 9.588 | 0 | 164.16 | 0
21.09. | 7 | 300.8085 |  | 124.9878 | 9.588 | 0 | 166.2327 | 0
21.09. | 8 | 301.0134 |  | 124.7781 | 9.588 | 0 | 166.6473 | 0
21.09. | 9 | 304.0152 |  | 124.4636 | 9.588 | 0 | 169.9636 | 0
21.09. | 10 | 299.5431 |  | 123.1006 | 9.588 | 0 | 166.8545 | 0
21.09. | 11 | 300.4819 |  | 123.6248 | 9.588 | 0 | 167.2691 | 0
21.09. | 12 | 297.3897 |  | 125.0926 | 9.588 | 0 | 162.7091 | 0
21.09. | 13 | 297.2849 |  | 124.9878 | 9.588 | 0 | 162.7091 | 0
21.09. | 14 | 295.0049 |  | 124.9878 | 9.588 | 0 | 160.4291 | 0
21.09. | 15 | 296.1388 |  | 124.4636 | 9.588 | 0 | 162.0873 | 0
21.09. | 16 | 303.0837 |  | 124.5684 | 9.588 | 0 | 168.9273 | 0
21.09. | 17 | 307.2316 |  | 124.7781 | 9.588 | 0 | 172.8655 | 0
21.09. | 18 | 305.3588 |  | 124.149 | 9.588 | 0 | 171.6218 | 0
21.09. | 19 | 301.2158 |  | 124.3587 | 9.588 | 0 | 167.2691 | 0
21.09. | 20 | 303.4958 |  | 124.3587 | 9.588 | 0 | 169.5491 | 0
21.09. | 21 | 302.4619 |  | 124.5684 | 9.588 | 0 | 168.3055 | 0
21.09. | 22 | 305.8879 |  | 125.0926 | 9.588 | 0 | 171.2073 | 0
21.09. | 23 | 305.7782 |  | 124.5684 | 9.588 | 0 | 171.6218 | 0
21.09. | 24 | 300.0819 |  | 124.883 | 9.588 | 0 | 165.6109 | 0
22.09. | 1 | 304.1176 |  | 124.3587 | 9.588 | 0 | 170.1709 | 0
22.09. | 2 | 304.3273 |  | 124.5684 | 9.588 | 0 | 170.1709 | 0
22.09. | 3 | 301.8376 |  | 124.3587 | 9.588 | 0 | 167.8909 | 0
22.09. | 4 | 296.1388 |  | 124.4636 | 9.588 | 0 | 162.0873 | 0
22.09. | 5 | 300.9134 |  | 125.0926 | 9.588 | 0 | 166.2327 | 0
22.09. | 6 | 298.2116 |  | 124.4636 | 9.588 | 0 | 164.16 | 0
22.09. | 7 | 297.9019 |  | 124.5684 | 9.588 | 0 | 163.7455 | 0
22.09. | 8 | 294.4976 |  | 125.9314 | 9.588 | 0 | 158.9782 | 0
22.09. | 9 | 292.937 |  | 125.4072 | 9.588 | 0 | 157.9418 | 0
22.09. | 10 | 293.5395 |  | 123.7296 | 9.588 | 0 | 160.2218 | 0
22.09. | 11 | 297.9043 |  | 124.7781 | 9.588 | 0 | 163.5382 | 0
22.09. | 12 | 297.4776 |  | 123.7296 | 9.588 | 0 | 164.16 | 0
22.09. | 13 | 278.1858 |  | 104.4378 | 9.588 | 0 | 164.16 | 0
22.09. | 14 | 280.461 |  | 104.0184 | 9.588 | 0 | 166.8545 | 0
22.09. | 15 | 279.6343 |  | 104.2281 | 9.588 | 0 | 165.8182 | 0
22.09. | 16 | 277.4446 |  | 103.0748 | 9.588 | 0 | 164.7818 | 0
22.09. | 17 | 281.7095 |  | 104.4378 | 9.588 | 0 | 167.6836 | 0
22.09. | 18 | 283.8967 |  | 105.3814 | 9.588 | 0 | 168.9273 | 0
22.09. | 19 | 282.1288 |  | 104.8572 | 9.588 | 0 | 167.6836 | 0
22.09. | 20 | 277.2664 |  | 105.5911 | 9.588 | 0 | 162.0873 | 0
22.09. | 21 | 282.3482 |  | 105.9057 | 9.588 | 0 | 166.8545 | 0
22.09. | 22 | 285.4839 |  | 108.2123 | 9.588 | 0 | 167.6836 | 0
22.09. | 23 | 291.1311 |  | 112.6159 | 9.588 | 0 | 168.9273 | 0
22.09. | 24 | 296.7195 |  | 120.8988 | 9.588 | 0 | 166.2327 | 0
23.09. | 1 | 300.9134 |  | 125.0926 | 9.588 | 0 | 166.2327 | 0
23.09. | 2 | 291.8079 |  | 126.3508 | 9.588 | 0 | 155.8691 | 0
23.09. | 3 | 302.7934 |  | 126.3508 | 9.588 | 0 | 166.8545 | 0
23.09. | 4 | 295.2291 |  | 126.4557 | 9.588 | 0 | 159.1855 | 0
23.09. | 5 | 299.7891 |  | 126.4557 | 9.588 | 0 | 163.7455 | 0
23.09. | 6 | 305.6927 |  | 126.1411 | 9.588 | 0 | 169.9636 | 0
23.09. | 7 | 305.3782 |  | 125.8266 | 9.588 | 0 | 169.9636 | 0
23.09. | 8 | 302.5837 |  | 126.1411 | 9.588 | 0 | 166.8545 | 0
23.09. | 9 | 306.6218 |  | 125.8266 | 9.588 | 0 | 171.2073 | 0
23.09. | 10 | 306.6122 |  | 124.9878 | 9.588 | 0 | 172.0364 | 0
23.09. | 11 | 304.4346 |  | 124.883 | 9.588 | 0 | 169.9636 | 0
23.09. | 12 | 304.9709 |  | 126.4557 | 9.588 | 0 | 168.9273 | 0
23.09. | 13 | 306.1097 |  | 126.3508 | 9.588 | 0 | 170.1709 | 0
23.09. | 14 | 304.2443 |  | 126.3508 | 9.588 | 0 | 168.3055 | 0
23.09. | 15 | 305.0782 |  | 126.7702 | 9.588 | 0 | 168.72 | 0
23.09. | 16 | 303.8249 |  | 125.9314 | 9.588 | 0 | 168.3055 | 0
23.09. | 17 | 302.2764 |  | 126.4557 | 9.588 | 0 | 166.2327 | 0
23.09. | 18 | 307.5655 |  | 126.7702 | 9.588 | 0 | 171.2073 | 0
23.09. | 19 | 301.4303 |  | 124.9878 | 9.588 | 0 | 166.8545 | 0
23.09. | 20 | 298.2309 |  | 126.1411 | 9.588 | 0 | 162.5018 | 0
23.09. | 21 | 300.3012 |  | 125.9314 | 9.588 | 0 | 164.7818 | 0
23.09. | 22 | 302.9934 |  | 125.7217 | 9.588 | 0 | 167.6836 | 0
23.09. | 23 | 303.4127 |  | 126.1411 | 9.588 | 0 | 167.6836 | 0
23.09. | 24 | 298.1309 |  | 126.4557 | 9.588 | 0 | 162.0873 | 0
24.09. | 1 | 302.8982 |  | 126.4557 | 9.588 | 0 | 166.8545 | 0
24.09. | 2 | 303.4127 |  | 126.1411 | 9.588 | 0 | 167.6836 | 0
24.09. | 3 | 300.9303 |  | 126.5605 | 9.588 | 0 | 164.7818 | 0
24.09. | 4 | 299.8891 |  | 126.1411 | 9.588 | 0 | 164.16 | 0
24.09. | 5 | 301.5497 |  | 126.3508 | 9.588 | 0 | 165.6109 | 0
24.09. | 6 | 301.3449 |  | 126.5605 | 9.588 | 0 | 165.1964 | 0
24.09. | 7 | 301.14 |  | 126.7702 | 9.588 | 0 | 164.7818 | 0
24.09. | 8 | 300.1036 |  | 126.7702 | 9.588 | 0 | 163.7455 | 0
24.09. | 9 | 301.9667 |  | 126.5605 | 9.588 | 0 | 165.8182 | 0
24.09. | 10 | 303.2006 |  | 125.7217 | 9.588 | 0 | 167.8909 | 0
24.09. | 11 | 303.2006 |  | 125.7217 | 9.588 | 0 | 167.8909 | 0
24.09. | 12 | 305.2782 |  | 126.1411 | 9.588 | 0 | 169.5491 | 0
24.09. | 13 | 301.5497 |  | 126.3508 | 9.588 | 0 | 165.6109 | 0
24.09. | 14 | 305.5927 |  | 126.4557 | 9.588 | 0 | 169.5491 | 0
24.09. | 15 | 304.3273 |  | 124.5684 | 9.588 | 0 | 170.1709 | 0
24.09. | 16 | 304.7637 |  | 126.4557 | 9.588 | 0 | 168.72 | 0
24.09. | 17 | 301.0303 |  | 126.246 | 9.588 | 0 | 165.1964 | 0
24.09. | 18 | 304.3491 |  | 126.4557 | 9.588 | 0 | 168.3055 | 0
24.09. | 19 | 309.114 |  | 126.246 | 9.588 | 0 | 173.28 | 0
24.09. | 20 | 306.4097 |  | 125.4072 | 9.588 | 0 | 171.4145 | 0
24.09. | 21 | 306.2146 |  | 126.4557 | 9.588 | 0 | 170.1709 | 0
24.09. | 22 | 305.383 |  | 126.246 | 9.588 | 0 | 169.5491 | 0
24.09. | 23 | 305.383 |  | 126.246 | 9.588 | 0 | 169.5491 | 0
24.09. | 24 | 298.8576 |  | 126.5605 | 9.588 | 0 | 162.7091 | 0
25.09. | 1 | 298.4455 |  | 126.7702 | 9.588 | 0 | 162.0873 | 0
25.09. | 2 | 299.5818 |  | 126.4557 | 9.588 | 0 | 163.5382 | 0
25.09. | 3 | 300.7206 |  | 126.3508 | 9.588 | 0 | 164.7818 | 0
25.09. | 4 | 300.1036 |  | 126.7702 | 9.588 | 0 | 163.7455 | 0
25.09. | 5 | 300.7206 |  | 126.3508 | 9.588 | 0 | 164.7818 | 0
25.09. | 6 | 297.5091 |  | 126.4557 | 9.588 | 0 | 161.4655 | 0
25.09. | 7 | 298.2309 |  | 126.1411 | 9.588 | 0 | 162.5018 | 0
25.09. | 8 | 298.1309 |  | 126.4557 | 9.588 | 0 | 162.0873 | 0
25.09. | 9 | 294.7073 |  | 126.1411 | 9.588 | 0 | 158.9782 | 0
25.09. | 10 | 298.1188 |  | 125.4072 | 9.588 | 0 | 163.1236 | 0
25.09. | 11 | 304.6491 |  | 125.512 | 9.588 | 0 | 169.5491 | 0
25.09. | 12 | 304.0346 |  | 126.1411 | 9.588 | 0 | 168.3055 | 0
25.09. | 13 | 305.9024 |  | 126.3508 | 9.588 | 0 | 169.9636 | 0
25.09. | 14 | 301.8618 |  | 126.4557 | 9.588 | 0 | 165.8182 | 0
25.09. | 15 | 303.4103 |  | 125.9314 | 9.588 | 0 | 167.8909 | 0
25.09. | 16 | 300.5061 |  | 125.7217 | 9.588 | 0 | 165.1964 | 0
25.09. | 17 | 299.5673 |  | 125.1975 | 9.588 | 0 | 164.7818 | 0
25.09. | 18 | 305.3855 |  | 126.4557 | 9.588 | 0 | 169.3418 | 0
25.09. | 19 | 302.0594 |  | 125.6169 | 9.588 | 0 | 166.8545 | 0
25.09. | 20 | 302.5909 |  | 126.7702 | 9.588 | 0 | 166.2327 | 0
25.09. | 21 | 299.477 |  | 126.3508 | 9.588 | 0 | 163.5382 | 0
25.09. | 22 | 300.8255 |  | 126.4557 | 9.588 | 0 | 164.7818 | 0
25.09. | 23 | 297.1873 |  | 125.512 | 9.588 | 0 | 162.0873 | 0
25.09. | 24 | 298.0188 |  | 125.7217 | 9.588 | 0 | 162.7091 | 0
26.09. | 1 | 298.3358 |  | 126.246 | 9.588 | 0 | 162.5018 | 0
26.09. | 2 | 299.4746 |  | 126.1411 | 9.588 | 0 | 163.7455 | 0
26.09. | 3 | 296.263 |  | 126.246 | 9.588 | 0 | 160.4291 | 0
26.09. | 4 | 294.9146 |  | 126.1411 | 9.588 | 0 | 159.1855 | 0
26.09. | 5 | 292.6394 |  | 126.5605 | 9.588 | 0 | 156.4909 | 0
26.09. | 6 | 281.8419 |  | 124.883 | 9.588 | 0 | 147.3709 | 0
26.09. | 7 | 288.3818 |  | 125.8266 | 9.588 | 0 | 152.9673 | 0
26.09. | 8 | 288.694 |  | 125.9314 | 9.588 | 0 | 153.1745 | 0
26.09. | 9 | 288.1673 |  | 125.1975 | 9.588 | 0 | 153.3818 | 0
26.09. | 10 | 287.7479 |  | 124.7781 | 9.588 | 0 | 153.3818 | 0
26.09. | 11 | 294.0637 |  | 124.2539 | 9.588 | 0 | 160.2218 | 0
26.09. | 12 | 298.8334 |  | 124.4636 | 9.588 | 0 | 164.7818 | 0
26.09. | 13 | 295.5098 |  | 123.8345 | 9.588 | 0 | 162.0873 | 0
26.09. | 14 | 297.051 |  | 122.6812 | 9.588 | 0 | 164.7818 | 0
26.09. | 15 | 290.8328 |  | 122.6812 | 9.588 | 0 | 158.5636 | 0
26.09. | 16 | 296.5389 |  | 123.2054 | 9.588 | 0 | 163.7455 | 0
26.09. | 17 | 290.6497 |  | 124.7781 | 9.588 | 0 | 156.2836 | 0
26.09. | 18 | 293.1273 |  | 123.9393 | 9.588 | 0 | 159.6 | 0
26.09. | 19 | 297.4825 |  | 124.149 | 9.588 | 0 | 163.7455 | 0
26.09. | 20 | 301.2231 |  | 124.9878 | 9.588 | 0 | 166.6473 | 0
26.09. | 21 | 302.2691 |  | 125.8266 | 9.588 | 0 | 166.8545 | 0
26.09. | 22 | 299.9819 |  | 125.1975 | 9.588 | 0 | 165.1964 | 0
26.09. | 23 | 294.9097 |  | 125.7217 | 9.588 | 0 | 159.6 | 0
26.09. | 24 | 297.5018 |  | 125.8266 | 9.588 | 0 | 162.0873 | 0
27.09. | 1 | 298.7406 |  | 125.4072 | 9.588 | 0 | 163.7455 | 0
27.09. | 2 | 297.8115 |  | 125.7217 | 9.588 | 0 | 162.5018 | 0
27.09. | 3 | 295.9461 |  | 125.7217 | 9.588 | 0 | 160.6364 | 0
27.09. | 4 | 290.9691 |  | 125.512 | 9.588 | 0 | 155.8691 | 0
27.09. | 5 | 293.5612 |  | 125.6169 | 9.588 | 0 | 158.3564 | 0
27.09. | 6 | 294.9025 |  | 125.0926 | 9.588 | 0 | 160.2218 | 0
27.09. | 7 | 294.3903 |  | 125.6169 | 9.588 | 0 | 159.1855 | 0
27.09. | 8 | 295.7388 |  | 125.7217 | 9.588 | 0 | 160.4291 | 0
27.09. | 9 | 293.7564 |  | 124.5684 | 9.588 | 0 | 159.6 | 0
27.09. | 10 | 302.2522 |  | 124.3587 | 9.588 | 0 | 168.3055 | 0
27.09. | 11 | 307.0146 |  | 123.9393 | 9.588 | 0 | 173.4873 | 0
27.09. | 12 | 293.7467 |  | 123.7296 | 9.588 | 0 | 160.4291 | 0
27.09. | 13 | 292.7152 |  | 124.149 | 9.588 | 0 | 158.9782 | 0
27.09. | 14 | 292.5176 |  | 124.9878 | 9.588 | 0 | 157.9418 | 0
27.09. | 15 | 306.7218 |  | 125.512 | 9.588 | 0 | 171.6218 | 0
27.09. | 16 | 305.5637 |  | 123.9393 | 9.588 | 0 | 172.0364 | 0
27.09. | 17 | 303.7128 |  | 125.1975 | 9.588 | 0 | 168.9273 | 0
27.09. | 18 | 305.571 |  | 124.5684 | 9.588 | 0 | 171.4145 | 0
27.09. | 19 | 299.3576 |  | 124.9878 | 9.588 | 0 | 164.7818 | 0
27.09. | 20 | 301.2279 |  | 125.4072 | 9.588 | 0 | 166.2327 | 0
27.09. | 21 | 300.7109 |  | 125.512 | 9.588 | 0 | 165.6109 | 0
27.09. | 22 | 301.3328 |  | 125.512 | 9.588 | 0 | 166.2327 | 0
27.09. | 23 | 302.6788 |  | 125.4072 | 9.588 | 0 | 167.6836 | 0
27.09. | 24 | 305.2709 |  | 125.512 | 9.588 | 0 | 170.1709 | 0
28.09. | 1 | 299.4697 |  | 125.7217 | 9.588 | 0 | 164.16 | 0
28.09. | 2 | 297.4849 |  | 124.3587 | 9.588 | 0 | 163.5382 | 0
28.09. | 3 | 299.4625 |  | 125.0926 | 9.588 | 0 | 164.7818 | 0
28.09. | 4 | 298.9503 |  | 125.6169 | 9.588 | 0 | 163.7455 | 0
28.09. | 5 | 298.3213 |  | 124.9878 | 9.588 | 0 | 163.7455 | 0
28.09. | 6 | 291.0594 |  | 124.3587 | 9.588 | 0 | 157.1127 | 0
28.09. | 7 | 291.2716 |  | 124.7781 | 9.588 | 0 | 156.9055 | 0
28.09. | 8 | 293.8758 |  | 125.9314 | 9.588 | 0 | 158.3564 | 0
28.09. | 9 | 294.5952 |  | 125.4072 | 9.588 | 0 | 159.6 | 0
28.09. | 10 | 293.1419 |  | 125.1975 | 9.588 | 0 | 158.3564 | 0
28.09. | 11 | 292.6152 |  | 124.4636 | 9.588 | 0 | 158.5636 | 0
28.09. | 12 | 285.859 |  | 113.7692 | 9.588 | 0 | 162.5018 | 0
28.09. | 13 | 292.699 |  | 113.7692 | 9.588 | 0 | 169.3418 | 0
28.09. | 14 | 300.1552 |  | 122.2618 | 9.588 | 0 | 168.3055 | 0
28.09. | 15 | 296.6437 |  | 123.3102 | 9.588 | 0 | 163.7455 | 0
28.09. | 16 | 301.2206 |  | 124.7781 | 9.588 | 0 | 166.8545 | 0
28.09. | 17 | 306.617 |  | 125.4072 | 9.588 | 0 | 171.6218 | 0
28.09. | 18 | 305.8928 |  | 125.512 | 9.588 | 0 | 170.7927 | 0
28.09. | 19 | 305.7782 |  | 124.5684 | 9.588 | 0 | 171.6218 | 0
28.09. | 20 | 304.3491 |  | 126.4557 | 9.588 | 0 | 168.3055 | 0
28.09. | 21 | 305.9024 |  | 126.3508 | 9.588 | 0 | 169.9636 | 0
28.09. | 22 | 304.6636 |  | 126.7702 | 9.588 | 0 | 168.3055 | 0
28.09. | 23 | 303.003 |  | 126.5605 | 9.588 | 0 | 166.8545 | 0
28.09. | 24 | 304.237 |  | 125.7217 | 9.588 | 0 | 168.9273 | 0
29.09. | 1 | 302.3764 |  | 126.1411 | 9.588 | 0 | 166.6473 | 0
29.09. | 2 | 302.4619 |  | 124.5684 | 9.588 | 0 | 168.3055 | 0
29.09. | 3 | 301.9667 |  | 126.5605 | 9.588 | 0 | 165.8182 | 0
29.09. | 4 | 286.9358 |  | 126.246 | 9.588 | 0 | 151.1018 | 0
29.09. | 5 | 300.0988 |  | 126.3508 | 9.588 | 0 | 164.16 | 0
29.09. | 6 | 296.58 |  | 126.7702 | 9.588 | 0 | 160.2218 | 0
29.09. | 7 | 286.1164 |  | 127.0847 | 9.588 | 0 | 149.4436 | 0
29.09. | 8 | 297.0825 |  | 125.4072 | 9.588 | 0 | 162.0873 | 0
29.09. | 9 | 302.257 |  | 124.7781 | 9.588 | 0 | 167.8909 | 0
29.09. | 10 | 300.6988 |  | 124.4636 | 9.588 | 0 | 166.6473 | 0
29.09. | 11 | 296.1437 |  | 124.883 | 9.588 | 0 | 161.6727 | 0
29.09. | 12 | 304.0346 |  | 126.1411 | 9.588 | 0 | 168.3055 | 0
29.09. | 13 | 303.4127 |  | 126.1411 | 9.588 | 0 | 167.6836 | 0
29.09. | 14 | 303.2127 |  | 126.7702 | 9.588 | 0 | 166.8545 | 0
29.09. | 15 | 304.8685 |  | 126.5605 | 9.588 | 0 | 168.72 | 0
29.09. | 16 | 306.1097 |  | 126.3508 | 9.588 | 0 | 170.1709 | 0
29.09. | 17 | 304.7564 |  | 125.8266 | 9.588 | 0 | 169.3418 | 0
29.09. | 18 | 303.2031 |  | 125.9314 | 9.588 | 0 | 167.6836 | 0
29.09. | 19 | 299.9867 |  | 125.6169 | 9.588 | 0 | 164.7818 | 0
29.09. | 20 | 304.0418 |  | 126.7702 | 9.588 | 0 | 167.6836 | 0
29.09. | 21 | 289.4182 |  | 125.8266 | 9.588 | 0 | 154.0036 | 0
29.09. | 22 | 301.3449 |  | 126.5605 | 9.588 | 0 | 165.1964 | 0
29.09. | 23 | 305.4903 |  | 126.5605 | 9.588 | 0 | 169.3418 | 0
29.09. | 24 | 305.4903 |  | 126.5605 | 9.588 | 0 | 169.3418 | 0
30.09. | 1 | 302.7958 |  | 126.5605 | 9.588 | 0 | 166.6473 | 0
30.09. | 2 | 302.1764 |  | 126.7702 | 9.588 | 0 | 165.8182 | 0
30.09. | 3 | 299.8891 |  | 126.1411 | 9.588 | 0 | 164.16 | 0
30.09. | 4 | 301.6521 |  | 126.246 | 9.588 | 0 | 165.8182 | 0
30.09. | 5 | 299.6843 |  | 126.3508 | 9.588 | 0 | 163.7455 | 0
30.09. | 6 | 300.1915 |  | 125.4072 | 9.588 | 0 | 165.1964 | 0
30.09. | 7 | 302.2764 |  | 126.4557 | 9.588 | 0 | 166.2327 | 0
30.09. | 8 | 305.9073 |  | 126.7702 | 9.588 | 0 | 169.5491 | 0
30.09. | 9 | 303.7128 |  | 125.1975 | 9.588 | 0 | 168.9273 | 0
30.09. | 10 | 303.0958 |  | 125.6169 | 9.588 | 0 | 167.8909 | 0
30.09. | 11 | 304.3418 |  | 125.8266 | 9.588 | 0 | 168.9273 | 0
30.09. | 12 | 304.9564 |  | 125.1975 | 9.588 | 0 | 170.1709 | 0
30.09. | 13 | 305.6927 |  | 126.1411 | 9.588 | 0 | 169.9636 | 0
30.09. | 14 | 307.9752 |  | 126.3508 | 9.588 | 0 | 172.0364 | 0
30.09. | 15 | 307.9727 |  | 126.1411 | 9.588 | 0 | 172.2436 | 0
30.09. | 16 | 309.4188 |  | 125.7217 | 9.588 | 0 | 174.1091 | 0
30.09. | 17 | 306.3194 |  | 126.5605 | 9.588 | 0 | 170.1709 | 0
30.09. | 18 | 309.3237 |  | 126.4557 | 9.588 | 0 | 173.28 | 0
30.09. | 19 | 307.8606 |  | 125.4072 | 9.588 | 0 | 172.8655 | 0
30.09. | 20 | 309.3164 |  | 125.8266 | 9.588 | 0 | 173.9018 | 0
30.09. | 21 | 293.2612 |  | 126.5605 | 9.588 | 0 | 157.1127 | 0
30.09. | 22 | 299.5867 |  | 126.875 | 9.588 | 0 | 163.1236 | 0
30.09. | 23 | 309.0091 |  | 126.1411 | 9.588 | 0 | 173.28 | 0
30.09. | 24 | 307.7631 |  | 125.9314 | 9.588 | 0 | 172.2436 | 0
01.10. | 1 | 309.4188 |  | 125.7217 | 9.588 | 0 | 174.1091 | 0
01.10. | 2 | 304.1249 |  | 124.9878 | 9.588 | 0 | 169.5491 | 0
01.10. | 3 | 303.7152 |  | 125.4072 | 9.588 | 0 | 168.72 | 0
01.10. | 4 | 301.9546 |  | 125.512 | 9.588 | 0 | 166.8545 | 0
01.10. | 5 | 301.5497 |  | 126.3508 | 9.588 | 0 | 165.6109 | 0
01.10. | 6 | 296.5703 |  | 125.9314 | 9.588 | 0 | 161.0509 | 0
01.10. | 7 | 293.6758 |  | 126.5605 | 9.588 | 0 | 157.5273 | 0
01.10. | 8 | 295.0194 |  | 126.246 | 9.588 | 0 | 159.1855 | 0
01.10. | 9 | 301.34 |  | 126.1411 | 9.588 | 0 | 165.6109 | 0
01.10. | 10 | 297.6018 |  | 125.512 | 9.588 | 0 | 162.5018 | 0
01.10. | 11 | 305.9976 |  | 125.6169 | 9.588 | 0 | 170.7927 | 0
01.10. | 12 | 304.6588 |  | 126.3508 | 9.588 | 0 | 168.72 | 0
01.10. | 13 | 299.994 |  | 126.246 | 9.588 | 0 | 164.16 | 0
01.10. | 14 | 308.9091 |  | 126.4557 | 9.588 | 0 | 172.8655 | 0
01.10. | 15 | 306.734 |  | 126.5605 | 9.588 | 0 | 170.5855 | 0
01.10. | 16 | 306.1121 |  | 126.5605 | 9.588 | 0 | 169.9636 | 0
01.10. | 17 | 309.4261 |  | 126.3508 | 9.588 | 0 | 173.4873 | 0
01.10. | 18 | 303.9176 |  | 124.9878 | 9.588 | 0 | 169.3418 | 0
01.10. | 19 | 308.5897 |  | 125.7217 | 9.588 | 0 | 173.28 | 0
01.10. | 20 | 292.8418 |  | 126.1411 | 9.588 | 0 | 157.1127 | 0
01.10. | 21 | 304.3418 |  | 125.8266 | 9.588 | 0 | 168.9273 | 0
01.10. | 22 | 301.14 |  | 126.7702 | 9.588 | 0 | 164.7818 | 0
01.10. | 23 | 304.7637 |  | 126.4557 | 9.588 | 0 | 168.72 | 0
01.10. | 24 | 300.9303 |  | 126.5605 | 9.588 | 0 | 164.7818 | 0
02.10. | 1 | 304.6588 |  | 126.3508 | 9.588 | 0 | 168.72 | 0
02.10. | 2 | 304.8661 |  | 126.3508 | 9.588 | 0 | 168.9273 | 0
02.10. | 3 | 300.0988 |  | 126.3508 | 9.588 | 0 | 164.16 | 0
02.10. | 4 | 295.0218 |  | 126.4557 | 9.588 | 0 | 158.9782 | 0
02.10. | 5 | 297.397 |  | 125.7217 | 9.588 | 0 | 162.0873 | 0
02.10. | 6 | 298.6503 |  | 126.5605 | 9.588 | 0 | 162.5018 | 0
02.10. | 7 | 290.9788 |  | 126.3508 | 9.588 | 0 | 155.04 | 0
02.10. | 8 | 297.1921 |  | 125.9314 | 9.588 | 0 | 161.6727 | 0
02.10. | 9 | 292.7322 |  | 125.6169 | 9.588 | 0 | 157.5273 | 0
02.10. | 10 | 299.4165 |  | 121.1085 | 9.588 | 0 | 168.72 | 0
02.10. | 11 | 302.9909 |  | 125.512 | 9.588 | 0 | 167.8909 | 0
02.10. | 12 | 303.0958 |  | 125.6169 | 9.588 | 0 | 167.8909 | 0
02.10. | 13 | 306.3121 |  | 125.9314 | 9.588 | 0 | 170.7927 | 0
02.10. | 14 | 307.1437 |  | 126.1411 | 9.588 | 0 | 171.4145 | 0
02.10. | 15 | 308.1752 |  | 125.7217 | 9.588 | 0 | 172.8655 | 0
02.10. | 16 | 307.2509 |  | 126.4557 | 9.588 | 0 | 171.2073 | 0
02.10. | 17 | 304.754 |  | 125.6169 | 9.588 | 0 | 169.5491 | 0
02.10. | 18 | 307.9727 |  | 126.1411 | 9.588 | 0 | 172.2436 | 0
02.10. | 19 | 310.46 |  | 126.1411 | 9.588 | 0 | 174.7309 | 0
02.10. | 20 | 310.9673 |  | 125.1975 | 9.588 | 0 | 176.1818 | 0
02.10. | 21 | 308.0728 |  | 125.8266 | 9.588 | 0 | 172.6582 | 0
02.10. | 22 | 308.597 |  | 126.3508 | 9.588 | 0 | 172.6582 | 0
02.10. | 23 | 309.7261 |  | 125.4072 | 9.588 | 0 | 174.7309 | 0
02.10. | 24 | 307.6655 |  | 126.4557 | 9.588 | 0 | 171.6218 | 0
03.10. | 1 | 303.103 |  | 126.246 | 9.588 | 0 | 167.2691 | 0
03.10. | 2 | 305.0709 |  | 126.1411 | 9.588 | 0 | 169.3418 | 0
03.10. | 3 | 303.7273 |  | 126.4557 | 9.588 | 0 | 167.6836 | 0
03.10. | 4 | 297.4043 |  | 126.3508 | 9.588 | 0 | 161.4655 | 0
03.10. | 5 | 297.2922 |  | 125.6169 | 9.588 | 0 | 162.0873 | 0
03.10. | 6 | 297.5018 |  | 125.8266 | 9.588 | 0 | 162.0873 | 0
03.10. | 7 | 296.68 |  | 126.4557 | 9.588 | 0 | 160.6364 | 0
03.10. | 8 | 294.4 |  | 126.4557 | 9.588 | 0 | 158.3564 | 0
03.10. | 9 | 300.8134 |  | 125.4072 | 9.588 | 0 | 165.8182 | 0
03.10. | 10 | 296.551 |  | 124.2539 | 9.588 | 0 | 162.7091 | 0
03.10. | 11 | 299.1479 |  | 124.7781 | 9.588 | 0 | 164.7818 | 0
03.10. | 12 | 300.9182 |  | 125.512 | 9.588 | 0 | 165.8182 | 0
03.10. | 13 | 295.0146 |  | 125.8266 | 9.588 | 0 | 159.6 | 0
03.10. | 14 | 301.8522 |  | 125.6169 | 9.588 | 0 | 166.6473 | 0
03.10. | 15 | 301.8497 |  | 125.4072 | 9.588 | 0 | 166.8545 | 0
03.10. | 16 | 303.82 |  | 125.512 | 9.588 | 0 | 168.72 | 0
03.10. | 17 | 296.4582 |  | 125.1975 | 9.588 | 0 | 161.6727 | 0
03.10. | 18 | 306.2073 |  | 125.8266 | 9.588 | 0 | 170.7927 | 0
03.10. | 19 | 300.4012 |  | 125.6169 | 9.588 | 0 | 165.1964 | 0
03.10. | 20 | 312.3327 |  | 126.7702 | 9.588 | 0 | 175.9745 | 0
03.10. | 21 | 308.2873 |  | 126.4557 | 9.588 | 0 | 172.2436 | 0
03.10. | 22 | 299.894 |  | 126.5605 | 9.588 | 0 | 163.7455 | 0
03.10. | 23 | 300.623 |  | 126.875 | 9.588 | 0 | 164.16 | 0
03.10. | 24 | 301.5473 |  | 126.1411 | 9.588 | 0 | 165.8182 | 0
04.10. | 1 | 302.5861 |  | 126.3508 | 9.588 | 0 | 166.6473 | 0
04.10. | 2 | 301.5497 |  | 126.3508 | 9.588 | 0 | 165.6109 | 0
04.10. | 3 | 281.8482 |  | 107.4784 | 9.588 | 0 | 164.7818 | 0
04.10. | 4 | 296.8486 |  | 123.1006 | 9.588 | 0 | 164.16 | 0
04.10. | 5 | 298.6431 |  | 125.9314 | 9.588 | 0 | 163.1236 | 0
04.10. | 6 | 295.7388 |  | 125.7217 | 9.588 | 0 | 160.4291 | 0
04.10. | 7 | 295.0146 |  | 125.8266 | 9.588 | 0 | 159.6 | 0
04.10. | 8 | 288.4867 |  | 125.9314 | 9.588 | 0 | 152.9673 | 0
04.10. | 9 | 299.6794 |  | 125.9314 | 9.588 | 0 | 164.16 | 0
04.10. | 10 | 276.2349 |  | 106.0105 | 9.588 | 0 | 160.6364 | 0
04.10. | 11 | 274.1501 |  | 104.9621 | 9.588 | 0 | 159.6 | 0
04.10. | 12 | 278.698 |  | 103.9136 | 9.588 | 0 | 165.1964 | 0
04.10. | 13 | 275.2864 |  | 104.6475 | 9.588 | 0 | 161.0509 | 0
04.10. | 14 | 279.8561 |  | 105.4863 | 9.588 | 0 | 164.7818 | 0
04.10. | 15 | 277.3713 |  | 105.696 | 9.588 | 0 | 162.0873 | 0
04.10. | 16 | 270.4191 |  | 104.9621 | 9.588 | 0 | 155.8691 | 0
04.10. | 17 | 292.945 |  | 117.1243 | 9.588 | 0 | 166.2327 | 0
04.10. | 18 | 298.868 |  | 118.4873 | 9.588 | 0 | 170.7927 | 0
04.10. | 19 | 302.6449 |  | 122.4715 | 9.588 | 0 | 170.5855 | 0
04.10. | 20 | 302.8813 |  | 124.9878 | 9.588 | 0 | 168.3055 | 0
04.10. | 21 | 302.5861 |  | 126.3508 | 9.588 | 0 | 166.6473 | 0
04.10. | 22 | 299.5746 |  | 125.8266 | 9.588 | 0 | 164.16 | 0
04.10. | 23 | 300.2891 |  | 124.883 | 9.588 | 0 | 165.8182 | 0
04.10. | 24 | 297.614 |  | 126.5605 | 9.588 | 0 | 161.4655 | 0
05.10. | 1 | 297.914 |  | 125.6169 | 9.588 | 0 | 162.7091 | 0
05.10. | 2 | 295.9364 |  | 124.883 | 9.588 | 0 | 161.4655 | 0
05.10. | 3 | 294.8049 |  | 125.6169 | 9.588 | 0 | 159.6 | 0
05.10. | 4 | 293.3491 |  | 125.1975 | 9.588 | 0 | 158.5636 | 0
05.10. | 5 | 293.5612 |  | 125.6169 | 9.588 | 0 | 158.3564 | 0
05.10. | 6 | 283.6025 |  | 124.7781 | 9.588 | 0 | 149.2364 | 0
05.10. | 7 | 290.1352 |  | 125.0926 | 9.588 | 0 | 155.4545 | 0
05.10. | 8 | 296.7728 |  | 125.512 | 9.588 | 0 | 161.6727 | 0
05.10. | 9 | 301.5425 |  | 125.7217 | 9.588 | 0 | 166.2327 | 0
05.10. | 10 | 301.011 |  | 124.5684 | 9.588 | 0 | 166.8545 | 0
05.10. | 11 | 297.5873 |  | 124.2539 | 9.588 | 0 | 163.7455 | 0
05.10. | 12 | 296.8728 |  | 125.1975 | 9.588 | 0 | 162.0873 | 0
05.10. | 13 | 280.29 |  | 107.1638 | 9.588 | 0 | 163.5382 | 0
05.10. | 14 | 288.956 |  | 112.7207 | 9.588 | 0 | 166.6473 | 0
05.10. | 15 | 285.3445 |  | 114.0837 | 9.588 | 0 | 161.6727 | 0
05.10. | 16 | 291.9643 |  | 121.9472 | 9.588 | 0 | 160.4291 | 0
05.10. | 17 | 277.2495 |  | 104.1233 | 9.588 | 0 | 163.5382 | 0
05.10. | 18 | 295.2589 |  | 120.06 | 9.588 | 0 | 165.6109 | 0
05.10. | 19 | 298.7116 |  | 122.8909 | 9.588 | 0 | 166.2327 | 0
05.10. | 20 | 295.5831 |  | 121.2133 | 9.588 | 0 | 164.7818 | 0
05.10. | 21 | 301.6182 |  | 123.3102 | 9.588 | 0 | 168.72 | 0
05.10. | 22 | 293.4419 |  | 124.2539 | 9.588 | 0 | 159.6 | 0
05.10. | 23 | 296.4461 |  | 124.149 | 9.588 | 0 | 162.7091 | 0
05.10. | 24 | 297.5897 |  | 124.4636 | 9.588 | 0 | 163.5382 | 0
06.10. | 1 | 281.6046 |  | 104.333 | 9.588 | 0 | 167.6836 | 0
06.10. | 2 | 281.6167 |  | 105.3814 | 9.588 | 0 | 166.6473 | 0
06.10. | 3 | 274.0573 |  | 105.9057 | 9.588 | 0 | 158.5636 | 0
06.10. | 4 | 289.3722 |  | 121.8424 | 9.588 | 0 | 157.9418 | 0
06.10. | 5 | 274.5573 |  | 104.333 | 9.588 | 0 | 160.6364 | 0
06.10. | 6 | 278.3028 |  | 105.5911 | 9.588 | 0 | 163.1236 | 0
06.10. | 7 | 281.5119 |  | 105.2766 | 9.588 | 0 | 166.6473 | 0
06.10. | 8 | 279.5367 |  | 104.7524 | 9.588 | 0 | 165.1964 | 0
06.10. | 9 | 297.2905 |  | 116.4952 | 9.588 | 0 | 171.2073 | 0
06.10. | 10 | 289.0858 |  | 106.0105 | 9.588 | 0 | 173.4873 | 0
06.10. | 11 | 298.7341 |  | 115.8661 | 9.588 | 0 | 173.28 | 0
06.10. | 12 | 304.3934 |  | 121.3182 | 9.588 | 0 | 173.4873 | 0
06.10. | 13 | 302.4473 |  | 123.3102 | 9.588 | 0 | 169.5491 | 0
06.10. | 14 | 285.6718 |  | 106.5348 | 9.588 | 0 | 169.5491 | 0
06.10. | 15 | 297.1856 |  | 116.3904 | 9.588 | 0 | 171.2073 | 0
06.10. | 16 | 301.2626 |  | 119.4309 | 9.588 | 0 | 172.2436 | 0
06.10. | 17 | 298.7656 |  | 118.5921 | 9.588 | 0 | 170.5855 | 0
06.10. | 18 | 300.2238 |  | 119.2212 | 9.588 | 0 | 171.4145 | 0
06.10. | 19 | 304.8959 |  | 119.9552 | 9.588 | 0 | 175.3527 | 0
06.10. | 20 | 302.928 |  | 120.06 | 9.588 | 0 | 173.28 | 0
06.10. | 21 | 294.2201 |  | 119.8503 | 9.588 | 0 | 164.7818 | 0
06.10. | 22 | 302.3038 |  | 119.8503 | 9.588 | 0 | 172.8655 | 0
06.10. | 23 | 304.8959 |  | 119.9552 | 9.588 | 0 | 175.3527 | 0
06.10. | 24 | 302.7183 |  | 119.8503 | 9.588 | 0 | 173.28 | 0
07.10. | 1 | 298.4632 |  | 119.3261 | 9.588 | 0 | 169.5491 | 0
07.10. | 2 | 302.2086 |  | 120.5842 | 9.588 | 0 | 172.0364 | 0
07.10. | 3 | 300.8528 |  | 119.8503 | 9.588 | 0 | 171.4145 | 0
07.10. | 4 | 297.2316 |  | 120.3745 | 9.588 | 0 | 167.2691 | 0
07.10. | 5 | 292.2595 |  | 120.5842 | 9.588 | 0 | 162.0873 | 0
07.10. | 6 | 285.4171 |  | 120.3745 | 9.588 | 0 | 155.4545 | 0
07.10. | 7 | 291.2231 |  | 120.5842 | 9.588 | 0 | 161.0509 | 0
07.10. | 8 | 297.8486 |  | 119.9552 | 9.588 | 0 | 168.3055 | 0
07.10. | 9 | 295.671 |  | 119.8503 | 9.588 | 0 | 166.2327 | 0
07.10. | 10 | 288.6189 |  | 119.4309 | 9.588 | 0 | 159.6 | 0
07.10. | 11 | 293.8765 |  | 117.0194 | 9.588 | 0 | 167.2691 | 0
07.10. | 12 | 297.5147 |  | 117.9631 | 9.588 | 0 | 169.9636 | 0
07.10. | 13 | 298.4341 |  | 116.8097 | 9.588 | 0 | 172.0364 | 0
07.10. | 14 | 300.6528 |  | 120.4794 | 9.588 | 0 | 170.5855 | 0
07.10. | 15 | 294.8637 |  | 121.7375 | 9.588 | 0 | 163.5382 | 0
07.10. | 16 | 298.0752 |  | 121.6327 | 9.588 | 0 | 166.8545 | 0
07.10. | 17 | 302.4352 |  | 122.2618 | 9.588 | 0 | 170.5855 | 0
07.10. | 18 | 303.7789 |  | 121.9472 | 9.588 | 0 | 172.2436 | 0
07.10. | 19 | 303.7789 |  | 121.9472 | 9.588 | 0 | 172.2436 | 0
07.10. | 20 | 303.0522 |  | 121.8424 | 9.588 | 0 | 171.6218 | 0
07.10. | 21 | 300.5698 |  | 122.2618 | 9.588 | 0 | 168.72 | 0
07.10. | 22 | 304.7152 |  | 122.2618 | 9.588 | 0 | 172.8655 | 0
07.10. | 23 | 304.5007 |  | 121.6327 | 9.588 | 0 | 173.28 | 0
07.10. | 24 | 305.0249 |  | 122.1569 | 9.588 | 0 | 173.28 | 0
08.10. | 1 | 301.8134 |  | 122.2618 | 9.588 | 0 | 169.9636 | 0
08.10. | 2 | 303.0571 |  | 122.2618 | 9.588 | 0 | 171.2073 | 0
08.10. | 3 | 299.1189 |  | 122.2618 | 9.588 | 0 | 167.2691 | 0
08.10. | 4 | 300.5698 |  | 122.2618 | 9.588 | 0 | 168.72 | 0
08.10. | 5 | 298.3922 |  | 122.1569 | 9.588 | 0 | 166.6473 | 0
08.10. | 6 | 295.288 |  | 122.5763 | 9.588 | 0 | 163.1236 | 0
08.10. | 7 | 294.2516 |  | 122.5763 | 9.588 | 0 | 162.0873 | 0
08.10. | 8 | 304.2007 |  | 122.5763 | 9.588 | 0 | 172.0364 | 0
08.10. | 9 | 303.6837 |  | 122.6812 | 9.588 | 0 | 171.4145 | 0
08.10. | 10 | 300.6722 |  | 122.1569 | 9.588 | 0 | 168.9273 | 0
08.10. | 11 | 301.7086 |  | 122.1569 | 9.588 | 0 | 169.9636 | 0
08.10. | 12 | 300.2601 |  | 122.3666 | 9.588 | 0 | 168.3055 | 0
08.10. | 13 | 305.7516 |  | 122.2618 | 9.588 | 0 | 173.9018 | 0
08.10. | 14 | 300.4649 |  | 122.1569 | 9.588 | 0 | 168.72 | 0
08.10. | 15 | 303.1595 |  | 122.1569 | 9.588 | 0 | 171.4145 | 0
08.10. | 16 | 301.294 |  | 122.1569 | 9.588 | 0 | 169.5491 | 0
08.10. | 17 | 301.294 |  | 122.1569 | 9.588 | 0 | 169.5491 | 0
08.10. | 18 | 309.3752 |  | 121.9472 | 9.588 | 0 | 177.84 | 0
08.10. | 19 | 303.9886 |  | 122.1569 | 9.588 | 0 | 172.2436 | 0
08.10. | 20 | 306.9952 |  | 122.2618 | 9.588 | 0 | 175.1455 | 0
08.10. | 21 | 305.4371 |  | 121.9472 | 9.588 | 0 | 173.9018 | 0
08.10. | 22 | 305.1298 |  | 122.2618 | 9.588 | 0 | 173.28 | 0
08.10. | 23 | 305.9589 |  | 122.2618 | 9.588 | 0 | 174.1091 | 0
08.10. | 24 | 303.3668 |  | 122.1569 | 9.588 | 0 | 171.6218 | 0
09.10. | 1 | 301.8134 |  | 122.2618 | 9.588 | 0 | 169.9636 | 0
09.10. | 2 | 299.2237 |  | 122.3666 | 9.588 | 0 | 167.2691 | 0
09.10. | 3 | 296.6316 |  | 122.2618 | 9.588 | 0 | 164.7818 | 0
09.10. | 4 | 291.4498 |  | 122.2618 | 9.588 | 0 | 159.6 | 0
09.10. | 5 | 293.9371 |  | 122.2618 | 9.588 | 0 | 162.0873 | 0
09.10. | 6 | 294.9686 |  | 121.8424 | 9.588 | 0 | 163.5382 | 0
09.10. | 7 | 293.9371 |  | 122.2618 | 9.588 | 0 | 162.0873 | 0
09.10. | 8 | 296.0098 |  | 122.2618 | 9.588 | 0 | 164.16 | 0
09.10. | 9 | 291.1352 |  | 121.9472 | 9.588 | 0 | 159.6 | 0
09.10. | 10 | 292.8934 |  | 121.6327 | 9.588 | 0 | 161.6727 | 0
09.10. | 11 | 301.0843 |  | 121.9472 | 9.588 | 0 | 169.5491 | 0
09.10. | 12 | 295.3928 |  | 122.6812 | 9.588 | 0 | 163.1236 | 0
09.10. | 13 | 300.7892 |  | 123.3102 | 9.588 | 0 | 167.8909 | 0
09.10. | 14 | 291.2522 |  | 123.1006 | 9.588 | 0 | 158.5636 | 0
09.10. | 15 | 297.8777 |  | 122.4715 | 9.588 | 0 | 165.8182 | 0
09.10. | 16 | 282.5516 |  | 123.5199 | 9.588 | 0 | 149.4436 | 0
09.10. | 17 | 296.0267 |  | 123.7296 | 9.588 | 0 | 162.7091 | 0
09.10. | 18 | 296.0267 |  | 123.7296 | 9.588 | 0 | 162.7091 | 0
09.10. | 19 | 283.2807 |  | 123.8345 | 9.588 | 0 | 149.8582 | 0
09.10. | 20 | 283.3831 |  | 123.7296 | 9.588 | 0 | 150.0655 | 0
09.10. | 21 | 301.1061 |  | 123.8345 | 9.588 | 0 | 167.6836 | 0
09.10. | 22 | 302.9716 |  | 123.8345 | 9.588 | 0 | 169.5491 | 0
09.10. | 23 | 303.2934 |  | 124.7781 | 9.588 | 0 | 168.9273 | 0
09.10. | 24 | 304.6298 |  | 123.8345 | 9.588 | 0 | 171.2073 | 0
10.10. | 1 | 303.2813 |  | 123.7296 | 9.588 | 0 | 169.9636 | 0
10.10. | 2 | 302.8667 |  | 123.7296 | 9.588 | 0 | 169.5491 | 0
10.10. | 3 | 298.7285 |  | 124.3587 | 9.588 | 0 | 164.7818 | 0
10.10. | 4 | 291.0546 |  | 123.9393 | 9.588 | 0 | 157.5273 | 0
10.10. | 5 | 295.4097 |  | 124.149 | 9.588 | 0 | 161.6727 | 0
10.10. | 6 | 290.8522 |  | 124.3587 | 9.588 | 0 | 156.9055 | 0
10.10. | 7 | 292.9176 |  | 123.7296 | 9.588 | 0 | 159.6 | 0
10.10. | 8 | 290.6352 |  | 123.5199 | 9.588 | 0 | 157.5273 | 0
10.10. | 9 | 287.3043 |  | 122.2618 | 9.588 | 0 | 155.4545 | 0
10.10. | 10 | 286.6922 |  | 123.1006 | 9.588 | 0 | 154.0036 | 0
10.10. | 11 | 282.562 |  | 115.4467 | 9.588 | 0 | 157.5273 | 0
10.10. | 12 | 269.6651 |  | 111.4626 | 9.588 | 0 | 148.6145 | 0
10.10. | 13 | 279.7086 |  | 119.6406 | 9.588 | 0 | 150.48 | 0
10.10. | 14 | 292.9055 |  | 122.6812 | 9.588 | 0 | 160.6364 | 0
10.10. | 15 | 294.2516 |  | 122.5763 | 9.588 | 0 | 162.0873 | 0
10.10. | 16 | 291.6643 |  | 122.8909 | 9.588 | 0 | 159.1855 | 0
10.10. | 17 | 294.5492 |  | 121.423 | 9.588 | 0 | 163.5382 | 0
10.10. | 18 | 299.8455 |  | 122.3666 | 9.588 | 0 | 167.8909 | 0
10.10. | 19 | 299.3286 |  | 122.4715 | 9.588 | 0 | 167.2691 | 0
10.10. | 20 | 300.1601 |  | 122.6812 | 9.588 | 0 | 167.8909 | 0
10.10. | 21 | 299.9528 |  | 122.6812 | 9.588 | 0 | 167.6836 | 0
10.10. | 22 | 301.1964 |  | 122.6812 | 9.588 | 0 | 168.9273 | 0
10.10. | 23 | 299.4383 |  | 122.9957 | 9.588 | 0 | 166.8545 | 0
10.10. | 24 | 294.2516 |  | 122.5763 | 9.588 | 0 | 162.0873 | 0
11.10. | 1 | 297.0461 |  | 122.2618 | 9.588 | 0 | 165.1964 | 0
11.10. | 2 | 293.9371 |  | 122.2618 | 9.588 | 0 | 162.0873 | 0
11.10. | 3 | 294.9734 |  | 122.2618 | 9.588 | 0 | 163.1236 | 0
11.10. | 4 | 291.5546 |  | 122.3666 | 9.588 | 0 | 159.6 | 0
11.10. | 5 | 285.1268 |  | 122.1569 | 9.588 | 0 | 153.3818 | 0
11.10. | 6 | 284.088 |  | 121.9472 | 9.588 | 0 | 152.5527 | 0
11.10. | 7 | 292.6958 |  | 122.4715 | 9.588 | 0 | 160.6364 | 0
11.10. | 8 | 299.2237 |  | 122.3666 | 9.588 | 0 | 167.2691 | 0
11.10. | 9 | 295.288 |  | 122.5763 | 9.588 | 0 | 163.1236 | 0
11.10. | 10 | 288.8577 |  | 122.1569 | 9.588 | 0 | 157.1127 | 0
11.10. | 11 | 296.8413 |  | 122.4715 | 9.588 | 0 | 164.7818 | 0
11.10. | 12 | 242.5566 |  | 71.2958 | 9.588 | 0 | 161.6727 | 0
11.10. | 13 | 289.248 |  | 120.06 | 9.588 | 0 | 159.6 | 0
11.10. | 14 | 289.5867 |  | 122.4715 | 9.588 | 0 | 157.5273 | 0
11.10. | 15 | 293.2152 |  | 122.5763 | 9.588 | 0 | 161.0509 | 0
11.10. | 16 | 283.7919 |  | 105.2766 | 9.588 | 0 | 168.9273 | 0
11.10. | 17 | 283.9718 |  | 111.8819 | 9.588 | 0 | 162.5018 | 0
11.10. | 18 | 298.1874 |  | 122.3666 | 9.588 | 0 | 166.2327 | 0
11.10. | 19 | 292.9055 |  | 122.6812 | 9.588 | 0 | 160.6364 | 0
11.10. | 20 | 296.3292 |  | 122.9957 | 9.588 | 0 | 163.7455 | 0
11.10. | 21 | 299.1237 |  | 122.6812 | 9.588 | 0 | 166.8545 | 0
11.10. | 22 | 300.4698 |  | 122.5763 | 9.588 | 0 | 168.3055 | 0
11.10. | 23 | 296.4856 |  | 118.5921 | 9.588 | 0 | 168.3055 | 0
11.10. | 24 | 298.1486 |  | 119.0115 | 9.588 | 0 | 169.5491 | 0
12.10. | 1 | 295.8735 |  | 119.4309 | 9.588 | 0 | 166.8545 | 0
12.10. | 2 | 292.9741 |  | 119.6406 | 9.588 | 0 | 163.7455 | 0
12.10. | 3 | 294.9444 |  | 119.7455 | 9.588 | 0 | 165.6109 | 0
12.10. | 4 | 295.8759 |  | 119.6406 | 9.588 | 0 | 166.6473 | 0
12.10. | 5 | 294.6274 |  | 119.2212 | 9.588 | 0 | 165.8182 | 0
12.10. | 6 | 290.1698 |  | 119.1164 | 9.588 | 0 | 161.4655 | 0
12.10. | 7 | 290.5868 |  | 119.3261 | 9.588 | 0 | 161.6727 | 0
12.10. | 8 | 288.3995 |  | 118.3824 | 9.588 | 0 | 160.4291 | 0
12.10. | 9 | 284.6832 |  | 119.6406 | 9.588 | 0 | 155.4545 | 0
12.10. | 10 | 289.2359 |  | 119.0115 | 9.588 | 0 | 160.6364 | 0
12.10. | 11 | 293.6959 |  | 119.3261 | 9.588 | 0 | 164.7818 | 0
12.10. | 12 | 291.082 |  | 117.334 | 9.588 | 0 | 164.16 | 0
12.10. | 13 | 274.4283 |  | 102.1312 | 9.588 | 0 | 162.7091 | 0
12.10. | 14 | 258.0562 |  | 102.3409 | 9.588 | 0 | 146.1273 | 0
12.10. | 15 | 273.8428 |  | 105.2766 | 9.588 | 0 | 158.9782 | 0
12.10. | 16 | 275.8203 |  | 106.0105 | 9.588 | 0 | 160.2218 | 0
12.10. | 17 | 276.9567 |  | 105.696 | 9.588 | 0 | 161.6727 | 0
12.10. | 18 | 269.0731 |  | 105.0669 | 9.588 | 0 | 154.4182 | 0
12.10. | 19 | 261.9355 |  | 106.2202 | 9.588 | 0 | 146.1273 | 0
12.10. | 20 | 269.77 |  | 111.5674 | 9.588 | 0 | 148.6145 | 0
12.10. | 21 | 280.6595 |  | 121.2133 | 9.588 | 0 | 149.8582 | 0
12.10. | 22 | 281.4055 |  | 122.9957 | 9.588 | 0 | 148.8218 | 0
12.10. | 23 | 282.337 |  | 122.8909 | 9.588 | 0 | 149.8582 | 0
12.10. | 24 | 282.0273 |  | 122.9957 | 9.588 | 0 | 149.4436 | 0
13.10. | 1 | 282.9589 |  | 122.8909 | 9.588 | 0 | 150.48 | 0
13.10. | 2 | 282.5443 |  | 122.8909 | 9.588 | 0 | 150.0655 | 0
13.10. | 3 | 279.328 |  | 122.5763 | 9.588 | 0 | 147.1636 | 0
13.10. | 4 | 282.337 |  | 122.8909 | 9.588 | 0 | 149.8582 | 0
13.10. | 5 | 280.991 |  | 122.9957 | 9.588 | 0 | 148.4073 | 0
13.10. | 6 | 276.3261 |  | 122.8909 | 9.588 | 0 | 143.8473 | 0
13.10. | 7 | 272.7904 |  | 121.8424 | 9.588 | 0 | 141.36 | 0
13.10. | 8 | 275.7019 |  | 122.6812 | 9.588 | 0 | 143.4327 | 0
13.10. | 9 | 281.7128 |  | 122.6812 | 9.588 | 0 | 149.4436 | 0
13.10. | 10 | 279.1183 |  | 122.3666 | 9.588 | 0 | 147.1636 | 0
13.10. | 11 | 283.9928 |  | 122.6812 | 9.588 | 0 | 151.7236 | 0
13.10. | 12 | 283.7758 |  | 121.8424 | 9.588 | 0 | 152.3455 | 0
13.10. | 13 | 286.4752 |  | 122.2618 | 9.588 | 0 | 154.6255 | 0
13.10. | 14 | 281.562 |  | 118.5921 | 9.588 | 0 | 153.3818 | 0
13.10. | 15 | 277.9698 |  | 121.6327 | 9.588 | 0 | 146.7491 | 0
13.10. | 16 | 277.5673 |  | 122.6812 | 9.588 | 0 | 145.2982 | 0
13.10. | 17 | 276.0068 |  | 122.1569 | 9.588 | 0 | 144.2618 | 0
13.10. | 18 | 283.5783 |  | 122.6812 | 9.588 | 0 | 151.3091 | 0
13.10. | 19 | 281.1983 |  | 122.9957 | 9.588 | 0 | 148.6145 | 0
13.10. | 20 | 282.7492 |  | 122.6812 | 9.588 | 0 | 150.48 | 0
13.10. | 21 | 280.2643 |  | 122.8909 | 9.588 | 0 | 147.7855 | 0
13.10. | 22 | 285.2316 |  | 122.2618 | 9.588 | 0 | 153.3818 | 0
13.10. | 23 | 289.2674 |  | 121.7375 | 9.588 | 0 | 157.9418 | 0
13.10. | 24 | 285.5413 |  | 122.1569 | 9.588 | 0 | 153.7964 | 0
14.10. | 1 | 294.454 |  | 122.1569 | 9.588 | 0 | 162.7091 | 0
14.10. | 2 | 295.288 |  | 122.5763 | 9.588 | 0 | 163.1236 | 0
14.10. | 3 | 292.2886 |  | 123.1006 | 9.588 | 0 | 159.6 | 0
14.10. | 4 | 291.357 |  | 123.2054 | 9.588 | 0 | 158.5636 | 0
14.10. | 5 | 294.2637 |  | 123.6248 | 9.588 | 0 | 161.0509 | 0
14.10. | 6 | 297.3728 |  | 123.6248 | 9.588 | 0 | 164.16 | 0
14.10. | 7 | 292.4982 |  | 123.3102 | 9.588 | 0 | 159.6 | 0
14.10. | 8 | 293.6346 |  | 122.9957 | 9.588 | 0 | 161.0509 | 0
14.10. | 9 | 296.4364 |  | 123.3102 | 9.588 | 0 | 163.5382 | 0
14.10. | 10 | 299.6479 |  | 123.2054 | 9.588 | 0 | 166.8545 | 0
14.10. | 11 | 299.1261 |  | 122.8909 | 9.588 | 0 | 166.6473 | 0
14.10. | 12 | 300.4746 |  | 122.9957 | 9.588 | 0 | 167.8909 | 0
14.10. | 13 | 296.9534 |  | 123.2054 | 9.588 | 0 | 164.16 | 0
14.10. | 14 | 297.151 |  | 122.3666 | 9.588 | 0 | 165.1964 | 0
14.10. | 15 | 302.4425 |  | 122.8909 | 9.588 | 0 | 169.9636 | 0
14.10. | 16 | 297.9898 |  | 123.2054 | 9.588 | 0 | 165.1964 | 0
14.10. | 17 | 296.8486 |  | 123.1006 | 9.588 | 0 | 164.16 | 0
14.10. | 18 | 283.3427 |  | 111.2529 | 9.588 | 0 | 162.5018 | 0
14.10. | 19 | 298.9164 |  | 122.6812 | 9.588 | 0 | 166.6473 | 0
14.10. | 20 | 298.1946 |  | 122.9957 | 9.588 | 0 | 165.6109 | 0
14.10. | 21 | 297.7801 |  | 122.9957 | 9.588 | 0 | 165.1964 | 0
14.10. | 22 | 297.9825 |  | 122.5763 | 9.588 | 0 | 165.8182 | 0
14.10. | 23 | 290.6352 |  | 123.5199 | 9.588 | 0 | 157.5273 | 0
14.10. | 24 | 295.3976 |  | 123.1006 | 9.588 | 0 | 162.7091 | 0
15.10. | 1 | 298.5092 |  | 123.3102 | 9.588 | 0 | 165.6109 | 0
15.10. | 2 | 294.5613 |  | 122.4715 | 9.588 | 0 | 162.5018 | 0
15.10. | 3 | 295.2928 |  | 122.9957 | 9.588 | 0 | 162.7091 | 0
15.10. | 4 | 290.111 |  | 122.9957 | 9.588 | 0 | 157.5273 | 0
15.10. | 5 | 288.7552 |  | 122.2618 | 9.588 | 0 | 156.9055 | 0
15.10. | 6 | 290.5255 |  | 122.9957 | 9.588 | 0 | 157.9418 | 0
15.10. | 7 | 288.9577 |  | 121.8424 | 9.588 | 0 | 157.5273 | 0
15.10. | 8 | 288.3334 |  | 121.6327 | 9.588 | 0 | 157.1127 | 0
15.10. | 9 | 292.6862 |  | 121.6327 | 9.588 | 0 | 161.4655 | 0
15.10. | 10 | 293.1031 |  | 121.8424 | 9.588 | 0 | 161.6727 | 0
15.10. | 11 | 294.0346 |  | 121.7375 | 9.588 | 0 | 162.7091 | 0
15.10. | 12 | 294.9686 |  | 121.8424 | 9.588 | 0 | 163.5382 | 0
15.10. | 13 | 296.2122 |  | 121.8424 | 9.588 | 0 | 164.7818 | 0
15.10. | 14 | 291.3449 |  | 122.1569 | 9.588 | 0 | 159.6 | 0
15.10. | 15 | 291.8692 |  | 122.6812 | 9.588 | 0 | 159.6 | 0
15.10. | 16 | 297.051 |  | 122.6812 | 9.588 | 0 | 164.7818 | 0
15.10. | 17 | 296.2195 |  | 122.4715 | 9.588 | 0 | 164.16 | 0
15.10. | 18 | 297.151 |  | 122.3666 | 9.588 | 0 | 165.1964 | 0
15.10. | 19 | 286.3704 |  | 122.1569 | 9.588 | 0 | 154.6255 | 0
15.10. | 20 | 297.7801 |  | 122.9957 | 9.588 | 0 | 165.1964 | 0
15.10. | 21 | 299.4383 |  | 122.9957 | 9.588 | 0 | 166.8545 | 0
15.10. | 22 | 295.7073 |  | 122.9957 | 9.588 | 0 | 163.1236 | 0
15.10. | 23 | 294.1467 |  | 122.4715 | 9.588 | 0 | 162.0873 | 0
15.10. | 24 | 297.2607 |  | 122.8909 | 9.588 | 0 | 164.7818 | 0
16.10. | 1 | 297.151 |  | 122.3666 | 9.588 | 0 | 165.1964 | 0
16.10. | 2 | 295.3928 |  | 122.6812 | 9.588 | 0 | 163.1236 | 0
16.10. | 3 | 293.0128 |  | 122.9957 | 9.588 | 0 | 160.4291 | 0
16.10. | 4 | 288.348 |  | 122.8909 | 9.588 | 0 | 155.8691 | 0
16.10. | 5 | 288.5576 |  | 123.1006 | 9.588 | 0 | 155.8691 | 0
16.10. | 6 | 285.9607 |  | 122.5763 | 9.588 | 0 | 153.7964 | 0
16.10. | 7 | 290.4158 |  | 122.4715 | 9.588 | 0 | 158.3564 | 0
16.10. | 8 | 286.8898 |  | 122.2618 | 9.588 | 0 | 155.04 | 0
16.10. | 9 | 289.7964 |  | 122.6812 | 9.588 | 0 | 157.5273 | 0
16.10. | 10 | 294.5589 |  | 122.2618 | 9.588 | 0 | 162.7091 | 0
16.10. | 11 | 293.3152 |  | 122.2618 | 9.588 | 0 | 161.4655 | 0
16.10. | 12 | 294.1467 |  | 122.4715 | 9.588 | 0 | 162.0873 | 0
16.10. | 13 | 294.554 |  | 121.8424 | 9.588 | 0 | 163.1236 | 0
16.10. | 14 | 288.8601 |  | 122.3666 | 9.588 | 0 | 156.9055 | 0
16.10. | 15 | 286.5728 |  | 121.7375 | 9.588 | 0 | 155.2473 | 0
16.10. | 16 | 290.1061 |  | 122.5763 | 9.588 | 0 | 157.9418 | 0
16.10. | 17 | 290.211 |  | 122.6812 | 9.588 | 0 | 157.9418 | 0
16.10. | 18 | 293.5177 |  | 121.8424 | 9.588 | 0 | 162.0873 | 0
16.10. | 19 | 295.288 |  | 122.5763 | 9.588 | 0 | 163.1236 | 0
16.10. | 20 | 293.0983 |  | 121.423 | 9.588 | 0 | 162.0873 | 0
16.10. | 21 | 294.2564 |  | 122.9957 | 9.588 | 0 | 161.6727 | 0
16.10. | 22 | 295.6025 |  | 122.8909 | 9.588 | 0 | 163.1236 | 0
16.10. | 23 | 289.5867 |  | 122.4715 | 9.588 | 0 | 157.5273 | 0
16.10. | 24 | 293.2152 |  | 122.5763 | 9.588 | 0 | 161.0509 | 0
17.10. | 1 | 296.0146 |  | 122.6812 | 9.588 | 0 | 163.7455 | 0
17.10. | 2 | 294.3516 |  | 122.2618 | 9.588 | 0 | 162.5018 | 0
17.10. | 3 | 295.8073 |  | 122.6812 | 9.588 | 0 | 163.5382 | 0
17.10. | 4 | 297.2607 |  | 122.8909 | 9.588 | 0 | 164.7818 | 0
17.10. | 5 | 296.0146 |  | 122.6812 | 9.588 | 0 | 163.7455 | 0
17.10. | 6 | 297.2558 |  | 122.4715 | 9.588 | 0 | 165.1964 | 0
17.10. | 7 | 293.3201 |  | 122.6812 | 9.588 | 0 | 161.0509 | 0
17.10. | 8 | 291.4546 |  | 122.6812 | 9.588 | 0 | 159.1855 | 0
17.10. | 9 | 289.3771 |  | 122.2618 | 9.588 | 0 | 157.5273 | 0
17.10. | 10 | 290.0916 |  | 121.3182 | 9.588 | 0 | 159.1855 | 0
17.10. | 11 | 295.5977 |  | 122.4715 | 9.588 | 0 | 163.5382 | 0
17.10. | 12 | 294.9734 |  | 122.2618 | 9.588 | 0 | 163.1236 | 0
17.10. | 13 | 298.914 |  | 122.4715 | 9.588 | 0 | 166.8545 | 0
17.10. | 14 | 291.7571 |  | 121.9472 | 9.588 | 0 | 160.2218 | 0
17.10. | 15 | 296.2195 |  | 122.4715 | 9.588 | 0 | 164.16 | 0
17.10. | 16 | 297.0413 |  | 121.8424 | 9.588 | 0 | 165.6109 | 0
17.10. | 17 | 298.7043 |  | 122.2618 | 9.588 | 0 | 166.8545 | 0
17.10. | 18 | 294.2516 |  | 122.5763 | 9.588 | 0 | 162.0873 | 0
17.10. | 19 | 297.3534 |  | 121.9472 | 9.588 | 0 | 165.8182 | 0
17.10. | 20 | 298.914 |  | 122.4715 | 9.588 | 0 | 166.8545 | 0
17.10. | 21 | 299.7407 |  | 122.2618 | 9.588 | 0 | 167.8909 | 0
17.10. | 22 | 300.7795 |  | 122.4715 | 9.588 | 0 | 168.72 | 0
17.10. | 23 | 300.4625 |  | 121.9472 | 9.588 | 0 | 168.9273 | 0
17.10. | 24 | 300.4698 |  | 122.5763 | 9.588 | 0 | 168.3055 | 0
18.10. | 1 | 297.2607 |  | 122.8909 | 9.588 | 0 | 164.7818 | 0
18.10. | 2 | 297.7752 |  | 122.5763 | 9.588 | 0 | 165.6109 | 0
18.10. | 3 | 296.6268 |  | 121.8424 | 9.588 | 0 | 165.1964 | 0
18.10. | 4 | 294.0492 |  | 122.9957 | 9.588 | 0 | 161.4655 | 0
18.10. | 5 | 293.5298 |  | 122.8909 | 9.588 | 0 | 161.0509 | 0
18.10. | 6 | 295.1831 |  | 122.4715 | 9.588 | 0 | 163.1236 | 0
18.10. | 7 | 292.0789 |  | 122.8909 | 9.588 | 0 | 159.6 | 0
18.10. | 8 | 279.0183 |  | 122.6812 | 9.588 | 0 | 146.7491 | 0
18.10. | 9 | 264.5784 |  | 110.7286 | 9.588 | 0 | 144.2618 | 0
18.10. | 10 | 268.7239 |  | 110.7286 | 9.588 | 0 | 148.4073 | 0
18.10. | 11 | 266.4463 |  | 110.9383 | 9.588 | 0 | 145.92 | 0
18.10. | 12 | 265.6221 |  | 111.3577 | 9.588 | 0 | 144.6764 | 0
18.10. | 13 | 276.0068 |  | 122.1569 | 9.588 | 0 | 144.2618 | 0
18.10. | 14 | 292.091 |  | 123.9393 | 9.588 | 0 | 158.5636 | 0
18.10. | 15 | 296.3437 |  | 124.2539 | 9.588 | 0 | 162.5018 | 0
18.10. | 16 | 294.2806 |  | 125.0926 | 9.588 | 0 | 159.6 | 0
18.10. | 17 | 304.0225 |  | 125.0926 | 9.588 | 0 | 169.3418 | 0
18.10. | 18 | 305.0637 |  | 125.512 | 9.588 | 0 | 169.9636 | 0
18.10. | 19 | 304.0273 |  | 125.512 | 9.588 | 0 | 168.9273 | 0
18.10. | 20 | 305.3782 |  | 125.8266 | 9.588 | 0 | 169.9636 | 0
18.10. | 21 | 301.6546 |  | 126.4557 | 9.588 | 0 | 165.6109 | 0
18.10. | 22 | 305.2806 |  | 126.3508 | 9.588 | 0 | 169.3418 | 0
18.10. | 23 | 302.5909 |  | 126.7702 | 9.588 | 0 | 166.2327 | 0
18.10. | 24 | 302.2691 |  | 125.8266 | 9.588 | 0 | 166.8545 | 0
19.10. | 1 | 299.8891 |  | 126.1411 | 9.588 | 0 | 164.16 | 0
19.10. | 2 | 301.1352 |  | 126.3508 | 9.588 | 0 | 165.1964 | 0
19.10. | 3 | 300.8255 |  | 126.4557 | 9.588 | 0 | 164.7818 | 0
19.10. | 4 | 303.4127 |  | 126.1411 | 9.588 | 0 | 167.6836 | 0
19.10. | 5 | 297.8236 |  | 126.7702 | 9.588 | 0 | 161.4655 | 0
19.10. | 6 | 305.3855 |  | 126.4557 | 9.588 | 0 | 169.3418 | 0
19.10. | 7 | 302.8982 |  | 126.4557 | 9.588 | 0 | 166.8545 | 0
19.10. | 8 | 303.5176 |  | 126.246 | 9.588 | 0 | 167.6836 | 0
19.10. | 9 | 304.8612 |  | 125.9314 | 9.588 | 0 | 169.3418 | 0
19.10. | 10 | 305.6855 |  | 125.512 | 9.588 | 0 | 170.5855 | 0
19.10. | 11 | 301.4303 |  | 124.9878 | 9.588 | 0 | 166.8545 | 0
19.10. | 12 | 292.837 |  | 125.7217 | 9.588 | 0 | 157.5273 | 0
19.10. | 13 | 301.8497 |  | 125.4072 | 9.588 | 0 | 166.8545 | 0
19.10. | 14 | 296.0267 |  | 123.7296 | 9.588 | 0 | 162.7091 | 0
19.10. | 15 | 299.6552 |  | 123.8345 | 9.588 | 0 | 166.2327 | 0
19.10. | 16 | 298.3164 |  | 124.5684 | 9.588 | 0 | 164.16 | 0
19.10. | 17 | 303.2031 |  | 125.9314 | 9.588 | 0 | 167.6836 | 0
19.10. | 18 | 303.6152 |  | 125.7217 | 9.588 | 0 | 168.3055 | 0
19.10. | 19 | 302.0594 |  | 125.6169 | 9.588 | 0 | 166.8545 | 0
19.10. | 20 | 301.6546 |  | 126.4557 | 9.588 | 0 | 165.6109 | 0
19.10. | 21 | 301.3497 |  | 126.9799 | 9.588 | 0 | 164.7818 | 0
19.10. | 22 | 303.003 |  | 126.5605 | 9.588 | 0 | 166.8545 | 0
19.10. | 23 | 306.1097 |  | 126.3508 | 9.588 | 0 | 170.1709 | 0
19.10. | 24 | 304.0346 |  | 126.1411 | 9.588 | 0 | 168.3055 | 0
20.10. | 1 | 302.8982 |  | 126.4557 | 9.588 | 0 | 166.8545 | 0
20.10. | 2 | 301.5546 |  | 126.7702 | 9.588 | 0 | 165.1964 | 0
20.10. | 3 | 301.6594 |  | 126.875 | 9.588 | 0 | 165.1964 | 0
20.10. | 4 | 289.7722 |  | 120.5842 | 9.588 | 0 | 159.6 | 0
20.10. | 5 | 300.2109 |  | 127.0847 | 9.588 | 0 | 163.5382 | 0
20.10. | 6 | 298.1309 |  | 126.4557 | 9.588 | 0 | 162.0873 | 0
20.10. | 7 | 297.5067 |  | 126.246 | 9.588 | 0 | 161.6727 | 0
20.10. | 8 | 297.6115 |  | 126.3508 | 9.588 | 0 | 161.6727 | 0
20.10. | 9 | 302.3764 |  | 126.1411 | 9.588 | 0 | 166.6473 | 0
20.10. | 10 | 300.1794 |  | 124.3587 | 9.588 | 0 | 166.2327 | 0
20.10. | 11 | 303.9079 |  | 124.149 | 9.588 | 0 | 170.1709 | 0
20.10. | 12 | 299.5431 |  | 123.1006 | 9.588 | 0 | 166.8545 | 0
20.10. | 13 | 304.8516 |  | 125.0926 | 9.588 | 0 | 170.1709 | 0
20.10. | 14 | 304.5467 |  | 125.6169 | 9.588 | 0 | 169.3418 | 0
20.10. | 15 | 301.5352 |  | 125.0926 | 9.588 | 0 | 166.8545 | 0
20.10. | 16 | 304.754 |  | 125.6169 | 9.588 | 0 | 169.5491 | 0
20.10. | 17 | 305.383 |  | 126.246 | 9.588 | 0 | 169.5491 | 0
20.10. | 18 | 304.454 |  | 126.5605 | 9.588 | 0 | 168.3055 | 0
20.10. | 19 | 306.2 |  | 125.1975 | 9.588 | 0 | 171.4145 | 0
20.10. | 20 | 299.1552 |  | 125.4072 | 9.588 | 0 | 164.16 | 0
20.10. | 21 | 294.5862 |  | 115.6564 | 9.588 | 0 | 169.3418 | 0
20.10. | 22 | 305.0709 |  | 126.1411 | 9.588 | 0 | 169.3418 | 0
20.10. | 23 | 304.2491 |  | 126.7702 | 9.588 | 0 | 167.8909 | 0
20.10. | 24 | 302.1715 |  | 126.3508 | 9.588 | 0 | 166.2327 | 0
21.10. | 1 | 304.1394 |  | 126.246 | 9.588 | 0 | 168.3055 | 0
21.10. | 2 | 302.5861 |  | 126.3508 | 9.588 | 0 | 166.6473 | 0
21.10. | 3 | 288.402 |  | 118.5921 | 9.588 | 0 | 160.2218 | 0
21.10. | 4 | 300.3133 |  | 126.9799 | 9.588 | 0 | 163.7455 | 0
21.10. | 5 | 296.5752 |  | 126.3508 | 9.588 | 0 | 160.6364 | 0
21.10. | 6 | 284.763 |  | 126.5605 | 9.588 | 0 | 148.6145 | 0
21.10. | 7 | 287.4576 |  | 126.5605 | 9.588 | 0 | 151.3091 | 0
21.10. | 8 | 287.7721 |  | 126.875 | 9.588 | 0 | 151.3091 | 0
21.10. | 9 | 288.7036 |  | 126.7702 | 9.588 | 0 | 152.3455 | 0
21.10. | 10 | 288.1697 |  | 125.4072 | 9.588 | 0 | 153.1745 | 0
21.10. | 11 | 290.9643 |  | 125.0926 | 9.588 | 0 | 156.2836 | 0
21.10. | 12 | 293.0588 |  | 126.9799 | 9.588 | 0 | 156.4909 | 0
21.10. | 13 | 292.3249 |  | 126.246 | 9.588 | 0 | 156.4909 | 0
21.10. | 14 | 290.9788 |  | 126.3508 | 9.588 | 0 | 155.04 | 0
21.10. | 15 | 288.4915 |  | 126.3508 | 9.588 | 0 | 152.5527 | 0
21.10. | 16 | 287.1455 |  | 126.4557 | 9.588 | 0 | 151.1018 | 0
21.10. | 17 | 289.9376 |  | 125.9314 | 9.588 | 0 | 154.4182 | 0
21.10. | 18 | 290.874 |  | 126.246 | 9.588 | 0 | 155.04 | 0
21.10. | 19 | 291.6958 |  | 125.6169 | 9.588 | 0 | 156.4909 | 0
21.10. | 20 | 292.8443 |  | 126.3508 | 9.588 | 0 | 156.9055 | 0
21.10. | 21 | 290.8812 |  | 126.875 | 9.588 | 0 | 154.4182 | 0
21.10. | 22 | 288.3939 |  | 126.875 | 9.588 | 0 | 151.9309 | 0
21.10. | 23 | 289.2158 |  | 126.246 | 9.588 | 0 | 153.3818 | 0
21.10. | 24 | 290.4618 |  | 126.4557 | 9.588 | 0 | 154.4182 | 0
22.10. | 1 | 288.694 |  | 125.9314 | 9.588 | 0 | 153.1745 | 0
22.10. | 2 | 289.7352 |  | 126.3508 | 9.588 | 0 | 153.7964 | 0
22.10. | 3 | 287.5576 |  | 126.246 | 9.588 | 0 | 151.7236 | 0
22.10. | 4 | 282.0661 |  | 126.3508 | 9.588 | 0 | 146.1273 | 0
22.10. | 5 | 284.2485 |  | 126.875 | 9.588 | 0 | 147.7855 | 0
22.10. | 6 | 290.1642 |  | 127.609 | 9.588 | 0 | 152.9673 | 0
22.10. | 7 | 296.2558 |  | 125.6169 | 9.588 | 0 | 161.0509 | 0
22.10. | 8 | 301.357 |  | 127.609 | 9.588 | 0 | 164.16 | 0
22.10. | 9 | 305.9145 |  | 127.3993 | 9.588 | 0 | 168.9273 | 0
22.10. | 10 | 303.62 |  | 126.1411 | 9.588 | 0 | 167.8909 | 0
22.10. | 11 | 301.0255 |  | 125.8266 | 9.588 | 0 | 165.6109 | 0
22.10. | 12 | 303.2152 |  | 126.9799 | 9.588 | 0 | 166.6473 | 0
22.10. | 13 | 305.6976 |  | 126.5605 | 9.588 | 0 | 169.5491 | 0
22.10. | 14 | 304.9709 |  | 126.4557 | 9.588 | 0 | 168.9273 | 0
22.10. | 15 | 303.103 |  | 126.246 | 9.588 | 0 | 167.2691 | 0
22.10. | 16 | 307.3534 |  | 126.3508 | 9.588 | 0 | 171.4145 | 0
22.10. | 17 | 309.2188 |  | 126.3508 | 9.588 | 0 | 173.28 | 0
22.10. | 18 | 309.3309 |  | 127.0847 | 9.588 | 0 | 172.6582 | 0
22.10. | 19 | 308.3873 |  | 126.1411 | 9.588 | 0 | 172.6582 | 0
22.10. | 20 | 310.2673 |  | 127.3993 | 9.588 | 0 | 173.28 | 0
22.10. | 21 | 310.677 |  | 126.9799 | 9.588 | 0 | 174.1091 | 0
22.10. | 22 | 310.6842 |  | 127.609 | 9.588 | 0 | 173.4873 | 0
22.10. | 23 | 310.677 |  | 126.9799 | 9.588 | 0 | 174.1091 | 0
22.10. | 24 | 311.5109 |  | 127.3993 | 9.588 | 0 | 174.5236 | 0
23.10. | 1 | 310.4745 |  | 127.3993 | 9.588 | 0 | 173.4873 | 0
23.10. | 2 | 308.2994 |  | 127.5041 | 9.588 | 0 | 171.2073 | 0
23.10. | 3 | 303.4249 |  | 127.1896 | 9.588 | 0 | 166.6473 | 0
23.10. | 4 | 303.6321 |  | 127.1896 | 9.588 | 0 | 166.8545 | 0
23.10. | 5 | 300.2158 |  | 127.5041 | 9.588 | 0 | 163.1236 | 0
23.10. | 6 | 297.3139 |  | 127.5041 | 9.588 | 0 | 160.2218 | 0
23.10. | 7 | 298.76 |  | 127.0847 | 9.588 | 0 | 162.0873 | 0
23.10. | 8 | 299.6964 |  | 127.3993 | 9.588 | 0 | 162.7091 | 0
23.10. | 9 | 280.7176 |  | 126.246 | 9.588 | 0 | 144.8836 | 0
23.10. | 10 | 301.0303 |  | 126.246 | 9.588 | 0 | 165.1964 | 0
23.10. | 11 | 303.103 |  | 126.246 | 9.588 | 0 | 167.2691 | 0
23.10. | 12 | 303.8418 |  | 127.3993 | 9.588 | 0 | 166.8545 | 0
23.10. | 13 | 294.5145 |  | 127.3993 | 9.588 | 0 | 157.5273 | 0
23.10. | 14 | 298.76 |  | 127.0847 | 9.588 | 0 | 162.0873 | 0
23.10. | 15 | 299.994 |  | 126.246 | 9.588 | 0 | 164.16 | 0
23.10. | 16 | 301.2449 |  | 126.875 | 9.588 | 0 | 164.7818 | 0
23.10. | 17 | 304.8685 |  | 126.5605 | 9.588 | 0 | 168.72 | 0
23.10. | 18 | 306.8364 |  | 126.4557 | 9.588 | 0 | 170.7927 | 0
23.10. | 19 | 304.3418 |  | 125.8266 | 9.588 | 0 | 168.9273 | 0
23.10. | 20 | 302.6958 |  | 126.875 | 9.588 | 0 | 166.2327 | 0
23.10. | 21 | 308.0849 |  | 126.875 | 9.588 | 0 | 171.6218 | 0
23.10. | 22 | 307.9824 |  | 126.9799 | 9.588 | 0 | 171.4145 | 0
23.10. | 23 | 306.734 |  | 126.5605 | 9.588 | 0 | 170.5855 | 0
23.10. | 24 | 305.183 |  | 126.875 | 9.588 | 0 | 168.72 | 0
24.10. | 1 | 305.7 |  | 126.7702 | 9.588 | 0 | 169.3418 | 0
24.10. | 2 | 303.0055 |  | 126.7702 | 9.588 | 0 | 166.6473 | 0
24.10. | 3 | 301.2521 |  | 127.5041 | 9.588 | 0 | 164.16 | 0
24.10. | 4 | 300.7327 |  | 127.3993 | 9.588 | 0 | 163.7455 | 0
24.10. | 5 | 301.5546 |  | 126.7702 | 9.588 | 0 | 165.1964 | 0
24.10. | 6 | 299.0624 |  | 126.3508 | 9.588 | 0 | 163.1236 | 0
24.10. | 7 | 290.6691 |  | 126.4557 | 9.588 | 0 | 154.6255 | 0
24.10. | 8 | 289.7279 |  | 125.7217 | 9.588 | 0 | 154.4182 | 0
24.10. | 9 | 296.2727 |  | 127.0847 | 9.588 | 0 | 159.6 | 0
24.10. | 10 | 291.7103 |  | 126.875 | 9.588 | 0 | 155.2473 | 0
24.10. | 11 | 301.5546 |  | 126.7702 | 9.588 | 0 | 165.1964 | 0
24.10. | 12 | 304.1467 |  | 126.875 | 9.588 | 0 | 167.6836 | 0
24.10. | 13 | 300.623 |  | 126.875 | 9.588 | 0 | 164.16 | 0
24.10. | 14 | 302.3812 |  | 126.5605 | 9.588 | 0 | 166.2327 | 0
24.10. | 15 | 301.9691 |  | 126.7702 | 9.588 | 0 | 165.6109 | 0
24.10. | 16 | 304.0346 |  | 126.1411 | 9.588 | 0 | 168.3055 | 0
24.10. | 17 | 303.2127 |  | 126.7702 | 9.588 | 0 | 166.8545 | 0
24.10. | 18 | 284.8428 |  | 106.5348 | 9.588 | 0 | 168.72 | 0
24.10. | 19 | 283.1773 |  | 105.9057 | 9.588 | 0 | 167.6836 | 0
24.10. | 20 | 293.6208 |  | 112.8256 | 9.588 | 0 | 171.2073 | 0
24.10. | 21 | 296.7953 |  | 118.4873 | 9.588 | 0 | 168.72 | 0
24.10. | 22 | 301.5061 |  | 122.5763 | 9.588 | 0 | 169.3418 | 0
24.10. | 23 | 305.6 |  | 127.0847 | 9.588 | 0 | 168.9273 | 0
24.10. | 24 | 305.6 |  | 127.0847 | 9.588 | 0 | 168.9273 | 0
25.10. | 1 | 304.1467 |  | 126.875 | 9.588 | 0 | 167.6836 | 0
25.10. | 2 | 302.0836 |  | 127.7138 | 9.588 | 0 | 164.7818 | 0
25.10. | 3 | 299.4891 |  | 127.3993 | 9.588 | 0 | 162.5018 | 0
25.10. | 4 | 301.2521 |  | 127.5041 | 9.588 | 0 | 164.16 | 0
25.10. | 5 | 297.9285 |  | 126.875 | 9.588 | 0 | 161.4655 | 0
25.10. | 6 | 295.9461 |  | 125.7217 | 9.588 | 0 | 160.6364 | 0
25.10. | 7 | 296.3606 |  | 125.7217 | 9.588 | 0 | 161.0509 | 0
25.10. | 8 | 287.5576 |  | 126.246 | 9.588 | 0 | 151.7236 | 0
25.10. | 9 | 292.7394 |  | 126.246 | 9.588 | 0 | 156.9055 | 0
25.10. | 10 | 296.4655 |  | 125.8266 | 9.588 | 0 | 161.0509 | 0
25.10. | 11 | 289.8206 |  | 124.7781 | 9.588 | 0 | 155.4545 | 0
25.10. | 12 | 294.5024 |  | 126.3508 | 9.588 | 0 | 158.5636 | 0
25.10. | 13 | 292.1176 |  | 126.246 | 9.588 | 0 | 156.2836 | 0
25.10. | 14 | 291.9006 |  | 125.4072 | 9.588 | 0 | 156.9055 | 0
25.10. | 15 | 296.9728 |  | 124.883 | 9.588 | 0 | 162.5018 | 0
25.10. | 16 | 300.8085 |  | 124.9878 | 9.588 | 0 | 166.2327 | 0
25.10. | 17 | 300.8037 |  | 124.5684 | 9.588 | 0 | 166.6473 | 0
25.10. | 18 | 304.2152 |  | 123.8345 | 9.588 | 0 | 170.7927 | 0
25.10. | 19 | 301.74 |  | 124.883 | 9.588 | 0 | 167.2691 | 0
25.10. | 20 | 302.7764 |  | 124.883 | 9.588 | 0 | 168.3055 | 0
25.10. | 21 | 302.357 |  | 124.4636 | 9.588 | 0 | 168.3055 | 0
25.10. | 22 | 300.4891 |  | 124.2539 | 9.588 | 0 | 166.6473 | 0
25.10. | 23 | 299.977 |  | 124.7781 | 9.588 | 0 | 165.6109 | 0
25.10. | 24 | 301.5352 |  | 125.0926 | 9.588 | 0 | 166.8545 | 0
26.10. | 1 | 303.0982 |  | 125.8266 | 9.588 | 0 | 167.6836 | 0
26.10. | 2 | 299.1552 |  | 125.4072 | 9.588 | 0 | 164.16 | 0
26.10. | 3 | 295.2073 |  | 124.5684 | 9.588 | 0 | 161.0509 | 0
26.10. | 4 | 295.0146 |  | 125.8266 | 9.588 | 0 | 159.6 | 0
26.10. | 5 | 294.0855 |  | 126.1411 | 9.588 | 0 | 158.3564 | 0
26.10. | 6 | 295.5388 |  | 126.3508 | 9.588 | 0 | 159.6 | 0
26.10. | 7 | 295.0218 |  | 126.4557 | 9.588 | 0 | 158.9782 | 0
26.10. | 8 | 294.7121 |  | 126.5605 | 9.588 | 0 | 158.5636 | 0
26.10. | 9 | 299.3721 |  | 126.246 | 9.588 | 0 | 163.5382 | 0
26.10. | 10 | 289.611 |  | 124.5684 | 9.588 | 0 | 155.4545 | 0
26.10. | 11 | 297.1873 |  | 125.512 | 9.588 | 0 | 162.0873 | 0
26.10. | 12 | 298.8479 |  | 125.7217 | 9.588 | 0 | 163.5382 | 0
26.10. | 13 | 301.9618 |  | 126.1411 | 9.588 | 0 | 166.2327 | 0
26.10. | 14 | 296.9897 |  | 126.3508 | 9.588 | 0 | 161.0509 | 0
26.10. | 15 | 301.4449 |  | 126.246 | 9.588 | 0 | 165.6109 | 0
26.10. | 16 | 298.5503 |  | 126.875 | 9.588 | 0 | 162.0873 | 0
26.10. | 17 | 302.6885 |  | 126.246 | 9.588 | 0 | 166.8545 | 0
26.10. | 18 | 303.7273 |  | 126.4557 | 9.588 | 0 | 167.6836 | 0
26.10. | 19 | 300.7206 |  | 126.3508 | 9.588 | 0 | 164.7818 | 0
26.10. | 20 | 253.1783 |  | 75.6994 | 9.588 | 0 | 167.8909 | 0
26.10. | 21 | 252.8638 |  | 75.3849 | 9.588 | 0 | 167.8909 | 0
26.10. | 22 | 251.408 |  | 74.9655 | 9.588 | 0 | 166.8545 | 0
26.10. | 23 | 251.4153 |  | 75.5945 | 9.588 | 0 | 166.2327 | 0
26.10. | 24 | 250.6862 |  | 75.28 | 9.588 | 0 | 165.8182 | 0
27.10. | 1 | 252.6565 |  | 75.3849 | 9.588 | 0 | 167.6836 | 0
27.10. | 2 | 247.9916 |  | 75.28 | 9.588 | 0 | 163.1236 | 0
27.10. | 3 | 250.0692 |  | 75.6994 | 9.588 | 0 | 164.7818 | 0
27.10. | 4 | 249.9644 |  | 75.5945 | 9.588 | 0 | 164.7818 | 0
27.10. | 5 | 249.545 |  | 75.1752 | 9.588 | 0 | 164.7818 | 0
27.10. | 6 | 246.9601 |  | 75.6994 | 9.588 | 0 | 161.6727 | 0
27.10. | 7 | 244.1607 |  | 75.5945 | 9.588 | 0 | 158.9782 | 0
27.10. | 8 | 230.171 |  | 75.6994 | 9.588 | 0 | 144.8836 | 0
27.10. | 9 | 231.6098 |  | 74.6509 | 9.588 | 0 | 147.3709 | 0
27.10. | 10 | 230.4662 |  | 74.3364 | 9.588 | 0 | 146.5418 | 0
27.10. | 11 | 247.5771 |  | 75.28 | 9.588 | 0 | 162.7091 | 0
27.10. | 12 | 245.1947 |  | 75.3849 | 9.588 | 0 | 160.2218 | 0
27.10. | 13 | 251.1007 |  | 75.28 | 9.588 | 0 | 166.2327 | 0
27.10. | 14 | 247.5674 |  | 74.4412 | 9.588 | 0 | 163.5382 | 0
27.10. | 15 | 248.928 |  | 75.5945 | 9.588 | 0 | 163.7455 | 0
27.10. | 16 | 238.1571 |  | 76.2236 | 9.588 | 0 | 152.3455 | 0
27.10. | 17 | 242.6098 |  | 75.9091 | 9.588 | 0 | 157.1127 | 0
27.10. | 18 | 256.7044 |  | 75.9091 | 9.588 | 0 | 171.2073 | 0
27.10. | 19 | 251.9201 |  | 74.4412 | 9.588 | 0 | 167.8909 | 0
27.10. | 20 | 299.9625 |  | 123.5199 | 9.588 | 0 | 166.8545 | 0
27.10. | 21 | 304.8661 |  | 126.3508 | 9.588 | 0 | 168.9273 | 0
27.10. | 22 | 296.2711 |  | 117.9631 | 9.588 | 0 | 168.72 | 0
27.10. | 23 | 298.1414 |  | 118.3824 | 9.588 | 0 | 170.1709 | 0
27.10. | 24 | 295.7517 |  | 117.8582 | 9.588 | 0 | 168.3055 | 0
28.10. | 1 | 287.1615 |  | 109.8899 | 9.588 | 0 | 167.6836 | 0
28.10. | 2 | 296.159 |  | 117.2291 | 9.588 | 0 | 169.3418 | 0
28.10. | 3 | 293.162 |  | 117.9631 | 9.588 | 0 | 165.6109 | 0
28.10. | 4 | 292.945 |  | 117.1243 | 9.588 | 0 | 166.2327 | 0
28.10. | 5 | 292.7232 |  | 115.8661 | 9.588 | 0 | 167.2691 | 0
28.10. | 6 | 287.3365 |  | 116.0758 | 9.588 | 0 | 161.6727 | 0
28.10. | 7 | 290.9892 |  | 118.2776 | 9.588 | 0 | 163.1236 | 0
28.10. | 8 | 289.4238 |  | 117.334 | 9.588 | 0 | 162.5018 | 0
28.10. | 9 | 294.8129 |  | 117.334 | 9.588 | 0 | 167.8909 | 0
28.10. | 10 | 292.1232 |  | 117.7534 | 9.588 | 0 | 164.7818 | 0
28.10. | 11 | 293.5814 |  | 118.3824 | 9.588 | 0 | 165.6109 | 0
28.10. | 12 | 302.2691 |  | 125.8266 | 9.588 | 0 | 166.8545 | 0
28.10. | 13 | 305.5855 |  | 125.8266 | 9.588 | 0 | 170.1709 | 0
28.10. | 14 | 307.3509 |  | 126.1411 | 9.588 | 0 | 171.6218 | 0
28.10. | 15 | 306.934 |  | 125.9314 | 9.588 | 0 | 171.4145 | 0
28.10. | 16 | 306.4267 |  | 126.875 | 9.588 | 0 | 169.9636 | 0
28.10. | 17 | 303.2127 |  | 126.7702 | 9.588 | 0 | 166.8545 | 0
28.10. | 18 | 305.0564 |  | 124.883 | 9.588 | 0 | 170.5855 | 0
28.10. | 19 | 307.5558 |  | 125.9314 | 9.588 | 0 | 172.0364 | 0
28.10. | 20 | 303.3176 |  | 126.875 | 9.588 | 0 | 166.8545 | 0
28.10. | 21 | 306.9412 |  | 126.5605 | 9.588 | 0 | 170.7927 | 0
28.10. | 22 | 306.8364 |  | 126.4557 | 9.588 | 0 | 170.7927 | 0
28.10. | 23 | 307.2485 |  | 126.246 | 9.588 | 0 | 171.4145 | 0
28.10. | 24 | 307.1509 |  | 126.7702 | 9.588 | 0 | 170.7927 | 0
29.10. | 1 | 306.5243 |  | 126.3508 | 9.588 | 0 | 170.5855 | 0
29.10. | 2 | 307.2558 |  | 126.875 | 9.588 | 0 | 170.7927 | 0
29.10. | 3 | 307.5655 |  | 126.7702 | 9.588 | 0 | 171.2073 | 0
29.10. | 4 | 305.2855 |  | 126.7702 | 9.588 | 0 | 168.9273 | 0
29.10. | 5 | 307.2509 |  | 126.4557 | 9.588 | 0 | 171.2073 | 0
29.10. | 6 | 305.0782 |  | 126.7702 | 9.588 | 0 | 168.72 | 0
29.10. | 7 | 301.2449 |  | 126.875 | 9.588 | 0 | 164.7818 | 0
29.10. | 8 | 300.1061 |  | 126.9799 | 9.588 | 0 | 163.5382 | 0
29.10. | 9 | 254.3147 |  | 75.3849 | 9.588 | 0 | 169.3418 | 0
29.10. | 10 | 250.8789 |  | 74.0218 | 9.588 | 0 | 167.2691 | 0
29.10. | 11 | 236.6892 |  | 74.7558 | 9.588 | 0 | 152.3455 | 0
29.10. | 12 | 288.0794 |  | 126.5605 | 9.588 | 0 | 151.9309 | 0
29.10. | 13 | 292.7394 |  | 126.246 | 9.588 | 0 | 156.9055 | 0
29.10. | 14 | 289.6376 |  | 126.875 | 9.588 | 0 | 153.1745 | 0
29.10. | 15 | 265.147 |  | 106.1154 | 9.588 | 0 | 149.4436 | 0
29.10. | 16 | 261.7258 |  | 106.0105 | 9.588 | 0 | 146.1273 | 0
29.10. | 17 | 281.645 |  | 116.8097 | 9.588 | 0 | 155.2473 | 0
29.10. | 18 | 287.8044 |  | 120.6891 | 9.588 | 0 | 157.5273 | 0
29.10. | 19 | 294.4952 |  | 125.7217 | 9.588 | 0 | 159.1855 | 0
29.10. | 20 | 299.8818 |  | 125.512 | 9.588 | 0 | 164.7818 | 0
29.10. | 21 | 303.82 |  | 125.512 | 9.588 | 0 | 168.72 | 0
29.10. | 22 | 300.1964 |  | 125.8266 | 9.588 | 0 | 164.7818 | 0
29.10. | 23 | 303.8249 |  | 125.9314 | 9.588 | 0 | 168.3055 | 0
29.10. | 24 | 296.4582 |  | 125.1975 | 9.588 | 0 | 161.6727 | 0
30.10. | 1 | 293.2515 |  | 125.7217 | 9.588 | 0 | 157.9418 | 0
30.10. | 2 | 301.2449 |  | 126.875 | 9.588 | 0 | 164.7818 | 0
30.10. | 3 | 300.623 |  | 126.875 | 9.588 | 0 | 164.16 | 0
30.10. | 4 | 299.9012 |  | 127.1896 | 9.588 | 0 | 163.1236 | 0
30.10. | 5 | 298.76 |  | 127.0847 | 9.588 | 0 | 162.0873 | 0
30.10. | 6 | 299.4818 |  | 126.7702 | 9.588 | 0 | 163.1236 | 0
30.10. | 7 | 294.2952 |  | 126.3508 | 9.588 | 0 | 158.3564 | 0
30.10. | 8 | 299.5818 |  | 126.4557 | 9.588 | 0 | 163.5382 | 0
30.10. | 9 | 301.5425 |  | 125.7217 | 9.588 | 0 | 166.2327 | 0
30.10. | 10 | 303.7128 |  | 125.1975 | 9.588 | 0 | 168.9273 | 0
30.10. | 11 | 295.3001 |  | 123.6248 | 9.588 | 0 | 162.0873 | 0
30.10. | 12 | 300.394 |  | 124.9878 | 9.588 | 0 | 165.8182 | 0
30.10. | 13 | 295.0049 |  | 124.9878 | 9.588 | 0 | 160.4291 | 0
30.10. | 14 | 303.0909 |  | 125.1975 | 9.588 | 0 | 168.3055 | 0
30.10. | 15 | 294.8049 |  | 125.6169 | 9.588 | 0 | 159.6 | 0
30.10. | 16 | 305.6903 |  | 125.9314 | 9.588 | 0 | 170.1709 | 0
30.10. | 17 | 301.5473 |  | 126.1411 | 9.588 | 0 | 165.8182 | 0
30.10. | 18 | 301.5497 |  | 126.3508 | 9.588 | 0 | 165.6109 | 0
30.10. | 19 | 305.5806 |  | 125.4072 | 9.588 | 0 | 170.5855 | 0
30.10. | 20 | 305.2661 |  | 125.0926 | 9.588 | 0 | 170.5855 | 0
30.10. | 21 | 309.014 |  | 126.5605 | 9.588 | 0 | 172.8655 | 0
30.10. | 22 | 304.554 |  | 126.246 | 9.588 | 0 | 168.72 | 0
30.10. | 23 | 309.0091 |  | 126.1411 | 9.588 | 0 | 173.28 | 0
30.10. | 24 | 307.0412 |  | 126.246 | 9.588 | 0 | 171.2073 | 0
31.10. | 1 | 305.9073 |  | 126.7702 | 9.588 | 0 | 169.5491 | 0
31.10. | 2 | 305.4976 |  | 127.1896 | 9.588 | 0 | 168.72 | 0
31.10. | 3 | 306.7412 |  | 127.1896 | 9.588 | 0 | 169.9636 | 0
31.10. | 4 | 303.8321 |  | 126.5605 | 9.588 | 0 | 167.6836 | 0
31.10. | 5 | 307.4655 |  | 127.0847 | 9.588 | 0 | 170.7927 | 0
31.10. | 6 | 307.0412 |  | 126.246 | 9.588 | 0 | 171.2073 | 0
31.10. | 7 | 297.7285 |  | 127.5041 | 9.588 | 0 | 160.6364 | 0
31.10. | 8 | 300.8376 |  | 127.5041 | 9.588 | 0 | 163.7455 | 0
31.10. | 9 | 290.0594 |  | 127.5041 | 9.588 | 0 | 152.9673 | 0
31.10. | 10 | 287.6745 |  | 127.3993 | 9.588 | 0 | 150.6873 | 0
31.10. | 11 | 287.4455 |  | 125.512 | 9.588 | 0 | 152.3455 | 0
31.10. | 12 | 288.4818 |  | 125.512 | 9.588 | 0 | 153.3818 | 0
31.10. | 13 | 283.917 |  | 125.0926 | 9.588 | 0 | 149.2364 | 0
31.10. | 14 | 290.9619 |  | 124.883 | 9.588 | 0 | 156.4909 | 0
31.10. | 15 | 291.1837 |  | 126.1411 | 9.588 | 0 | 155.4545 | 0
31.10. | 16 | 296.6631 |  | 124.9878 | 9.588 | 0 | 162.0873 | 0
31.10. | 17 | 296.9897 |  | 126.3508 | 9.588 | 0 | 161.0509 | 0
31.10. | 18 | 301.3449 |  | 126.5605 | 9.588 | 0 | 165.1964 | 0
31.10. | 19 | 304.2515 |  | 126.9799 | 9.588 | 0 | 167.6836 | 0
31.10. | 20 | 302.6958 |  | 126.875 | 9.588 | 0 | 166.2327 | 0
31.10. | 21 | 300.84 |  | 127.7138 | 9.588 | 0 | 163.5382 | 0
31.10. | 22 | 304.2612 |  | 127.8187 | 9.588 | 0 | 166.8545 | 0
31.10. | 23 | 304.6685 |  | 127.1896 | 9.588 | 0 | 167.8909 | 0
31.10. | 24 | 308.6115 |  | 127.609 | 9.588 | 0 | 171.4145 | 0
01.11. | 1 | 302.3861 |  | 126.9799 | 9.588 | 0 | 165.8182 | 0
01.11. | 2 | 302.5982 |  | 127.3993 | 9.588 | 0 | 165.6109 | 0
01.11. | 3 | 303.2248 |  | 127.8187 | 9.588 | 0 | 165.8182 | 0
01.11. | 4 | 304.4709 |  | 128.0284 | 9.588 | 0 | 166.8545 | 0
01.11. | 5 | 305.0879 |  | 127.609 | 9.588 | 0 | 167.8909 | 0
01.11. | 6 | 302.4909 |  | 127.0847 | 9.588 | 0 | 165.8182 | 0
01.11. | 7 | 302.1836 |  | 127.3993 | 9.588 | 0 | 165.1964 | 0
01.11. | 8 | 301.0473 |  | 127.7138 | 9.588 | 0 | 163.7455 | 0
01.11. | 9 | 304.4661 |  | 127.609 | 9.588 | 0 | 167.2691 | 0
01.11. | 10 | 304.454 |  | 126.5605 | 9.588 | 0 | 168.3055 | 0
01.11. | 11 | 305.6073 |  | 127.7138 | 9.588 | 0 | 168.3055 | 0
01.11. | 12 | 306.9436 |  | 126.7702 | 9.588 | 0 | 170.5855 | 0
01.11. | 13 | 308.6115 |  | 127.609 | 9.588 | 0 | 171.4145 | 0
01.11. | 14 | 309.0212 |  | 127.1896 | 9.588 | 0 | 172.2436 | 0
01.11. | 15 | 303.4224 |  | 126.9799 | 9.588 | 0 | 166.8545 | 0
01.11. | 16 | 305.3976 |  | 127.5041 | 9.588 | 0 | 168.3055 | 0
01.11. | 17 | 305.3927 |  | 127.0847 | 9.588 | 0 | 168.72 | 0
01.11. | 18 | 307.8848 |  | 127.5041 | 9.588 | 0 | 170.7927 | 0
01.11. | 19 | 305.9145 |  | 127.3993 | 9.588 | 0 | 168.9273 | 0
01.11. | 20 | 308.7091 |  | 127.0847 | 9.588 | 0 | 172.0364 | 0
01.11. | 21 | 308.4018 |  | 127.3993 | 9.588 | 0 | 171.4145 | 0
01.11. | 22 | 308.7139 |  | 127.5041 | 9.588 | 0 | 171.6218 | 0
01.11. | 23 | 305.8121 |  | 127.5041 | 9.588 | 0 | 168.72 | 0
01.11. | 24 | 305.083 |  | 127.1896 | 9.588 | 0 | 168.3055 | 0
02.11. | 1 | 300.2109 |  | 127.0847 | 9.588 | 0 | 163.5382 | 0
02.11. | 2 | 301.8739 |  | 127.5041 | 9.588 | 0 | 164.7818 | 0
02.11. | 3 | 299.4891 |  | 127.3993 | 9.588 | 0 | 162.5018 | 0
02.11. | 4 | 288.3964 |  | 127.0847 | 9.588 | 0 | 151.7236 | 0
02.11. | 5 | 295.1339 |  | 127.1896 | 9.588 | 0 | 158.3564 | 0
02.11. | 6 | 296.3848 |  | 127.8187 | 9.588 | 0 | 158.9782 | 0
02.11. | 7 | 301.4618 |  | 127.7138 | 9.588 | 0 | 164.16 | 0
02.11. | 8 | 300.9303 |  | 126.5605 | 9.588 | 0 | 164.7818 | 0
02.11. | 9 | 300.7279 |  | 126.9799 | 9.588 | 0 | 164.16 | 0
02.11. | 10 | 299.6794 |  | 125.9314 | 9.588 | 0 | 164.16 | 0
02.11. | 11 | 299.777 |  | 125.4072 | 9.588 | 0 | 164.7818 | 0
02.11. | 12 | 306.3146 |  | 126.1411 | 9.588 | 0 | 170.5855 | 0
02.11. | 13 | 303.3176 |  | 126.875 | 9.588 | 0 | 166.8545 | 0
02.11. | 14 | 301.3497 |  | 126.9799 | 9.588 | 0 | 164.7818 | 0
02.11. | 15 | 303.6345 |  | 127.3993 | 9.588 | 0 | 166.6473 | 0
02.11. | 16 | 303.6321 |  | 127.1896 | 9.588 | 0 | 166.8545 | 0
02.11. | 17 | 300.523 |  | 127.1896 | 9.588 | 0 | 163.7455 | 0
02.11. | 18 | 306.2218 |  | 127.0847 | 9.588 | 0 | 169.5491 | 0
02.11. | 19 | 299.277 |  | 126.9799 | 9.588 | 0 | 162.7091 | 0
02.11. | 20 | 306.7485 |  | 127.8187 | 9.588 | 0 | 169.3418 | 0
02.11. | 21 | 307.4655 |  | 127.0847 | 9.588 | 0 | 170.7927 | 0
02.11. | 22 | 304.0515 |  | 127.609 | 9.588 | 0 | 166.8545 | 0
02.11. | 23 | 296.58 |  | 126.7702 | 9.588 | 0 | 160.2218 | 0
02.11. | 24 | 302.5909 |  | 126.7702 | 9.588 | 0 | 166.2327 | 0
03.11. | 1 | 305.5024 |  | 127.609 | 9.588 | 0 | 168.3055 | 0
03.11. | 2 | 301.6594 |  | 126.875 | 9.588 | 0 | 165.1964 | 0
03.11. | 3 | 300.4182 |  | 127.0847 | 9.588 | 0 | 163.7455 | 0
03.11. | 4 | 302.5958 |  | 127.1896 | 9.588 | 0 | 165.8182 | 0
03.11. | 5 | 303.0151 |  | 127.609 | 9.588 | 0 | 165.8182 | 0
03.11. | 6 | 297.4188 |  | 127.609 | 9.588 | 0 | 160.2218 | 0
03.11. | 7 | 299.0697 |  | 126.9799 | 9.588 | 0 | 162.5018 | 0
03.11. | 8 | 284.8154 |  | 113.1401 | 9.588 | 0 | 162.0873 | 0
03.11. | 9 | 277.3834 |  | 106.7445 | 9.588 | 0 | 161.0509 | 0
03.11. | 10 | 280.7021 |  | 106.9541 | 9.588 | 0 | 164.16 | 0
03.11. | 11 | 277.9028 |  | 106.8493 | 9.588 | 0 | 161.4655 | 0
03.11. | 12 | 277.5931 |  | 106.9541 | 9.588 | 0 | 161.0509 | 0
03.11. | 13 | 284.6379 |  | 106.7445 | 9.588 | 0 | 168.3055 | 0
03.11. | 14 | 274.6888 |  | 106.7445 | 9.588 | 0 | 158.3564 | 0
03.11. | 15 | 274.3791 |  | 106.8493 | 9.588 | 0 | 157.9418 | 0
03.11. | 16 | 281.9434 |  | 106.7445 | 9.588 | 0 | 165.6109 | 0
03.11. | 17 | 285.7912 |  | 107.8978 | 9.588 | 0 | 168.3055 | 0
03.11. | 18 | 291.5626 |  | 114.0837 | 9.588 | 0 | 167.8909 | 0
03.11. | 19 | 304.8225 |  | 122.5763 | 9.588 | 0 | 172.6582 | 0
03.11. | 20 | 309.4212 |  | 125.9314 | 9.588 | 0 | 173.9018 | 0
03.11. | 21 | 309.743 |  | 126.875 | 9.588 | 0 | 173.28 | 0
03.11. | 22 | 310.7891 |  | 127.7138 | 9.588 | 0 | 173.4873 | 0
03.11. | 23 | 308.4018 |  | 127.3993 | 9.588 | 0 | 171.4145 | 0
03.11. | 24 | 307.1364 |  | 125.512 | 9.588 | 0 | 172.0364 | 0
04.11. | 1 | 306.0879 |  | 124.4636 | 9.588 | 0 | 172.0364 | 0
04.11. | 2 | 303.3982 |  | 124.883 | 9.588 | 0 | 168.9273 | 0
04.11. | 3 | 300.7037 |  | 124.883 | 9.588 | 0 | 166.2327 | 0
04.11. | 4 | 301.9425 |  | 124.4636 | 9.588 | 0 | 167.8909 | 0
04.11. | 5 | 298.3164 |  | 124.5684 | 9.588 | 0 | 164.16 | 0
04.11. | 6 | 299.8012 |  | 127.5041 | 9.588 | 0 | 162.7091 | 0
04.11. | 7 | 304.5757 |  | 128.1332 | 9.588 | 0 | 166.8545 | 0
04.11. | 8 | 304.983 |  | 127.5041 | 9.588 | 0 | 167.8909 | 0
04.11. | 9 | 307.9921 |  | 127.8187 | 9.588 | 0 | 170.5855 | 0
04.11. | 10 | 309.0236 |  | 127.3993 | 9.588 | 0 | 172.0364 | 0
04.11. | 11 | 307.2509 |  | 126.4557 | 9.588 | 0 | 171.2073 | 0
04.11. | 12 | 306.3194 |  | 126.5605 | 9.588 | 0 | 170.1709 | 0
04.11. | 13 | 303.4813 |  | 123.1006 | 9.588 | 0 | 170.7927 | 0
04.11. | 14 | 309.4333 |  | 126.9799 | 9.588 | 0 | 172.8655 | 0
04.11. | 15 | 306.1267 |  | 127.8187 | 9.588 | 0 | 168.72 | 0
04.11. | 16 | 305.2927 |  | 127.3993 | 9.588 | 0 | 168.3055 | 0
04.11. | 17 | 301.2449 |  | 126.875 | 9.588 | 0 | 164.7818 | 0
04.11. | 18 | 304.4661 |  | 127.609 | 9.588 | 0 | 167.2691 | 0
04.11. | 19 | 302.2401 |  | 123.3102 | 9.588 | 0 | 169.3418 | 0
04.11. | 20 | 301.6916 |  | 120.6891 | 9.588 | 0 | 171.4145 | 0
04.11. | 21 | 302.6377 |  | 121.8424 | 9.588 | 0 | 171.2073 | 0
04.11. | 22 | 302.9474 |  | 121.7375 | 9.588 | 0 | 171.6218 | 0
04.11. | 23 | 300.3528 |  | 121.423 | 9.588 | 0 | 169.3418 | 0
04.11. | 24 | 301.9013 |  | 120.8988 | 9.588 | 0 | 171.4145 | 0
05.11. | 1 | 300.148 |  | 121.6327 | 9.588 | 0 | 168.9273 | 0
05.11. | 2 | 295.4855 |  | 121.7375 | 9.588 | 0 | 164.16 | 0
05.11. | 3 | 296.7316 |  | 121.9472 | 9.588 | 0 | 165.1964 | 0
05.11. | 4 | 292.8934 |  | 121.6327 | 9.588 | 0 | 161.6727 | 0
05.11. | 5 | 295.5831 |  | 121.2133 | 9.588 | 0 | 164.7818 | 0
05.11. | 6 | 291.7546 |  | 121.7375 | 9.588 | 0 | 160.4291 | 0
05.11. | 7 | 287.6092 |  | 121.7375 | 9.588 | 0 | 156.2836 | 0
05.11. | 8 | 294.6516 |  | 121.3182 | 9.588 | 0 | 163.7455 | 0
05.11. | 9 | 298.0777 |  | 121.8424 | 9.588 | 0 | 166.6473 | 0
05.11. | 10 | 296.9171 |  | 120.06 | 9.588 | 0 | 167.2691 | 0
05.11. | 11 | 293.8153 |  | 120.6891 | 9.588 | 0 | 163.5382 | 0
05.11. | 12 | 296.8292 |  | 121.423 | 9.588 | 0 | 165.8182 | 0
05.11. | 13 | 300.2528 |  | 121.7375 | 9.588 | 0 | 168.9273 | 0
05.11. | 14 | 294.0298 |  | 121.3182 | 9.588 | 0 | 163.1236 | 0
05.11. | 15 | 296.0953 |  | 120.6891 | 9.588 | 0 | 165.8182 | 0
05.11. | 16 | 297.8656 |  | 121.423 | 9.588 | 0 | 166.8545 | 0
05.11. | 17 | 303.7249 |  | 126.246 | 9.588 | 0 | 167.8909 | 0
05.11. | 18 | 304.5636 |  | 127.0847 | 9.588 | 0 | 167.8909 | 0
05.11. | 19 | 300.5109 |  | 126.1411 | 9.588 | 0 | 164.7818 | 0
05.11. | 20 | 307.0558 |  | 127.5041 | 9.588 | 0 | 169.9636 | 0
05.11. | 21 | 304.1564 |  | 127.7138 | 9.588 | 0 | 166.8545 | 0
05.11. | 22 | 304.0467 |  | 127.1896 | 9.588 | 0 | 167.2691 | 0
05.11. | 23 | 302.703 |  | 127.5041 | 9.588 | 0 | 165.6109 | 0
05.11. | 24 | 302.1788 |  | 126.9799 | 9.588 | 0 | 165.6109 | 0
06.11. | 1 | 297.7309 |  | 127.7138 | 9.588 | 0 | 160.4291 | 0
06.11. | 2 | 299.2794 |  | 127.1896 | 9.588 | 0 | 162.5018 | 0
06.11. | 3 | 299.3891 |  | 127.7138 | 9.588 | 0 | 162.0873 | 0
06.11. | 4 | 300.2158 |  | 127.5041 | 9.588 | 0 | 163.1236 | 0
06.11. | 5 | 299.8964 |  | 126.7702 | 9.588 | 0 | 163.5382 | 0
06.11. | 6 | 300.8327 |  | 127.0847 | 9.588 | 0 | 164.16 | 0
06.11. | 7 | 299.3818 |  | 127.0847 | 9.588 | 0 | 162.7091 | 0
06.11. | 8 | 301.357 |  | 127.609 | 9.588 | 0 | 164.16 | 0
06.11. | 9 | 265.6148 |  | 110.7286 | 9.588 | 0 | 145.2982 | 0
06.11. | 10 | 288.5891 |  | 125.8266 | 9.588 | 0 | 153.1745 | 0
06.11. | 11 | 292.2152 |  | 125.7217 | 9.588 | 0 | 156.9055 | 0
06.11. | 12 | 295.1315 |  | 126.9799 | 9.588 | 0 | 158.5636 | 0
06.11. | 13 | 299.277 |  | 126.9799 | 9.588 | 0 | 162.7091 | 0
06.11. | 14 | 300.2109 |  | 127.0847 | 9.588 | 0 | 163.5382 | 0
06.11. | 15 | 303.22 |  | 127.3993 | 9.588 | 0 | 166.2327 | 0
06.11. | 16 | 299.277 |  | 126.9799 | 9.588 | 0 | 162.7091 | 0
06.11. | 17 | 298.143 |  | 127.5041 | 9.588 | 0 | 161.0509 | 0
06.11. | 18 | 306.1242 |  | 127.609 | 9.588 | 0 | 168.9273 | 0
06.11. | 19 | 308.4018 |  | 127.3993 | 9.588 | 0 | 171.4145 | 0
06.11. | 20 | 302.3885 |  | 127.1896 | 9.588 | 0 | 165.6109 | 0
06.11. | 21 | 302.3861 |  | 126.9799 | 9.588 | 0 | 165.8182 | 0
06.11. | 22 | 306.1267 |  | 127.8187 | 9.588 | 0 | 168.72 | 0
06.11. | 23 | 301.9788 |  | 127.609 | 9.588 | 0 | 164.7818 | 0
06.11. | 24 | 302.3982 |  | 128.0284 | 9.588 | 0 | 164.7818 | 0
07.11. | 1 | 297.4188 |  | 127.609 | 9.588 | 0 | 160.2218 | 0
07.11. | 2 | 295.334 |  | 126.5605 | 9.588 | 0 | 159.1855 | 0
07.11. | 3 | 296.28 |  | 127.7138 | 9.588 | 0 | 158.9782 | 0
07.11. | 4 | 294.4145 |  | 127.7138 | 9.588 | 0 | 157.1127 | 0
07.11. | 5 | 289.5424 |  | 127.609 | 9.588 | 0 | 152.3455 | 0
07.11. | 6 | 295.6582 |  | 127.7138 | 9.588 | 0 | 158.3564 | 0
07.11. | 7 | 281.3564 |  | 127.7138 | 9.588 | 0 | 144.0545 | 0
07.11. | 8 | 294.1024 |  | 127.609 | 9.588 | 0 | 156.9055 | 0
07.11. | 9 | 298.2479 |  | 127.609 | 9.588 | 0 | 161.0509 | 0
07.11. | 10 | 300.1061 |  | 126.9799 | 9.588 | 0 | 163.5382 | 0
07.11. | 11 | 301.8618 |  | 126.4557 | 9.588 | 0 | 165.8182 | 0
07.11. | 12 | 303.2079 |  | 126.3508 | 9.588 | 0 | 167.2691 | 0
07.11. | 13 | 298.7358 |  | 124.9878 | 9.588 | 0 | 164.16 | 0
07.11. | 14 | 296.6921 |  | 127.5041 | 9.588 | 0 | 159.6 | 0
07.11. | 15 | 300.1061 |  | 126.9799 | 9.588 | 0 | 163.5382 | 0
07.11. | 16 | 304.2515 |  | 126.9799 | 9.588 | 0 | 167.6836 | 0
07.11. | 17 | 305.7049 |  | 127.1896 | 9.588 | 0 | 168.9273 | 0
07.11. | 18 | 307.1606 |  | 127.609 | 9.588 | 0 | 169.9636 | 0
07.11. | 19 | 307.2485 |  | 126.246 | 9.588 | 0 | 171.4145 | 0
07.11. | 20 | 308.1776 |  | 125.9314 | 9.588 | 0 | 172.6582 | 0
07.11. | 21 | 308.1897 |  | 126.9799 | 9.588 | 0 | 171.6218 | 0
07.11. | 22 | 306.0049 |  | 126.246 | 9.588 | 0 | 170.1709 | 0
07.11. | 23 | 306.5388 |  | 127.609 | 9.588 | 0 | 169.3418 | 0
07.11. | 24 | 306.6412 |  | 127.5041 | 9.588 | 0 | 169.5491 | 0
08.11. | 1 | 307.5727 |  | 127.3993 | 9.588 | 0 | 170.5855 | 0
08.11. | 2 | 306.5364 |  | 127.3993 | 9.588 | 0 | 169.5491 | 0
08.11. | 3 | 305.0903 |  | 127.8187 | 9.588 | 0 | 167.6836 | 0
08.11. | 4 | 303.7394 |  | 127.5041 | 9.588 | 0 | 166.6473 | 0
08.11. | 5 | 302.9103 |  | 127.5041 | 9.588 | 0 | 165.8182 | 0
08.11. | 6 | 303.9467 |  | 127.5041 | 9.588 | 0 | 166.8545 | 0
08.11. | 7 | 303.12 |  | 127.7138 | 9.588 | 0 | 165.8182 | 0
08.11. | 8 | 305.7049 |  | 127.1896 | 9.588 | 0 | 168.9273 | 0
08.11. | 9 | 306.8509 |  | 127.7138 | 9.588 | 0 | 169.5491 | 0
08.11. | 10 | 304.2612 |  | 127.8187 | 9.588 | 0 | 166.8545 | 0
08.11. | 11 | 302.1715 |  | 126.3508 | 9.588 | 0 | 166.2327 | 0
08.11. | 12 | 303.0055 |  | 126.7702 | 9.588 | 0 | 166.6473 | 0
08.11. | 13 | 300.0988 |  | 126.3508 | 9.588 | 0 | 164.16 | 0
08.11. | 14 | 303.4249 |  | 127.1896 | 9.588 | 0 | 166.6473 | 0
08.11. | 15 | 304.8854 |  | 128.0284 | 9.588 | 0 | 167.2691 | 0
08.11. | 16 | 303.2248 |  | 127.8187 | 9.588 | 0 | 165.8182 | 0
08.11. | 17 | 306.7388 |  | 126.9799 | 9.588 | 0 | 170.1709 | 0
08.11. | 18 | 312.8667 |  | 128.1332 | 9.588 | 0 | 175.1455 | 0
08.11. | 19 | 293.0661 |  | 127.609 | 9.588 | 0 | 155.8691 | 0
08.11. | 20 | 296.0703 |  | 127.5041 | 9.588 | 0 | 158.9782 | 0
08.11. | 21 | 291.4127 |  | 128.0284 | 9.588 | 0 | 153.7964 | 0
08.11. | 22 | 294.5194 |  | 127.8187 | 9.588 | 0 | 157.1127 | 0
08.11. | 23 | 291.6151 |  | 127.609 | 9.588 | 0 | 154.4182 | 0
08.11. | 24 | 292.8636 |  | 128.0284 | 9.588 | 0 | 155.2473 | 0
09.11. | 1 | 294.0048 |  | 128.1332 | 9.588 | 0 | 156.2836 | 0
09.11. | 2 | 289.8545 |  | 127.7138 | 9.588 | 0 | 152.5527 | 0
09.11. | 3 | 292.5491 |  | 127.7138 | 9.588 | 0 | 155.2473 | 0
09.11. | 4 | 287.8842 |  | 127.609 | 9.588 | 0 | 150.6873 | 0
09.11. | 5 | 288.7182 |  | 128.0284 | 9.588 | 0 | 151.1018 | 0
09.11. | 6 | 287.2648 |  | 127.8187 | 9.588 | 0 | 149.8582 | 0
09.11. | 7 | 284.2558 |  | 127.5041 | 9.588 | 0 | 147.1636 | 0
09.11. | 8 | 285.2945 |  | 127.7138 | 9.588 | 0 | 147.9927 | 0
09.11. | 9 | 287.677 |  | 127.609 | 9.588 | 0 | 150.48 | 0
09.11. | 10 | 283.317 |  | 126.9799 | 9.588 | 0 | 146.7491 | 0
09.11. | 11 | 283.1 |  | 126.1411 | 9.588 | 0 | 147.3709 | 0
09.11. | 12 | 286.2236 |  | 127.3993 | 9.588 | 0 | 149.2364 | 0
09.11. | 13 | 287.5721 |  | 127.5041 | 9.588 | 0 | 150.48 | 0
09.11. | 14 | 289.0182 |  | 127.0847 | 9.588 | 0 | 152.3455 | 0
09.11. | 15 | 313.8966 |  | 153.6213 | 9.588 | 0 | 150.6873 | 0
09.11. | 16 | 315.8669 |  | 153.7262 | 9.588 | 0 | 152.5527 | 0
09.11. | 17 | 317.2081 |  | 153.2019 | 9.588 | 0 | 154.4182 | 0
09.11. | 18 | 320.3245 |  | 153.831 | 9.588 | 0 | 156.9055 | 0
09.11. | 19 | 294.8291 |  | 127.7138 | 9.588 | 0 | 157.5273 | 0
09.11. | 20 | 295.9582 |  | 126.7702 | 9.588 | 0 | 159.6 | 0
09.11. | 21 | 292.1273 |  | 127.0847 | 9.588 | 0 | 155.4545 | 0
09.11. | 22 | 318.8687 |  | 153.4116 | 9.588 | 0 | 155.8691 | 0
09.11. | 23 | 318.659 |  | 153.2019 | 9.588 | 0 | 155.8691 | 0
09.11. | 24 | 322.5996 |  | 153.4116 | 9.588 | 0 | 159.6 | 0
10.11. | 1 | 335.1408 |  | 153.5165 | 9.588 | 0 | 172.0364 | 0
10.11. | 2 | 333.2778 |  | 153.7262 | 9.588 | 0 | 169.9636 | 0
10.11. | 3 | 307.5655 |  | 126.7702 | 9.588 | 0 | 171.2073 | 0
10.11. | 4 | 306.117 |  | 126.9799 | 9.588 | 0 | 169.5491 | 0
10.11. | 5 | 308.0945 |  | 127.7138 | 9.588 | 0 | 170.7927 | 0
10.11. | 6 | 306.3339 |  | 127.8187 | 9.588 | 0 | 168.9273 | 0
10.11. | 7 | 304.8733 |  | 126.9799 | 9.588 | 0 | 168.3055 | 0
10.11. | 8 | 311.823 |  | 127.5041 | 9.588 | 0 | 174.7309 | 0
10.11. | 9 | 311.7206 |  | 127.609 | 9.588 | 0 | 174.5236 | 0
10.11. | 10 | 311.494 |  | 125.9314 | 9.588 | 0 | 175.9745 | 0
10.11. | 11 | 310.2576 |  | 126.5605 | 9.588 | 0 | 174.1091 | 0
10.11. | 12 | 306.1121 |  | 126.5605 | 9.588 | 0 | 169.9636 | 0
10.11. | 13 | 310.5746 |  | 127.0847 | 9.588 | 0 | 173.9018 | 0
10.11. | 14 | 309.4358 |  | 127.1896 | 9.588 | 0 | 172.6582 | 0
10.11. | 15 | 313.4836 |  | 127.7138 | 9.588 | 0 | 176.1818 | 0
10.11. | 16 | 314.1055 |  | 127.7138 | 9.588 | 0 | 176.8036 | 0
10.11. | 17 | 316.4806 |  | 126.9799 | 9.588 | 0 | 179.9127 | 0
10.11. | 18 | 317.5218 |  | 127.3993 | 9.588 | 0 | 180.5345 | 0
10.11. | 19 | 319.8067 |  | 127.8187 | 9.588 | 0 | 182.4 | 0
10.11. | 20 | 319.0727 |  | 127.0847 | 9.588 | 0 | 182.4 | 0
10.11. | 21 | 316.8952 |  | 126.9799 | 9.588 | 0 | 180.3273 | 0
10.11. | 22 | 317.4194 |  | 127.5041 | 9.588 | 0 | 180.3273 | 0
10.11. | 23 | 317.2145 |  | 127.7138 | 9.588 | 0 | 179.9127 | 0
10.11. | 24 | 315.3491 |  | 127.7138 | 9.588 | 0 | 178.0473 | 0
11.11. | 1 | 313.4836 |  | 127.7138 | 9.588 | 0 | 176.1818 | 0
11.11. | 2 | 312.34 |  | 127.3993 | 9.588 | 0 | 175.3527 | 0
11.11. | 3 | 312.4448 |  | 127.5041 | 9.588 | 0 | 175.3527 | 0
11.11. | 4 | 310.0624 |  | 127.609 | 9.588 | 0 | 172.8655 | 0
11.11. | 5 | 310.1673 |  | 127.7138 | 9.588 | 0 | 172.8655 | 0
11.11. | 6 | 306.9582 |  | 128.0284 | 9.588 | 0 | 169.3418 | 0
11.11. | 7 | 308.8212 |  | 127.8187 | 9.588 | 0 | 171.4145 | 0
11.11. | 8 | 309.2309 |  | 127.3993 | 9.588 | 0 | 172.2436 | 0
11.11. | 9 | 311.9134 |  | 126.3508 | 9.588 | 0 | 175.9745 | 0
11.11. | 10 | 312.8546 |  | 127.0847 | 9.588 | 0 | 176.1818 | 0
11.11. | 11 | 306.4194 |  | 126.246 | 9.588 | 0 | 170.5855 | 0
11.11. | 12 | 305.6 |  | 127.0847 | 9.588 | 0 | 168.9273 | 0
11.11. | 13 | 316.3758 |  | 126.875 | 9.588 | 0 | 179.9127 | 0
11.11. | 14 | 313.2739 |  | 127.5041 | 9.588 | 0 | 176.1818 | 0
11.11. | 15 | 314.8321 |  | 127.8187 | 9.588 | 0 | 177.4255 | 0
11.11. | 16 | 316.1758 |  | 127.5041 | 9.588 | 0 | 179.0836 | 0
11.11. | 17 | 318.7655 |  | 127.3993 | 9.588 | 0 | 181.7782 | 0
11.11. | 18 | 316.4588 |  | 125.0926 | 9.588 | 0 | 181.7782 | 0
11.11. | 19 | 305.7862 |  | 116.2855 | 9.588 | 0 | 179.9127 | 0
11.11. | 20 | 303.4966 |  | 115.4467 | 9.588 | 0 | 178.4618 | 0
11.11. | 21 | 304.5426 |  | 116.2855 | 9.588 | 0 | 178.6691 | 0
11.11. | 22 | 303.0917 |  | 116.2855 | 9.588 | 0 | 177.2182 | 0
11.11. | 23 | 306.8202 |  | 116.0758 | 9.588 | 0 | 181.1564 | 0
11.11. | 24 | 308.2735 |  | 116.2855 | 9.588 | 0 | 182.4 | 0
12.11. | 1 | 305.4717 |  | 115.971 | 9.588 | 0 | 179.9127 | 0
12.11. | 2 | 304.6426 |  | 115.971 | 9.588 | 0 | 179.0836 | 0
12.11. | 3 | 249.8409 |  | 64.9002 | 9.588 | 0 | 175.3527 | 0
12.11. | 4 | 295.6275 |  | 116.0758 | 9.588 | 0 | 169.9636 | 0
12.11. | 5 | 296.8711 |  | 116.0758 | 9.588 | 0 | 171.2073 | 0
12.11. | 6 | 297.0808 |  | 116.2855 | 9.588 | 0 | 171.2073 | 0
12.11. | 7 | 297.6002 |  | 116.3904 | 9.588 | 0 | 171.6218 | 0
12.11. | 8 | 303.8184 |  | 116.3904 | 9.588 | 0 | 177.84 | 0
12.11. | 9 | 302.1553 |  | 115.971 | 9.588 | 0 | 176.5964 | 0
12.11. | 10 | 303.0893 |  | 116.0758 | 9.588 | 0 | 177.4255 | 0
12.11. | 11 | 299.9705 |  | 115.237 | 9.588 | 0 | 175.1455 | 0
12.11. | 12 | 302.1457 |  | 115.1322 | 9.588 | 0 | 177.4255 | 0
12.11. | 13 | 302.0553 |  | 116.2855 | 9.588 | 0 | 176.1818 | 0
12.11. | 14 | 301.7456 |  | 116.3904 | 9.588 | 0 | 175.7673 | 0
12.11. | 15 | 303.8184 |  | 116.3904 | 9.588 | 0 | 177.84 | 0
12.11. | 16 | 328.4084 |  | 142.0168 | 9.588 | 0 | 176.8036 | 0
12.11. | 17 | 328.7181 |  | 141.9119 | 9.588 | 0 | 177.2182 | 0
12.11. | 18 | 330.7908 |  | 141.9119 | 9.588 | 0 | 179.2909 | 0
12.11. | 19 | 332.6563 |  | 141.9119 | 9.588 | 0 | 181.1564 | 0
12.11. | 20 | 329.0036 |  | 139.7101 | 9.588 | 0 | 179.7055 | 0
12.11. | 21 | 329.8545 |  | 141.5974 | 9.588 | 0 | 178.6691 | 0
12.11. | 22 | 326.2308 |  | 141.9119 | 9.588 | 0 | 174.7309 | 0
12.11. | 23 | 325.995 |  | 142.2979 | 9.588 | 0 | 174.1091 | 0
12.11. | 24 | 327.2386 |  | 142.2979 | 9.588 | 0 | 175.3527 | 0
13.11. | 1 | 325.2562 |  | 141.1446 | 9.588 | 0 | 174.5236 | 0
13.11. | 2 | 320.8131 |  | 142.2979 | 9.588 | 0 | 168.9273 | 0
13.11. | 3 | 319.5695 |  | 142.2979 | 9.588 | 0 | 167.6836 | 0
13.11. | 4 | 322.4689 |  | 142.0882 | 9.588 | 0 | 170.7927 | 0
13.11. | 5 | 323.3028 |  | 142.5076 | 9.588 | 0 | 171.2073 | 0
13.11. | 6 | 324.2344 |  | 142.4027 | 9.588 | 0 | 172.2436 | 0
13.11. | 7 | 320.2913 |  | 141.9833 | 9.588 | 0 | 168.72 | 0
13.11. | 8 | 326.3022 |  | 141.9833 | 9.588 | 0 | 174.7309 | 0
13.11. | 9 | 324.1247 |  | 141.8785 | 9.588 | 0 | 172.6582 | 0
13.11. | 10 | 327.9507 |  | 141.1446 | 9.588 | 0 | 177.2182 | 0
13.11. | 11 | 322.3495 |  | 140.7252 | 9.588 | 0 | 172.0364 | 0
13.11. | 12 | 321.7422 |  | 141.9833 | 9.588 | 0 | 170.1709 | 0
13.11. | 13 | 323.5077 |  | 142.2979 | 9.588 | 0 | 171.6218 | 0
13.11. | 14 | 322.3641 |  | 141.9833 | 9.588 | 0 | 170.7927 | 0
13.11. | 15 | 324.3344 |  | 142.0882 | 9.588 | 0 | 172.6582 | 0
13.11. | 16 | 318.0016 |  | 141.1446 | 9.588 | 0 | 167.2691 | 0
13.11. | 17 | 295.4081 |  | 115.0274 | 9.588 | 0 | 170.7927 | 0
13.11. | 18 | 299.4511 |  | 115.1322 | 9.588 | 0 | 174.7309 | 0
13.11. | 19 | 301.1117 |  | 115.3419 | 9.588 | 0 | 176.1818 | 0
13.11. | 20 | 303.6917 |  | 114.3983 | 9.588 | 0 | 179.7055 | 0
13.11. | 21 | 301.8408 |  | 115.6564 | 9.588 | 0 | 176.5964 | 0
13.11. | 22 | 299.9778 |  | 115.8661 | 9.588 | 0 | 174.5236 | 0
13.11. | 23 | 302.882 |  | 116.0758 | 9.588 | 0 | 177.2182 | 0
13.11. | 24 | 304.3644 |  | 118.8018 | 9.588 | 0 | 175.9745 | 0
14.11. | 1 | 301.0529 |  | 119.2212 | 9.588 | 0 | 172.2436 | 0
14.11. | 2 | 300.994 |  | 123.1006 | 9.588 | 0 | 168.3055 | 0
14.11. | 3 | 309.5309 |  | 126.4557 | 9.588 | 0 | 173.4873 | 0
14.11. | 4 | 306.8436 |  | 127.0847 | 9.588 | 0 | 170.1709 | 0
14.11. | 5 | 309.2309 |  | 127.3993 | 9.588 | 0 | 172.2436 | 0
14.11. | 6 | 309.2333 |  | 127.609 | 9.588 | 0 | 172.0364 | 0
14.11. | 7 | 312.3424 |  | 127.609 | 9.588 | 0 | 175.1455 | 0
14.11. | 8 | 316.2733 |  | 126.9799 | 9.588 | 0 | 179.7055 | 0
14.11. | 9 | 311.6085 |  | 126.875 | 9.588 | 0 | 175.1455 | 0
14.11. | 10 | 317.0048 |  | 127.5041 | 9.588 | 0 | 179.9127 | 0
14.11. | 11 | 340.8396 |  | 153.4116 | 9.588 | 0 | 177.84 | 0
14.11. | 12 | 340.013 |  | 153.6213 | 9.588 | 0 | 176.8036 | 0
14.11. | 13 | 330.0348 |  | 151.105 | 9.588 | 0 | 169.3418 | 0
14.11. | 14 | 329.5154 |  | 151.0002 | 9.588 | 0 | 168.9273 | 0
14.11. | 15 | 328.1597 |  | 150.2662 | 9.588 | 0 | 168.3055 | 0
14.11. | 16 | 328.9912 |  | 150.4759 | 9.588 | 0 | 168.9273 | 0
14.11. | 17 | 304.5249 |  | 123.7296 | 9.588 | 0 | 171.2073 | 0
14.11. | 18 | 313.6449 |  | 123.7296 | 9.588 | 0 | 180.3273 | 0
14.11. | 19 | 309.2946 |  | 123.9393 | 9.588 | 0 | 175.7673 | 0
14.11. | 20 | 313.6522 |  | 124.3587 | 9.588 | 0 | 179.7055 | 0
14.11. | 21 | 309.197 |  | 124.4636 | 9.588 | 0 | 175.1455 | 0
14.11. | 22 | 307.2316 |  | 124.7781 | 9.588 | 0 | 172.8655 | 0
14.11. | 23 | 305.7734 |  | 124.149 | 9.588 | 0 | 172.0364 | 0
14.11. | 24 | 306.8122 |  | 124.3587 | 9.588 | 0 | 172.8655 | 0
15.11. | 1 | 305.154 |  | 124.3587 | 9.588 | 0 | 171.2073 | 0
15.11. | 2 | 305.2564 |  | 124.2539 | 9.588 | 0 | 171.4145 | 0
15.11. | 3 | 303.8055 |  | 124.2539 | 9.588 | 0 | 169.9636 | 0
15.11. | 4 | 298.7285 |  | 124.3587 | 9.588 | 0 | 164.7818 | 0
15.11. | 5 | 304.4273 |  | 124.2539 | 9.588 | 0 | 170.5855 | 0
15.11. | 6 | 303.7055 |  | 124.5684 | 9.588 | 0 | 169.5491 | 0
15.11. | 7 | 305.8782 |  | 124.2539 | 9.588 | 0 | 172.0364 | 0
15.11. | 8 | 307.751 |  | 124.883 | 9.588 | 0 | 173.28 | 0
15.11. | 9 | 309.2994 |  | 124.3587 | 9.588 | 0 | 175.3527 | 0
15.11. | 10 | 329.5009 |  | 149.742 | 9.588 | 0 | 170.1709 | 0
15.11. | 11 | 337.2797 |  | 150.2662 | 9.588 | 0 | 177.4255 | 0
15.11. | 12 | 290.8875 |  | 111.3358 | 9.588 | 0 | 169.9636 | 0
15.11. | 13 | 275.342 |  | 111.3358 | 9.588 | 0 | 154.4182 | 0
15.11. | 14 | 328.6767 |  | 150.1614 | 9.588 | 0 | 168.9273 | 0
15.11. | 15 | 335.2021 |  | 149.8468 | 9.588 | 0 | 175.7673 | 0
15.11. | 16 | 331.7906 |  | 150.5808 | 9.588 | 0 | 171.6218 | 0
15.11. | 17 | 297.897 |  | 124.149 | 9.588 | 0 | 164.16 | 0
15.11. | 18 | 293.337 |  | 124.149 | 9.588 | 0 | 159.6 | 0
15.11. | 19 | 298.6237 |  | 124.2539 | 9.588 | 0 | 164.7818 | 0
15.11. | 20 | 302.9788 |  | 124.4636 | 9.588 | 0 | 168.9273 | 0
15.11. | 21 | 312.6085 |  | 123.7296 | 9.588 | 0 | 179.2909 | 0
15.11. | 22 | 313.0279 |  | 124.149 | 9.588 | 0 | 179.2909 | 0
15.11. | 23 | 313.2328 |  | 123.9393 | 9.588 | 0 | 179.7055 | 0
15.11. | 24 | 312.611 |  | 123.9393 | 9.588 | 0 | 179.0836 | 0
16.11. | 1 | 332.641 |  | 149.5657 | 9.588 | 0 | 173.4873 | 0
16.11. | 2 | 336.5816 |  | 149.7754 | 9.588 | 0 | 177.2182 | 0
16.11. | 3 | 331.1901 |  | 149.5657 | 9.588 | 0 | 172.0364 | 0
16.11. | 4 | 331.5046 |  | 149.8803 | 9.588 | 0 | 172.0364 | 0
16.11. | 5 | 309.2946 |  | 123.9393 | 9.588 | 0 | 175.7673 | 0
16.11. | 6 | 305.3588 |  | 124.149 | 9.588 | 0 | 171.6218 | 0
16.11. | 7 | 299.5584 |  | 115.4467 | 9.588 | 0 | 174.5236 | 0
16.11. | 8 | 236.3689 |  | 55.9882 | 9.588 | 0 | 170.7927 | 0
16.11. | 9 | 239.5756 |  | 55.464 | 9.588 | 0 | 174.5236 | 0
16.11. | 10 | 319.3509 |  | 132.3374 | 9.588 | 0 | 177.4255 | 0
16.11. | 11 | 324.7448 |  | 132.7568 | 9.588 | 0 | 182.4 | 0
16.11. | 12 | 324.4351 |  | 132.8617 | 9.588 | 0 | 181.9855 | 0
16.11. | 13 | 324.3327 |  | 132.9665 | 9.588 | 0 | 181.7782 | 0
16.11. | 14 | 319.6727 |  | 133.281 | 9.588 | 0 | 176.8036 | 0
16.11. | 15 | 319.3606 |  | 133.1762 | 9.588 | 0 | 176.5964 | 0
16.11. | 16 | 309.9333 |  | 133.4907 | 9.588 | 0 | 166.8545 | 0
16.11. | 17 | 297.7227 |  | 109.0511 | 9.588 | 0 | 179.0836 | 0
16.11. | 18 | 301.2432 |  | 117.7534 | 9.588 | 0 | 173.9018 | 0
16.11. | 19 | 298.914 |  | 122.4715 | 9.588 | 0 | 166.8545 | 0
16.11. | 20 | 300.7037 |  | 124.883 | 9.588 | 0 | 166.2327 | 0
16.11. | 21 | 300.7279 |  | 126.9799 | 9.588 | 0 | 164.16 | 0
16.11. | 22 | 297.2873 |  | 125.1975 | 9.588 | 0 | 162.5018 | 0
16.11. | 23 | 300.5109 |  | 126.1411 | 9.588 | 0 | 164.7818 | 0
16.11. | 24 | 301.8618 |  | 126.4557 | 9.588 | 0 | 165.8182 | 0
17.11. | 1 | 301.0303 |  | 126.246 | 9.588 | 0 | 165.1964 | 0
17.11. | 2 | 314.1982 |  | 126.7702 | 9.588 | 0 | 177.84 | 0
17.11. | 3 | 309.9527 |  | 127.0847 | 9.588 | 0 | 173.28 | 0
17.11. | 4 | 317.5291 |  | 128.0284 | 9.588 | 0 | 179.9127 | 0
17.11. | 5 | 313.7909 |  | 127.3993 | 9.588 | 0 | 176.8036 | 0
17.11. | 6 | 314.303 |  | 126.875 | 9.588 | 0 | 177.84 | 0
17.11. | 7 | 310.56 |  | 125.8266 | 9.588 | 0 | 175.1455 | 0
17.11. | 8 | 313.674 |  | 126.246 | 9.588 | 0 | 177.84 | 0
17.11. | 9 | 317.8364 |  | 127.7138 | 9.588 | 0 | 180.5345 | 0
17.11. | 10 | 347.8869 |  | 153.4116 | 9.588 | 0 | 184.8873 | 0
17.11. | 11 | 341.5828 |  | 152.0821 | 9.588 | 0 | 179.9127 | 0
17.11. | 12 | 340.0767 |  | 150.1614 | 9.588 | 0 | 180.3273 | 0
17.11. | 13 | 343.0172 |  | 153.5165 | 9.588 | 0 | 179.9127 | 0
17.11. | 14 | 342.7099 |  | 153.831 | 9.588 | 0 | 179.2909 | 0
17.11. | 15 | 341.776 |  | 153.7262 | 9.588 | 0 | 178.4618 | 0
17.11. | 16 | 338.9718 |  | 153.2019 | 9.588 | 0 | 176.1818 | 0
17.11. | 17 | 315.4467 |  | 127.1896 | 9.588 | 0 | 178.6691 | 0
17.11. | 18 | 309.9527 |  | 127.0847 | 9.588 | 0 | 173.28 | 0
17.11. | 19 | 318.0364 |  | 127.0847 | 9.588 | 0 | 181.3636 | 0
17.11. | 20 | 321.5576 |  | 126.875 | 9.588 | 0 | 185.0945 | 0
17.11. | 21 | 318.7655 |  | 127.3993 | 9.588 | 0 | 181.7782 | 0
17.11. | 22 | 319.08 |  | 127.7138 | 9.588 | 0 | 181.7782 | 0
17.11. | 23 | 317.9339 |  | 127.1896 | 9.588 | 0 | 181.1564 | 0
17.11. | 24 | 319.1776 |  | 127.1896 | 9.588 | 0 | 182.4 | 0
18.11. | 1 | 320.8382 |  | 127.3993 | 9.588 | 0 | 183.8509 | 0
18.11. | 2 | 312.0255 |  | 127.0847 | 9.588 | 0 | 175.3527 | 0
18.11. | 3 | 308.3921 |  | 126.5605 | 9.588 | 0 | 172.2436 | 0
18.11. | 4 | 316.483 |  | 127.1896 | 9.588 | 0 | 179.7055 | 0
18.11. | 5 | 315.5539 |  | 127.5041 | 9.588 | 0 | 178.4618 | 0
18.11. | 6 | 314.9249 |  | 126.875 | 9.588 | 0 | 178.4618 | 0
18.11. | 7 | 309.014 |  | 126.5605 | 9.588 | 0 | 172.8655 | 0
18.11. | 8 | 315.8685 |  | 127.8187 | 9.588 | 0 | 178.4618 | 0
18.11. | 9 | 317.5242 |  | 127.609 | 9.588 | 0 | 180.3273 | 0
18.11. | 10 | 334.6166 |  | 152.9922 | 9.588 | 0 | 172.0364 | 0
18.11. | 11 | 341.6566 |  | 152.3632 | 9.588 | 0 | 179.7055 | 0
18.11. | 12 | 347.4651 |  | 152.7825 | 9.588 | 0 | 185.0945 | 0
18.11. | 13 | 347.4748 |  | 153.6213 | 9.588 | 0 | 184.2655 | 0
18.11. | 14 | 345.6093 |  | 153.6213 | 9.588 | 0 | 182.4 | 0
18.11. | 15 | 341.8736 |  | 153.2019 | 9.588 | 0 | 179.0836 | 0
18.11. | 16 | 343.4317 |  | 153.5165 | 9.588 | 0 | 180.3273 | 0
18.11. | 17 | 313.6885 |  | 127.5041 | 9.588 | 0 | 176.5964 | 0
18.11. | 18 | 316.6927 |  | 127.3993 | 9.588 | 0 | 179.7055 | 0
18.11. | 19 | 317.3145 |  | 127.3993 | 9.588 | 0 | 180.3273 | 0
18.11. | 20 | 318.3533 |  | 127.609 | 9.588 | 0 | 181.1564 | 0
18.11. | 21 | 345.4234 |  | 152.6063 | 9.588 | 0 | 183.2291 | 0
18.11. | 22 | 344.7064 |  | 153.3402 | 9.588 | 0 | 181.7782 | 0
18.11. | 23 | 343.7676 |  | 152.816 | 9.588 | 0 | 181.3636 | 0
18.11. | 24 | 339.7319 |  | 153.3402 | 9.588 | 0 | 176.8036 | 0
19.11. | 1 | 340.8658 |  | 152.816 | 9.588 | 0 | 178.4618 | 0
19.11. | 2 | 341.1804 |  | 153.1305 | 9.588 | 0 | 178.4618 | 0
19.11. | 3 | 339.7246 |  | 152.7111 | 9.588 | 0 | 177.4255 | 0
19.11. | 4 | 339.5222 |  | 153.1305 | 9.588 | 0 | 176.8036 | 0
19.11. | 5 | 315.7612 |  | 127.5041 | 9.588 | 0 | 178.6691 | 0
19.11. | 6 | 310.3721 |  | 127.5041 | 9.588 | 0 | 173.28 | 0
19.11. | 7 | 308.2994 |  | 127.5041 | 9.588 | 0 | 171.2073 | 0
19.11. | 8 | 309.8527 |  | 127.3993 | 9.588 | 0 | 172.8655 | 0
19.11. | 9 | 317.9194 |  | 125.9314 | 9.588 | 0 | 182.4 | 0
19.11. | 10 | 344.9802 |  | 152.9922 | 9.588 | 0 | 182.4 | 0
19.11. | 11 | 313.0425 |  | 125.4072 | 9.588 | 0 | 178.0473 | 0
19.11. | 12 | 313.7715 |  | 125.7217 | 9.588 | 0 | 178.4618 | 0
19.11. | 13 | 316.8952 |  | 126.9799 | 9.588 | 0 | 180.3273 | 0
19.11. | 14 | 338.1616 |  | 151.9772 | 9.588 | 0 | 176.5964 | 0
19.11. | 15 | 335.3622 |  | 151.8724 | 9.588 | 0 | 173.9018 | 0
19.11. | 16 | 340.8634 |  | 152.6063 | 9.588 | 0 | 178.6691 | 0
19.11. | 17 | 313.7861 |  | 126.9799 | 9.588 | 0 | 177.2182 | 0
19.11. | 18 | 309.4406 |  | 127.609 | 9.588 | 0 | 172.2436 | 0
19.11. | 19 | 311.9206 |  | 126.9799 | 9.588 | 0 | 175.3527 | 0
19.11. | 20 | 314.6031 |  | 125.9314 | 9.588 | 0 | 179.0836 | 0
19.11. | 21 | 313.2691 |  | 127.0847 | 9.588 | 0 | 176.5964 | 0
19.11. | 22 | 315.3491 |  | 127.7138 | 9.588 | 0 | 178.0473 | 0
19.11. | 23 | 314.3103 |  | 127.5041 | 9.588 | 0 | 177.2182 | 0
19.11. | 24 | 313.3715 |  | 126.9799 | 9.588 | 0 | 176.8036 | 0
20.11. | 1 | 301.4577 |  | 118.3824 | 9.588 | 0 | 173.4873 | 0
20.11. | 2 | 303.8401 |  | 118.2776 | 9.588 | 0 | 175.9745 | 0
20.11. | 3 | 299.5947 |  | 118.5921 | 9.588 | 0 | 171.4145 | 0
20.11. | 4 | 295.2565 |  | 119.8503 | 9.588 | 0 | 165.8182 | 0
20.11. | 5 | 296.2807 |  | 118.8018 | 9.588 | 0 | 167.8909 | 0
20.11. | 6 | 299.4923 |  | 118.697 | 9.588 | 0 | 171.2073 | 0
20.11. | 7 | 300.3189 |  | 118.4873 | 9.588 | 0 | 172.2436 | 0
20.11. | 8 | 302.8014 |  | 118.0679 | 9.588 | 0 | 175.1455 | 0
20.11. | 9 | 298.0389 |  | 118.4873 | 9.588 | 0 | 169.9636 | 0
20.11. | 10 | 326.7289 |  | 143.0318 | 9.588 | 0 | 174.1091 | 0
20.11. | 11 | 325.4853 |  | 143.0318 | 9.588 | 0 | 172.8655 | 0
20.11. | 12 | 322.2762 |  | 143.3463 | 9.588 | 0 | 169.3418 | 0
20.11. | 13 | 325.0804 |  | 143.8706 | 9.588 | 0 | 171.6218 | 0
20.11. | 14 | 326.672 |  | 144.2186 | 9.588 | 0 | 172.8655 | 0
20.11. | 15 | 326.4623 |  | 144.0089 | 9.588 | 0 | 172.8655 | 0
20.11. | 16 | 302.1844 |  | 118.4873 | 9.588 | 0 | 174.1091 | 0
20.11. | 17 | 303.4232 |  | 118.0679 | 9.588 | 0 | 175.7673 | 0
20.11. | 18 | 301.0383 |  | 117.9631 | 9.588 | 0 | 173.4873 | 0
20.11. | 19 | 306.125 |  | 118.697 | 9.588 | 0 | 177.84 | 0
20.11. | 20 | 305.5838 |  | 116.7049 | 9.588 | 0 | 179.2909 | 0
20.11. | 21 | 303.9377 |  | 117.7534 | 9.588 | 0 | 176.5964 | 0
20.11. | 22 | 307.4735 |  | 118.8018 | 9.588 | 0 | 179.0836 | 0
20.11. | 23 | 309.9583 |  | 118.5921 | 9.588 | 0 | 181.7782 | 0
20.11. | 24 | 302.8062 |  | 118.4873 | 9.588 | 0 | 174.7309 | 0
21.11. | 1 | 303.6377 |  | 118.697 | 9.588 | 0 | 175.3527 | 0
21.11. | 2 | 294.208 |  | 118.8018 | 9.588 | 0 | 165.8182 | 0
21.11. | 3 | 289.6432 |  | 118.3824 | 9.588 | 0 | 161.6727 | 0
21.11. | 4 | 298.0365 |  | 118.2776 | 9.588 | 0 | 170.1709 | 0
21.11. | 5 | 289.3286 |  | 118.0679 | 9.588 | 0 | 161.6727 | 0
21.11. | 6 | 288.0874 |  | 118.2776 | 9.588 | 0 | 160.2218 | 0
21.11. | 7 | 290.6795 |  | 118.3824 | 9.588 | 0 | 162.7091 | 0
21.11. | 8 | 291.4038 |  | 118.2776 | 9.588 | 0 | 163.5382 | 0
21.11. | 9 | 291.7159 |  | 118.3824 | 9.588 | 0 | 163.7455 | 0
21.11. | 10 | 296.9001 |  | 118.5921 | 9.588 | 0 | 168.72 | 0
21.11. | 11 | 315.0265 |  | 143.7657 | 9.588 | 0 | 161.6727 | 0
21.11. | 12 | 316.0701 |  | 144.3948 | 9.588 | 0 | 162.0873 | 0
21.11. | 13 | 314.307 |  | 144.29 | 9.588 | 0 | 160.4291 | 0
21.11. | 14 | 314.3095 |  | 144.4997 | 9.588 | 0 | 160.2218 | 0
21.11. | 15 | 313.9901 |  | 143.7657 | 9.588 | 0 | 160.6364 | 0
21.11. | 16 | 313.9901 |  | 143.7657 | 9.588 | 0 | 160.6364 | 0
21.11. | 17 | 296.788 |  | 117.8582 | 9.588 | 0 | 169.3418 | 0
21.11. | 18 | 297.9268 |  | 117.7534 | 9.588 | 0 | 170.5855 | 0
21.11. | 19 | 298.3511 |  | 118.5921 | 9.588 | 0 | 170.1709 | 0
21.11. | 20 | 295.625 |  | 115.8661 | 9.588 | 0 | 170.1709 | 0
21.11. | 21 | 298.1365 |  | 117.9631 | 9.588 | 0 | 170.5855 | 0
21.11. | 22 | 303.6377 |  | 118.697 | 9.588 | 0 | 175.3527 | 0
21.11. | 23 | 306.0177 |  | 118.3824 | 9.588 | 0 | 178.0473 | 0
21.11. | 24 | 303.0086 |  | 118.0679 | 9.588 | 0 | 175.3527 | 0
22.11. | 1 | 295.3371 |  | 117.8582 | 9.588 | 0 | 167.8909 | 0
22.11. | 2 | 300.9407 |  | 118.4873 | 9.588 | 0 | 172.8655 | 0
22.11. | 3 | 298.1414 |  | 118.3824 | 9.588 | 0 | 170.1709 | 0
22.11. | 4 | 300.4165 |  | 117.9631 | 9.588 | 0 | 172.8655 | 0
22.11. | 5 | 299.4874 |  | 118.2776 | 9.588 | 0 | 171.6218 | 0
22.11. | 6 | 298.2389 |  | 117.8582 | 9.588 | 0 | 170.7927 | 0
22.11. | 7 | 298.9729 |  | 118.5921 | 9.588 | 0 | 170.7927 | 0
22.11. | 8 | 305.7056 |  | 118.2776 | 9.588 | 0 | 177.84 | 0
22.11. | 9 | 299.4729 |  | 117.0194 | 9.588 | 0 | 172.8655 | 0
22.11. | 10 | 319.9598 |  | 140.2009 | 9.588 | 0 | 170.1709 | 0
22.11. | 11 | 322.2519 |  | 141.2494 | 9.588 | 0 | 171.4145 | 0
22.11. | 12 | 293.1305 |  | 115.237 | 9.588 | 0 | 168.3055 | 0
22.11. | 13 | 320.5514 |  | 143.6943 | 9.588 | 0 | 167.2691 | 0
22.11. | 14 | 320.0913 |  | 142.6124 | 9.588 | 0 | 167.8909 | 0
22.11. | 15 | 325.8192 |  | 145.0239 | 9.588 | 0 | 171.2073 | 0
22.11. | 16 | 326.3264 |  | 144.0803 | 9.588 | 0 | 172.6582 | 0
22.11. | 17 | 306.3274 |  | 118.2776 | 9.588 | 0 | 178.4618 | 0
22.11. | 18 | 306.325 |  | 118.0679 | 9.588 | 0 | 178.6691 | 0
22.11. | 19 | 304.9838 |  | 118.5921 | 9.588 | 0 | 176.8036 | 0
22.11. | 20 | 306.2202 |  | 117.9631 | 9.588 | 0 | 178.6691 | 0
22.11. | 21 | 309.5438 |  | 118.5921 | 9.588 | 0 | 181.3636 | 0
22.11. | 22 | 306.5371 |  | 118.4873 | 9.588 | 0 | 178.4618 | 0
22.11. | 23 | 306.9468 |  | 118.0679 | 9.588 | 0 | 179.2909 | 0
22.11. | 24 | 307.9711 |  | 117.0194 | 9.588 | 0 | 181.3636 | 0
23.11. | 1 | 304.2377 |  | 116.8097 | 9.588 | 0 | 177.84 | 0
23.11. | 2 | 299.4753 |  | 117.2291 | 9.588 | 0 | 172.6582 | 0
23.11. | 3 | 301.5577 |  | 118.0679 | 9.588 | 0 | 173.9018 | 0
23.11. | 4 | 300.6286 |  | 118.3824 | 9.588 | 0 | 172.6582 | 0
23.11. | 5 | 302.5989 |  | 118.4873 | 9.588 | 0 | 174.5236 | 0
23.11. | 6 | 299.8068 |  | 119.0115 | 9.588 | 0 | 171.2073 | 0
23.11. | 7 | 296.6904 |  | 118.3824 | 9.588 | 0 | 168.72 | 0
23.11. | 8 | 308.5074 |  | 118.5921 | 9.588 | 0 | 180.3273 | 0
23.11. | 9 | 303.9474 |  | 118.5921 | 9.588 | 0 | 175.7673 | 0
23.11. | 10 | 296.5832 |  | 118.0679 | 9.588 | 0 | 168.9273 | 0
23.11. | 11 | 300.502 |  | 116.3904 | 9.588 | 0 | 174.5236 | 0
23.11. | 12 | 300.6068 |  | 116.4952 | 9.588 | 0 | 174.5236 | 0
23.11. | 13 | 301.7577 |  | 117.4388 | 9.588 | 0 | 174.7309 | 0
23.11. | 14 | 327.1841 |  | 143.6943 | 9.588 | 0 | 173.9018 | 0
23.11. | 15 | 325.0993 |  | 142.6459 | 9.588 | 0 | 172.8655 | 0
23.11. | 16 | 327.6866 |  | 142.3313 | 9.588 | 0 | 175.7673 | 0
23.11. | 17 | 332.5805 |  | 144.3234 | 9.588 | 0 | 178.6691 | 0
23.11. | 18 | 313.2667 |  | 126.875 | 9.588 | 0 | 176.8036 | 0
23.11. | 19 | 317.6267 |  | 127.5041 | 9.588 | 0 | 180.5345 | 0
23.11. | 20 | 314.8127 |  | 126.1411 | 9.588 | 0 | 179.0836 | 0
23.11. | 21 | 316.0782 |  | 128.0284 | 9.588 | 0 | 178.4618 | 0
23.11. | 22 | 315.7612 |  | 127.5041 | 9.588 | 0 | 178.6691 | 0
23.11. | 23 | 315.8661 |  | 127.609 | 9.588 | 0 | 178.6691 | 0
23.11. | 24 | 317.5218 |  | 127.3993 | 9.588 | 0 | 180.5345 | 0
24.11. | 1 | 320.2188 |  | 127.609 | 9.588 | 0 | 183.0218 | 0
24.11. | 2 | 318.7727 |  | 128.0284 | 9.588 | 0 | 181.1564 | 0
24.11. | 3 | 312.34 |  | 127.3993 | 9.588 | 0 | 175.3527 | 0
24.11. | 4 | 312.0327 |  | 127.7138 | 9.588 | 0 | 174.7309 | 0
24.11. | 5 | 316.6976 |  | 127.8187 | 9.588 | 0 | 179.2909 | 0
24.11. | 6 | 314.4151 |  | 127.609 | 9.588 | 0 | 177.2182 | 0
24.11. | 7 | 312.5424 |  | 126.9799 | 9.588 | 0 | 175.9745 | 0
24.11. | 8 | 316.9 |  | 127.3993 | 9.588 | 0 | 179.9127 | 0
24.11. | 9 | 316.6855 |  | 126.7702 | 9.588 | 0 | 180.3273 | 0
24.11. | 10 | 318.4509 |  | 127.0847 | 9.588 | 0 | 181.7782 | 0
24.11. | 11 | 310.7746 |  | 126.4557 | 9.588 | 0 | 174.7309 | 0
24.11. | 12 | 312.123 |  | 126.5605 | 9.588 | 0 | 175.9745 | 0
24.11. | 13 | 313.7933 |  | 127.609 | 9.588 | 0 | 176.5964 | 0
24.11. | 14 | 315.9709 |  | 127.7138 | 9.588 | 0 | 178.6691 | 0
24.11. | 15 | 315.1394 |  | 127.5041 | 9.588 | 0 | 178.0473 | 0
24.11. | 16 | 316.7 |  | 128.0284 | 9.588 | 0 | 179.0836 | 0
24.11. | 17 | 315.6564 |  | 127.3993 | 9.588 | 0 | 178.6691 | 0
24.11. | 18 | 321.56 |  | 127.0847 | 9.588 | 0 | 184.8873 | 0
24.11. | 19 | 321.1527 |  | 127.7138 | 9.588 | 0 | 183.8509 | 0
24.11. | 20 | 316.7709 |  | 125.1975 | 9.588 | 0 | 181.9855 | 0
24.11. | 21 | 316.9024 |  | 127.609 | 9.588 | 0 | 179.7055 | 0
24.11. | 22 | 319.7018 |  | 127.7138 | 9.588 | 0 | 182.4 | 0
24.11. | 23 | 317.1049 |  | 127.1896 | 9.588 | 0 | 180.3273 | 0
24.11. | 24 | 317.5218 |  | 127.3993 | 9.588 | 0 | 180.5345 | 0
25.11. | 1 | 312.8594 |  | 127.5041 | 9.588 | 0 | 175.7673 | 0
25.11. | 2 | 313.4764 |  | 127.0847 | 9.588 | 0 | 176.8036 | 0
25.11. | 3 | 314.203 |  | 127.1896 | 9.588 | 0 | 177.4255 | 0
25.11. | 4 | 314.8273 |  | 127.3993 | 9.588 | 0 | 177.84 | 0
25.11. | 5 | 312.2376 |  | 127.5041 | 9.588 | 0 | 175.1455 | 0
25.11. | 6 | 305.9145 |  | 127.3993 | 9.588 | 0 | 168.9273 | 0
25.11. | 7 | 308.7164 |  | 127.7138 | 9.588 | 0 | 171.4145 | 0
25.11. | 8 | 310.5818 |  | 127.7138 | 9.588 | 0 | 173.28 | 0
25.11. | 9 | 316.5927 |  | 127.7138 | 9.588 | 0 | 179.2909 | 0
25.11. | 10 | 318.0291 |  | 126.4557 | 9.588 | 0 | 181.9855 | 0
25.11. | 11 | 319.797 |  | 126.9799 | 9.588 | 0 | 183.2291 | 0
25.11. | 12 | 319.3945 |  | 128.0284 | 9.588 | 0 | 181.7782 | 0
25.11. | 13 | 317.8146 |  | 125.8266 | 9.588 | 0 | 182.4 | 0
25.11. | 14 | 322.6012 |  | 127.5041 | 9.588 | 0 | 185.5091 | 0
25.11. | 15 | 320.8382 |  | 127.3993 | 9.588 | 0 | 183.8509 | 0
25.11. | 16 | 318.1485 |  | 127.8187 | 9.588 | 0 | 180.7418 | 0
25.11. | 17 | 318.2485 |  | 127.5041 | 9.588 | 0 | 181.1564 | 0
25.11. | 18 | 318.763 |  | 127.1896 | 9.588 | 0 | 181.9855 | 0
25.11. | 19 | 319.0776 |  | 127.5041 | 9.588 | 0 | 181.9855 | 0
25.11. | 20 | 318.1364 |  | 126.7702 | 9.588 | 0 | 181.7782 | 0
25.11. | 21 | 320.6285 |  | 127.1896 | 9.588 | 0 | 183.8509 | 0
25.11. | 22 | 313.5812 |  | 127.1896 | 9.588 | 0 | 176.8036 | 0
25.11. | 23 | 316.2709 |  | 126.7702 | 9.588 | 0 | 179.9127 | 0
25.11. | 24 | 321.5673 |  | 127.7138 | 9.588 | 0 | 184.2655 | 0
26.11. | 1 | 317.8364 |  | 127.7138 | 9.588 | 0 | 180.5345 | 0
26.11. | 2 | 318.3533 |  | 127.609 | 9.588 | 0 | 181.1564 | 0
26.11. | 3 | 317.9388 |  | 127.609 | 9.588 | 0 | 180.7418 | 0
26.11. | 4 | 316.9024 |  | 127.609 | 9.588 | 0 | 179.7055 | 0
26.11. | 5 | 314.203 |  | 127.1896 | 9.588 | 0 | 177.4255 | 0
26.11. | 6 | 313.8909 |  | 127.0847 | 9.588 | 0 | 177.2182 | 0
26.11. | 7 | 313.6885 |  | 127.5041 | 9.588 | 0 | 176.5964 | 0
26.11. | 8 | 311.823 |  | 127.5041 | 9.588 | 0 | 174.7309 | 0
26.11. | 9 | 314.8321 |  | 127.8187 | 9.588 | 0 | 177.4255 | 0
26.11. | 10 | 309.9382 |  | 125.8266 | 9.588 | 0 | 174.5236 | 0
26.11. | 11 | 343.7293 |  | 152.3632 | 9.588 | 0 | 181.7782 | 0
26.11. | 12 | 340.461 |  | 153.6548 | 9.588 | 0 | 177.2182 | 0
26.11. | 13 | 342.0094 |  | 153.1305 | 9.588 | 0 | 179.2909 | 0
26.11. | 14 | 343.9846 |  | 153.6548 | 9.588 | 0 | 180.7418 | 0
26.11. | 15 | 339.3076 |  | 152.5015 | 9.588 | 0 | 177.2182 | 0
26.11. | 16 | 342.7434 |  | 153.8645 | 9.588 | 0 | 179.2909 | 0
26.11. | 17 | 319.4994 |  | 128.1332 | 9.588 | 0 | 181.7782 | 0
26.11. | 18 | 321.5673 |  | 127.7138 | 9.588 | 0 | 184.2655 | 0
26.11. | 19 | 318.6655 |  | 127.7138 | 9.588 | 0 | 181.3636 | 0
26.11. | 20 | 318.3582 |  | 128.0284 | 9.588 | 0 | 180.7418 | 0
26.11. | 21 | 321.6721 |  | 127.8187 | 9.588 | 0 | 184.2655 | 0
26.11. | 22 | 320.2188 |  | 127.609 | 9.588 | 0 | 183.0218 | 0
26.11. | 23 | 317.6267 |  | 127.5041 | 9.588 | 0 | 180.5345 | 0
26.11. | 24 | 319.7994 |  | 127.1896 | 9.588 | 0 | 183.0218 | 0
27.11. | 1 | 315.1418 |  | 127.7138 | 9.588 | 0 | 177.84 | 0
27.11. | 2 | 314.3176 |  | 128.1332 | 9.588 | 0 | 176.5964 | 0
27.11. | 3 | 310.6867 |  | 127.8187 | 9.588 | 0 | 173.28 | 0
27.11. | 4 | 310.2649 |  | 127.1896 | 9.588 | 0 | 173.4873 | 0
27.11. | 5 | 311.8182 |  | 127.0847 | 9.588 | 0 | 175.1455 | 0
27.11. | 6 | 313.5836 |  | 127.3993 | 9.588 | 0 | 176.5964 | 0
27.11. | 7 | 307.1582 |  | 127.3993 | 9.588 | 0 | 170.1709 | 0
27.11. | 8 | 309.4188 |  | 125.7217 | 9.588 | 0 | 174.1091 | 0
27.11. | 9 | 314.3982 |  | 126.1411 | 9.588 | 0 | 178.6691 | 0
27.11. | 10 | 313.0449 |  | 125.6169 | 9.588 | 0 | 177.84 | 0
27.11. | 11 | 315.3225 |  | 125.4072 | 9.588 | 0 | 180.3273 | 0
27.11. | 12 | 310.3649 |  | 126.875 | 9.588 | 0 | 173.9018 | 0
27.11. | 13 | 309.8527 |  | 127.3993 | 9.588 | 0 | 172.8655 | 0
27.11. | 14 | 338.2713 |  | 152.5015 | 9.588 | 0 | 176.1818 | 0
27.11. | 15 | 334.1258 |  | 152.5015 | 9.588 | 0 | 172.0364 | 0
27.11. | 16 | 342.0094 |  | 153.1305 | 9.588 | 0 | 179.2909 | 0
27.11. | 17 | 342.3191 |  | 153.0257 | 9.588 | 0 | 179.7055 | 0
27.11. | 18 | 319.7018 |  | 127.7138 | 9.588 | 0 | 182.4 | 0
27.11. | 19 | 321.3576 |  | 127.5041 | 9.588 | 0 | 184.2655 | 0
27.11. | 20 | 321.5648 |  | 127.5041 | 9.588 | 0 | 184.4727 | 0
27.11. | 21 | 268.7262 |  | 75.9091 | 9.588 | 0 | 183.2291 | 0
27.11. | 22 | 319.08 |  | 127.7138 | 9.588 | 0 | 181.7782 | 0
27.11. | 23 | 317.5242 |  | 127.609 | 9.588 | 0 | 180.3273 | 0
27.11. | 24 | 316.4879 |  | 127.609 | 9.588 | 0 | 179.2909 | 0
28.11. | 1 | 313.8885 |  | 126.875 | 9.588 | 0 | 177.4255 | 0
28.11. | 2 | 315.1418 |  | 127.7138 | 9.588 | 0 | 177.84 | 0
28.11. | 3 | 317.1097 |  | 127.609 | 9.588 | 0 | 179.9127 | 0
28.11. | 4 | 314.4055 |  | 126.7702 | 9.588 | 0 | 178.0473 | 0
28.11. | 5 | 311.9303 |  | 127.8187 | 9.588 | 0 | 174.5236 | 0
28.11. | 6 | 312.9618 |  | 127.3993 | 9.588 | 0 | 175.9745 | 0
28.11. | 7 | 310.4697 |  | 126.9799 | 9.588 | 0 | 173.9018 | 0
28.11. | 8 | 310.6842 |  | 127.609 | 9.588 | 0 | 173.4873 | 0
28.11. | 9 | 291.5433 |  | 112.4062 | 9.588 | 0 | 169.5491 | 0
28.11. | 10 | 305.2879 |  | 126.9799 | 9.588 | 0 | 168.72 | 0
28.11. | 11 | 309.1043 |  | 125.4072 | 9.588 | 0 | 174.1091 | 0
28.11. | 12 | 306.9315 |  | 125.7217 | 9.588 | 0 | 171.6218 | 0
28.11. | 13 | 314.4079 |  | 126.9799 | 9.588 | 0 | 177.84 | 0
28.11. | 14 | 317.6194 |  | 126.875 | 9.588 | 0 | 181.1564 | 0
28.11. | 15 | 315.0273 |  | 126.7702 | 9.588 | 0 | 178.6691 | 0
28.11. | 16 | 311.7109 |  | 126.7702 | 9.588 | 0 | 175.3527 | 0
28.11. | 17 | 317.7243 |  | 126.9799 | 9.588 | 0 | 181.1564 | 0
28.11. | 18 | 318.1364 |  | 126.7702 | 9.588 | 0 | 181.7782 | 0
28.11. | 19 | 321.7673 |  | 127.0847 | 9.588 | 0 | 185.0945 | 0
28.11. | 20 | 314.303 |  | 126.875 | 9.588 | 0 | 177.84 | 0
28.11. | 21 | 321.3455 |  | 126.4557 | 9.588 | 0 | 185.3018 | 0
28.11. | 22 | 316.4806 |  | 126.9799 | 9.588 | 0 | 179.9127 | 0
28.11. | 23 | 316.4879 |  | 127.609 | 9.588 | 0 | 179.2909 | 0
28.11. | 24 | 312.9546 |  | 126.7702 | 9.588 | 0 | 176.5964 | 0
29.11. | 1 | 313.6885 |  | 127.5041 | 9.588 | 0 | 176.5964 | 0
29.11. | 2 | 298.3527 |  | 127.7138 | 9.588 | 0 | 161.0509 | 0
29.11. | 3 | 267.4324 |  | 101.3535 | 9.588 | 0 | 156.4909 | 0
29.11. | 4 | 271.5827 |  | 101.7729 | 9.588 | 0 | 160.2218 | 0
29.11. | 5 | 296.997 |  | 126.9799 | 9.588 | 0 | 160.4291 | 0
29.11. | 6 | 270.756 |  | 101.9826 | 9.588 | 0 | 159.1855 | 0
29.11. | 7 | 267.9566 |  | 101.8777 | 9.588 | 0 | 156.4909 | 0
29.11. | 8 | 298.7648 |  | 127.5041 | 9.588 | 0 | 161.6727 | 0
29.11. | 9 | 297.1994 |  | 126.5605 | 9.588 | 0 | 161.0509 | 0
29.11. | 10 | 293.4564 |  | 125.512 | 9.588 | 0 | 158.3564 | 0
29.11. | 11 | 292.5273 |  | 125.8266 | 9.588 | 0 | 157.1127 | 0
29.11. | 12 | 290.1546 |  | 126.7702 | 9.588 | 0 | 153.7964 | 0
29.11. | 13 | 293.2709 |  | 127.3993 | 9.588 | 0 | 156.2836 | 0
29.11. | 14 | 292.5467 |  | 127.5041 | 9.588 | 0 | 155.4545 | 0
29.11. | 15 | 293.5758 |  | 126.875 | 9.588 | 0 | 157.1127 | 0
29.11. | 16 | 285.0225 |  | 115.0055 | 9.588 | 0 | 160.4291 | 0
29.11. | 17 | 288.1171 |  | 113.7473 | 9.588 | 0 | 164.7818 | 0
29.11. | 18 | 300.9424 |  | 127.609 | 9.588 | 0 | 163.7455 | 0
29.11. | 19 | 303.8418 |  | 127.3993 | 9.588 | 0 | 166.8545 | 0
29.11. | 20 | 317.4 |  | 125.8266 | 9.588 | 0 | 181.9855 | 0
29.11. | 21 | 274.7319 |  | 89.1693 | 9.588 | 0 | 175.9745 | 0
29.11. | 22 | 314.8273 |  | 127.3993 | 9.588 | 0 | 177.84 | 0
29.11. | 23 | 313.8958 |  | 127.5041 | 9.588 | 0 | 176.8036 | 0
29.11. | 24 | 311.0988 |  | 127.609 | 9.588 | 0 | 173.9018 | 0
30.11. | 1 | 314.6248 |  | 127.8187 | 9.588 | 0 | 177.2182 | 0
30.11. | 2 | 310.2673 |  | 127.3993 | 9.588 | 0 | 173.28 | 0
30.11. | 3 | 250.2486 |  | 69.0388 | 9.588 | 0 | 171.6218 | 0
30.11. | 4 | 286.8203 |  | 107.2687 | 9.588 | 0 | 169.9636 | 0
30.11. | 5 | 292.9281 |  | 115.6564 | 9.588 | 0 | 167.6836 | 0
30.11. | 6 | 282.6749 |  | 107.2687 | 9.588 | 0 | 165.8182 | 0
30.11. | 7 | 281.8385 |  | 106.6396 | 9.588 | 0 | 165.6109 | 0
30.11. | 8 | 297.913 |  | 107.5832 | 9.588 | 0 | 180.7418 | 0
30.11. | 9 | 268.3012 |  | 92.0659 | 9.588 | 0 | 166.6473 | 0
30.11. | 10 | 293.1474 |  | 116.7049 | 9.588 | 0 | 166.8545 | 0
30.11. | 11 | 255.6459 |  | 87.7015 | 9.588 | 0 | 158.3564 | 0
30.11. | 12 | 286.3276 |  | 109.4705 | 9.588 | 0 | 167.2691 | 0
30.11. | 13 | 290.7844 |  | 118.4873 | 9.588 | 0 | 162.7091 | 0
30.11. | 14 | 303.191 |  | 124.883 | 9.588 | 0 | 168.72 | 0
30.11. | 15 | 305.8855 |  | 124.883 | 9.588 | 0 | 171.4145 | 0
30.11. | 16 | 311.1794 |  | 125.6169 | 9.588 | 0 | 175.9745 | 0
30.11. | 17 | 294.5706 |  | 100.0953 | 9.588 | 0 | 184.8873 | 0
30.11. | 18 | 292.193 |  | 100.6195 | 9.588 | 0 | 181.9855 | 0
30.11. | 19 | 278.9604 |  | 87.3869 | 9.588 | 0 | 181.9855 | 0
30.11. | 20 | 296.9627 |  | 100.8292 | 9.588 | 0 | 186.5455 | 0
30.11. | 21 | 319.7897 |  | 126.3508 | 9.588 | 0 | 183.8509 | 0
30.11. | 22 | 290.2324 |  | 101.3535 | 9.588 | 0 | 179.2909 | 0
30.11. | 23 | 311.077 |  | 125.7217 | 9.588 | 0 | 175.7673 | 0
30.11. | 24 | 316.0636 |  | 126.7702 | 9.588 | 0 | 179.7055 | 0
01.12. | 1 | 319.3921 |  | 127.8187 | 9.588 | 0 | 181.9855 | 0
01.12. | 2 | 312.7594 |  | 127.8187 | 9.588 | 0 | 175.3527 | 0
01.12. | 3 | 300.4182 |  | 127.0847 | 9.588 | 0 | 163.7455 | 0
01.12. | 4 | 300.9448 |  | 127.8187 | 9.588 | 0 | 163.5382 | 0
01.12. | 5 | 261.1543 |  | 89.0645 | 9.588 | 0 | 162.5018 | 0
01.12. | 6 | 289.1303 |  | 127.8187 | 9.588 | 0 | 151.7236 | 0
01.12. | 7 | 301.7691 |  | 127.3993 | 9.588 | 0 | 164.7818 | 0
01.12. | 8 | 263.2198 |  | 88.4354 | 9.588 | 0 | 165.1964 | 0
01.12. | 9 | 262.7076 |  | 88.9596 | 9.588 | 0 | 164.16 | 0
01.12. | 10 | 272.8239 |  | 101.5632 | 9.588 | 0 | 161.6727 | 0
01.12. | 11 | 271.5682 |  | 100.5147 | 9.588 | 0 | 161.4655 | 0
01.12. | 12 | 300.7109 |  | 125.512 | 9.588 | 0 | 165.6109 | 0
01.12. | 13 | 309.1285 |  | 127.5041 | 9.588 | 0 | 172.0364 | 0
01.12. | 14 | 307.1533 |  | 126.9799 | 9.588 | 0 | 170.5855 | 0
01.12. | 15 | 306.934 |  | 125.9314 | 9.588 | 0 | 171.4145 | 0
01.12. | 16 | 313.5812 |  | 127.1896 | 9.588 | 0 | 176.8036 | 0
01.12. | 17 | 318.1509 |  | 128.0284 | 9.588 | 0 | 180.5345 | 0
01.12. | 18 | 320.4067 |  | 125.9314 | 9.588 | 0 | 184.8873 | 0
01.12. | 19 | 321.5673 |  | 127.7138 | 9.588 | 0 | 184.2655 | 0
01.12. | 20 | 278.6652 |  | 88.75 | 9.588 | 0 | 180.3273 | 0
01.12. | 21 | 277.9386 |  | 88.6451 | 9.588 | 0 | 179.7055 | 0
01.12. | 22 | 310.3721 |  | 127.5041 | 9.588 | 0 | 173.28 | 0
01.12. | 23 | 315.7612 |  | 127.5041 | 9.588 | 0 | 178.6691 | 0
01.12. | 24 | 311.9279 |  | 127.609 | 9.588 | 0 | 174.7309 | 0
02.12. | 1 | 314.6248 |  | 127.8187 | 9.588 | 0 | 177.2182 | 0
02.12. | 2 | 311.3061 |  | 127.609 | 9.588 | 0 | 174.1091 | 0
02.12. | 3 | 308.7164 |  | 127.7138 | 9.588 | 0 | 171.4145 | 0
02.12. | 4 | 272.7616 |  | 89.0645 | 9.588 | 0 | 174.1091 | 0
02.12. | 5 | 317.8339 |  | 127.5041 | 9.588 | 0 | 180.7418 | 0
02.12. | 6 | 279.6895 |  | 87.7015 | 9.588 | 0 | 182.4 | 0
02.12. | 7 | 278.5604 |  | 88.6451 | 9.588 | 0 | 180.3273 | 0
02.12. | 8 | 314.6248 |  | 127.8187 | 9.588 | 0 | 177.2182 | 0
02.12. | 9 | 306.6485 |  | 128.1332 | 9.588 | 0 | 168.9273 | 0
02.12. | 10 | 263.644 |  | 89.2742 | 9.588 | 0 | 164.7818 | 0
02.12. | 11 | 276.4852 |  | 88.4354 | 9.588 | 0 | 178.4618 | 0
02.12. | 12 | 281.3452 |  | 87.4918 | 9.588 | 0 | 184.2655 | 0
02.12. | 13 | 320.743 |  | 128.1332 | 9.588 | 0 | 183.0218 | 0
02.12. | 14 | 321.8745 |  | 127.3993 | 9.588 | 0 | 184.8873 | 0
02.12. | 15 | 320.743 |  | 128.1332 | 9.588 | 0 | 183.0218 | 0
02.12. | 16 | 284.0616 |  | 89.379 | 9.588 | 0 | 185.0945 | 0
02.12. | 17 | 322.0818 |  | 127.3993 | 9.588 | 0 | 185.0945 | 0
02.12. | 18 | 322.8157 |  | 128.1332 | 9.588 | 0 | 185.0945 | 0
02.12. | 19 | 282.6131 |  | 89.5887 | 9.588 | 0 | 183.4364 | 0
02.12. | 20 | 294.273 |  | 101.2486 | 9.588 | 0 | 183.4364 | 0
02.12. | 21 | 322.6085 |  | 128.1332 | 9.588 | 0 | 184.8873 | 0
02.12. | 22 | 322.0842 |  | 127.609 | 9.588 | 0 | 184.8873 | 0
02.12. | 23 | 321.3673 |  | 128.3429 | 9.588 | 0 | 183.4364 | 0
02.12. | 24 | 319.7018 |  | 127.7138 | 9.588 | 0 | 182.4 | 0
03.12. | 1 | 317.5242 |  | 127.609 | 9.588 | 0 | 180.3273 | 0
03.12. | 2 | 318.9751 |  | 127.609 | 9.588 | 0 | 181.7782 | 0
03.12. | 3 | 311.9303 |  | 127.8187 | 9.588 | 0 | 174.5236 | 0
03.12. | 4 | 314.7273 |  | 127.7138 | 9.588 | 0 | 177.4255 | 0
03.12. | 5 | 317.6339 |  | 128.1332 | 9.588 | 0 | 179.9127 | 0
03.12. | 6 | 306.8436 |  | 127.0847 | 9.588 | 0 | 170.1709 | 0
03.12. | 7 | 311.8303 |  | 128.1332 | 9.588 | 0 | 174.1091 | 0
03.12. | 8 | 311.4109 |  | 127.7138 | 9.588 | 0 | 174.1091 | 0
03.12. | 9 | 317.7388 |  | 128.238 | 9.588 | 0 | 179.9127 | 0
03.12. | 10 | 320.9503 |  | 128.1332 | 9.588 | 0 | 183.2291 | 0
03.12. | 11 | 321.0334 |  | 126.3508 | 9.588 | 0 | 185.0945 | 0
03.12. | 12 | 315.9273 |  | 123.9393 | 9.588 | 0 | 182.4 | 0
03.12. | 13 | 321.8794 |  | 127.8187 | 9.588 | 0 | 184.4727 | 0
03.12. | 14 | 324.6812 |  | 128.1332 | 9.588 | 0 | 186.96 | 0
03.12. | 15 | 322.0818 |  | 127.3993 | 9.588 | 0 | 185.0945 | 0
03.12. | 16 | 322.9109 |  | 127.3993 | 9.588 | 0 | 185.9236 | 0
03.12. | 17 | 322.0721 |  | 126.5605 | 9.588 | 0 | 185.9236 | 0
03.12. | 18 | 319.797 |  | 126.9799 | 9.588 | 0 | 183.2291 | 0
03.12. | 19 | 297.0082 |  | 109.9947 | 9.588 | 0 | 177.4255 | 0
03.12. | 20 | 317.1928 |  | 125.8266 | 9.588 | 0 | 181.7782 | 0
03.12. | 21 | 323.023 |  | 128.1332 | 9.588 | 0 | 185.3018 | 0
03.12. | 22 | 319.9018 |  | 127.0847 | 9.588 | 0 | 183.2291 | 0
03.12. | 23 | 318.9679 |  | 126.9799 | 9.588 | 0 | 182.4 | 0
03.12. | 24 | 317.0048 |  | 127.5041 | 9.588 | 0 | 179.9127 | 0
04.12. | 1 | 317.2073 |  | 127.0847 | 9.588 | 0 | 180.5345 | 0
04.12. | 2 | 319.1897 |  | 128.238 | 9.588 | 0 | 181.3636 | 0
04.12. | 3 | 317.4194 |  | 127.5041 | 9.588 | 0 | 180.3273 | 0
04.12. | 4 | 317.9388 |  | 127.609 | 9.588 | 0 | 180.7418 | 0
04.12. | 5 | 316.4951 |  | 128.238 | 9.588 | 0 | 178.6691 | 0
04.12. | 6 | 315.4418 |  | 126.7702 | 9.588 | 0 | 179.0836 | 0
04.12. | 7 | 315.9709 |  | 127.7138 | 9.588 | 0 | 178.6691 | 0
04.12. | 8 | 312.34 |  | 127.3993 | 9.588 | 0 | 175.3527 | 0
04.12. | 9 | 307.4582 |  | 126.4557 | 9.588 | 0 | 171.4145 | 0
04.12. | 10 | 304.2515 |  | 126.9799 | 9.588 | 0 | 167.6836 | 0
04.12. | 11 | 307.6655 |  | 126.4557 | 9.588 | 0 | 171.6218 | 0
04.12. | 12 | 312.2255 |  | 126.4557 | 9.588 | 0 | 176.1818 | 0
04.12. | 13 | 308.6946 |  | 125.8266 | 9.588 | 0 | 173.28 | 0
04.12. | 14 | 308.1849 |  | 126.5605 | 9.588 | 0 | 172.0364 | 0
04.12. | 15 | 310.8964 |  | 128.0284 | 9.588 | 0 | 173.28 | 0
04.12. | 16 | 307.4146 |  | 122.6812 | 9.588 | 0 | 175.1455 | 0
04.12. | 17 | 302.5328 |  | 121.7375 | 9.588 | 0 | 171.2073 | 0
04.12. | 18 | 306.3589 |  | 121.0036 | 9.588 | 0 | 175.7673 | 0
04.12. | 19 | 307.6904 |  | 119.6406 | 9.588 | 0 | 178.4618 | 0
04.12. | 20 | 311.1286 |  | 121.2133 | 9.588 | 0 | 180.3273 | 0
04.12. | 21 | 308.5437 |  | 121.7375 | 9.588 | 0 | 177.2182 | 0
04.12. | 22 | 310.514 |  | 121.8424 | 9.588 | 0 | 179.0836 | 0
04.12. | 23 | 309.9946 |  | 121.7375 | 9.588 | 0 | 178.6691 | 0
04.12. | 24 | 311.7577 |  | 121.8424 | 9.588 | 0 | 180.3273 | 0
05.12. | 1 | 311.9649 |  | 121.8424 | 9.588 | 0 | 180.5345 | 0
05.12. | 2 | 309.2752 |  | 122.2618 | 9.588 | 0 | 177.4255 | 0
05.12. | 3 | 304.4031 |  | 122.1569 | 9.588 | 0 | 172.6582 | 0
05.12. | 4 | 299.0462 |  | 115.971 | 9.588 | 0 | 173.4873 | 0
05.12. | 5 | 300.3971 |  | 116.2855 | 9.588 | 0 | 174.5236 | 0
05.12. | 6 | 299.3632 |  | 116.4952 | 9.588 | 0 | 173.28 | 0
05.12. | 7 | 301.2626 |  | 119.4309 | 9.588 | 0 | 172.2436 | 0
05.12. | 8 | 302.8207 |  | 119.7455 | 9.588 | 0 | 173.4873 | 0
05.12. | 9 | 303.8571 |  | 119.7455 | 9.588 | 0 | 174.5236 | 0
05.12. | 10 | 301.111 |  | 124.2539 | 9.588 | 0 | 167.2691 | 0
05.12. | 11 | 301.3989 |  | 122.2618 | 9.588 | 0 | 169.5491 | 0
05.12. | 12 | 250.3305 |  | 71.4007 | 9.588 | 0 | 169.3418 | 0
05.12. | 13 | 310.0116 |  | 123.2054 | 9.588 | 0 | 177.2182 | 0
05.12. | 14 | 307.1146 |  | 123.6248 | 9.588 | 0 | 173.9018 | 0
05.12. | 15 | 309.1898 |  | 123.8345 | 9.588 | 0 | 175.7673 | 0
05.12. | 16 | 307.4364 |  | 124.5684 | 9.588 | 0 | 173.28 | 0
05.12. | 17 | 305.4492 |  | 122.9957 | 9.588 | 0 | 172.8655 | 0
05.12. | 18 | 301.0989 |  | 123.2054 | 9.588 | 0 | 168.3055 | 0
05.12. | 19 | 309.0728 |  | 122.6812 | 9.588 | 0 | 176.8036 | 0
05.12. | 20 | 309.7777 |  | 120.8988 | 9.588 | 0 | 179.2909 | 0
05.12. | 21 | 312.811 |  | 123.3102 | 9.588 | 0 | 179.9127 | 0
05.12. | 22 | 308.7607 |  | 122.5763 | 9.588 | 0 | 176.5964 | 0
05.12. | 23 | 312.3989 |  | 123.5199 | 9.588 | 0 | 179.2909 | 0
05.12. | 24 | 311.5698 |  | 123.5199 | 9.588 | 0 | 178.4618 | 0
06.12. | 1 | 310.3261 |  | 123.5199 | 9.588 | 0 | 177.2182 | 0
06.12. | 2 | 308.2534 |  | 123.5199 | 9.588 | 0 | 175.1455 | 0
06.12. | 3 | 305.1346 |  | 122.6812 | 9.588 | 0 | 172.8655 | 0
06.12. | 4 | 306.6855 |  | 122.3666 | 9.588 | 0 | 174.7309 | 0
06.12. | 5 | 303.891 |  | 122.6812 | 9.588 | 0 | 171.6218 | 0
06.12. | 6 | 303.2546 |  | 121.423 | 9.588 | 0 | 172.2436 | 0
06.12. | 7 | 298.1874 |  | 122.3666 | 9.588 | 0 | 166.2327 | 0
06.12. | 8 | 305.1298 |  | 122.2618 | 9.588 | 0 | 173.28 | 0
06.12. | 9 | 304.1031 |  | 123.1006 | 9.588 | 0 | 171.4145 | 0
06.12. | 10 | 306.9025 |  | 123.2054 | 9.588 | 0 | 174.1091 | 0
06.12. | 11 | 301.294 |  | 122.1569 | 9.588 | 0 | 169.5491 | 0
06.12. | 12 | 301.0553 |  | 119.4309 | 9.588 | 0 | 172.0364 | 0
06.12. | 13 | 291.7353 |  | 120.06 | 9.588 | 0 | 162.0873 | 0
06.12. | 14 | 302.1352 |  | 123.2054 | 9.588 | 0 | 169.3418 | 0
06.12. | 15 | 306.0782 |  | 123.6248 | 9.588 | 0 | 172.8655 | 0
06.12. | 16 | 304.3128 |  | 123.3102 | 9.588 | 0 | 171.4145 | 0
06.12. | 17 | 305.4516 |  | 123.2054 | 9.588 | 0 | 172.6582 | 0
06.12. | 18 | 311.1552 |  | 123.5199 | 9.588 | 0 | 178.0473 | 0
06.12. | 19 | 316.3346 |  | 123.3102 | 9.588 | 0 | 183.4364 | 0
06.12. | 20 | 298.0743 |  | 103.599 | 9.588 | 0 | 184.8873 | 0
06.12. | 21 | 306.6492 |  | 119.2212 | 9.588 | 0 | 177.84 | 0
06.12. | 22 | 316.3395 |  | 123.7296 | 9.588 | 0 | 183.0218 | 0
06.12. | 23 | 313.9473 |  | 122.9957 | 9.588 | 0 | 181.3636 | 0
06.12. | 24 | 313.8619 |  | 124.5684 | 9.588 | 0 | 179.7055 | 0
07.12. | 1 | 313.9643 |  | 124.4636 | 9.588 | 0 | 179.9127 | 0
07.12. | 2 | 313.2376 |  | 124.3587 | 9.588 | 0 | 179.2909 | 0
07.12. | 3 | 298.2801 |  | 121.423 | 9.588 | 0 | 167.2691 | 0
07.12. | 4 | 309.9825 |  | 120.6891 | 9.588 | 0 | 179.7055 | 0
07.12. | 5 | 300.9722 |  | 121.2133 | 9.588 | 0 | 170.1709 | 0
07.12. | 6 | 310.0019 |  | 122.3666 | 9.588 | 0 | 178.0473 | 0
07.12. | 7 | 307.6122 |  | 121.8424 | 9.588 | 0 | 176.1818 | 0
07.12. | 8 | 303.9886 |  | 122.1569 | 9.588 | 0 | 172.2436 | 0
07.12. | 9 | 301.6158 |  | 123.1006 | 9.588 | 0 | 168.9273 | 0
07.12. | 10 | 301.6182 |  | 123.3102 | 9.588 | 0 | 168.72 | 0
07.12. | 11 | 305.0225 |  | 121.9472 | 9.588 | 0 | 173.4873 | 0
07.12. | 12 | 304.7225 |  | 122.8909 | 9.588 | 0 | 172.2436 | 0
07.12. | 13 | 313.5812 |  | 127.1896 | 9.588 | 0 | 176.8036 | 0
07.12. | 14 | 316.2733 |  | 126.9799 | 9.588 | 0 | 179.7055 | 0
07.12. | 15 | 314.5127 |  | 127.0847 | 9.588 | 0 | 177.84 | 0
07.12. | 16 | 319.3873 |  | 127.3993 | 9.588 | 0 | 182.4 | 0
07.12. | 17 | 317.3049 |  | 126.5605 | 9.588 | 0 | 181.1564 | 0
07.12. | 18 | 319.4921 |  | 127.5041 | 9.588 | 0 | 182.4 | 0
07.12. | 19 | 314.0909 |  | 126.4557 | 9.588 | 0 | 178.0473 | 0
07.12. | 20 | 315.4418 |  | 126.7702 | 9.588 | 0 | 179.0836 | 0
07.12. | 21 | 320.0091 |  | 127.3993 | 9.588 | 0 | 183.0218 | 0
07.12. | 22 | 318.7655 |  | 127.3993 | 9.588 | 0 | 181.7782 | 0
07.12. | 23 | 317.7291 |  | 127.3993 | 9.588 | 0 | 180.7418 | 0
07.12. | 24 | 318.563 |  | 127.8187 | 9.588 | 0 | 181.1564 | 0
08.12. | 1 | 318.863 |  | 126.875 | 9.588 | 0 | 182.4 | 0
08.12. | 2 | 317.2145 |  | 127.7138 | 9.588 | 0 | 179.9127 | 0
08.12. | 3 | 313.2836 |  | 128.3429 | 9.588 | 0 | 175.3527 | 0
08.12. | 4 | 316.4903 |  | 127.8187 | 9.588 | 0 | 179.0836 | 0
08.12. | 5 | 315.0345 |  | 127.3993 | 9.588 | 0 | 178.0473 | 0
08.12. | 6 | 315.4539 |  | 127.8187 | 9.588 | 0 | 178.0473 | 0
08.12. | 7 | 313.1739 |  | 127.8187 | 9.588 | 0 | 175.7673 | 0
08.12. | 8 | 313.8958 |  | 127.5041 | 9.588 | 0 | 176.8036 | 0
08.12. | 9 | 314.6152 |  | 126.9799 | 9.588 | 0 | 178.0473 | 0
08.12. | 10 | 310.8794 |  | 126.5605 | 9.588 | 0 | 174.7309 | 0
08.12. | 11 | 310.8746 |  | 126.1411 | 9.588 | 0 | 175.1455 | 0
08.12. | 12 | 313.7764 |  | 126.1411 | 9.588 | 0 | 178.0473 | 0
08.12. | 13 | 311.294 |  | 126.5605 | 9.588 | 0 | 175.1455 | 0
08.12. | 14 | 306.5315 |  | 126.9799 | 9.588 | 0 | 169.9636 | 0
08.12. | 15 | 309.2261 |  | 126.9799 | 9.588 | 0 | 172.6582 | 0
08.12. | 16 | 316.0443 |  | 125.0926 | 9.588 | 0 | 181.3636 | 0
08.12. | 17 | 317.9315 |  | 126.9799 | 9.588 | 0 | 181.3636 | 0
08.12. | 18 | 319.6042 |  | 128.238 | 9.588 | 0 | 181.7782 | 0
08.12. | 19 | 320.1212 |  | 128.1332 | 9.588 | 0 | 182.4 | 0
08.12. | 20 | 316.0758 |  | 127.8187 | 9.588 | 0 | 178.6691 | 0
08.12. | 21 | 312.7618 |  | 128.0284 | 9.588 | 0 | 175.1455 | 0
08.12. | 22 | 316.1685 |  | 126.875 | 9.588 | 0 | 179.7055 | 0
08.12. | 23 | 315.1321 |  | 126.875 | 9.588 | 0 | 178.6691 | 0
08.12. | 24 | 318.5558 |  | 127.1896 | 9.588 | 0 | 181.7782 | 0
09.12. | 1 | 314.6321 |  | 128.4477 | 9.588 | 0 | 176.5964 | 0
09.12. | 2 | 313.5885 |  | 127.8187 | 9.588 | 0 | 176.1818 | 0
09.12. | 3 | 315.8733 |  | 128.238 | 9.588 | 0 | 178.0473 | 0
09.12. | 4 | 315.1491 |  | 128.3429 | 9.588 | 0 | 177.2182 | 0
09.12. | 5 | 316.7976 |  | 127.5041 | 9.588 | 0 | 179.7055 | 0
09.12. | 6 | 314.42 |  | 128.0284 | 9.588 | 0 | 176.8036 | 0
09.12. | 7 | 311.1794 |  | 125.6169 | 9.588 | 0 | 175.9745 | 0
09.12. | 8 | 315.4467 |  | 127.1896 | 9.588 | 0 | 178.6691 | 0
09.12. | 9 | 309.0849 |  | 123.7296 | 9.588 | 0 | 175.7673 | 0
09.12. | 10 | 310.4237 |  | 122.9957 | 9.588 | 0 | 177.84 | 0
09.12. | 11 | 316.6903 |  | 127.1896 | 9.588 | 0 | 179.9127 | 0
09.12. | 12 | 313.2594 |  | 126.246 | 9.588 | 0 | 177.4255 | 0
09.12. | 13 | 314.303 |  | 126.875 | 9.588 | 0 | 177.84 | 0
09.12. | 14 | 301.7643 |  | 126.9799 | 9.588 | 0 | 165.1964 | 0
09.12. | 15 | 318.3388 |  | 126.3508 | 9.588 | 0 | 182.4 | 0
09.12. | 16 | 319.4921 |  | 127.5041 | 9.588 | 0 | 182.4 | 0
09.12. | 17 | 319.4994 |  | 128.1332 | 9.588 | 0 | 181.7782 | 0
09.12. | 18 | 318.8703 |  | 127.5041 | 9.588 | 0 | 181.7782 | 0
09.12. | 19 | 315.7467 |  | 126.246 | 9.588 | 0 | 179.9127 | 0
09.12. | 20 | 321.4527 |  | 126.7702 | 9.588 | 0 | 185.0945 | 0
09.12. | 21 | 322.4964 |  | 127.3993 | 9.588 | 0 | 185.5091 | 0
09.12. | 22 | 313.6885 |  | 127.5041 | 9.588 | 0 | 176.5964 | 0
09.12. | 23 | 319.1897 |  | 128.238 | 9.588 | 0 | 181.3636 | 0
09.12. | 24 | 321.56 |  | 127.0847 | 9.588 | 0 | 184.8873 | 0
10.12. | 1 | 323.2255 |  | 127.7138 | 9.588 | 0 | 185.9236 | 0
10.12. | 2 | 321.0479 |  | 127.609 | 9.588 | 0 | 183.8509 | 0
10.12. | 3 | 319.1824 |  | 127.609 | 9.588 | 0 | 181.9855 | 0
10.12. | 4 | 318.4509 |  | 127.0847 | 9.588 | 0 | 181.7782 | 0
10.12. | 5 | 316.0685 |  | 127.1896 | 9.588 | 0 | 179.2909 | 0
10.12. | 6 | 305.4879 |  | 126.3508 | 9.588 | 0 | 169.5491 | 0
10.12. | 7 | 314.8321 |  | 127.8187 | 9.588 | 0 | 177.4255 | 0
10.12. | 8 | 316.2782 |  | 127.3993 | 9.588 | 0 | 179.2909 | 0
10.12. | 9 | 314.5127 |  | 127.0847 | 9.588 | 0 | 177.84 | 0
10.12. | 10 | 313.6812 |  | 126.875 | 9.588 | 0 | 177.2182 | 0
10.12. | 11 | 300.0012 |  | 126.875 | 9.588 | 0 | 163.5382 | 0
10.12. | 12 | 298.0309 |  | 126.7702 | 9.588 | 0 | 161.6727 | 0
10.12. | 13 | 301.2449 |  | 126.875 | 9.588 | 0 | 164.7818 | 0
10.12. | 14 | 301.24 |  | 126.4557 | 9.588 | 0 | 165.1964 | 0
10.12. | 15 | 302.1788 |  | 126.9799 | 9.588 | 0 | 165.6109 | 0
10.12. | 16 | 304.6685 |  | 127.1896 | 9.588 | 0 | 167.8909 | 0
10.12. | 17 | 302.703 |  | 127.5041 | 9.588 | 0 | 165.6109 | 0
10.12. | 18 | 299.9085 |  | 127.8187 | 9.588 | 0 | 162.5018 | 0
10.12. | 19 | 304.0588 |  | 128.238 | 9.588 | 0 | 166.2327 | 0
10.12. | 20 | 304.6636 |  | 126.7702 | 9.588 | 0 | 168.3055 | 0
10.12. | 21 | 305.4048 |  | 128.1332 | 9.588 | 0 | 167.6836 | 0
10.12. | 22 | 299.9649 |  | 123.7296 | 9.588 | 0 | 166.6473 | 0
10.12. | 23 | 287.5857 |  | 110.7286 | 9.588 | 0 | 167.2691 | 0
10.12. | 24 | 285.913 |  | 109.4705 | 9.588 | 0 | 166.8545 | 0
11.12. | 1 | 301.2521 |  | 127.5041 | 9.588 | 0 | 164.16 | 0
11.12. | 2 | 297.4188 |  | 127.609 | 9.588 | 0 | 160.2218 | 0
11.12. | 3 | 298.6552 |  | 126.9799 | 9.588 | 0 | 162.0873 | 0
11.12. | 4 | 297.1994 |  | 126.5605 | 9.588 | 0 | 161.0509 | 0
11.12. | 5 | 297.2067 |  | 127.1896 | 9.588 | 0 | 160.4291 | 0
11.12. | 6 | 296.1582 |  | 126.1411 | 9.588 | 0 | 160.4291 | 0
11.12. | 7 | 296.1606 |  | 126.3508 | 9.588 | 0 | 160.2218 | 0
11.12. | 8 | 291.9982 |  | 124.883 | 9.588 | 0 | 157.5273 | 0
11.12. | 9 | 292.091 |  | 123.9393 | 9.588 | 0 | 158.5636 | 0
11.12. | 10 | 293.8758 |  | 125.9314 | 9.588 | 0 | 158.3564 | 0
11.12. | 11 | 291.3885 |  | 125.9314 | 9.588 | 0 | 155.8691 | 0
11.12. | 12 | 289.1109 |  | 126.1411 | 9.588 | 0 | 153.3818 | 0
11.12. | 13 | 284.0291 |  | 125.8266 | 9.588 | 0 | 148.6145 | 0
11.12. | 14 | 288.0794 |  | 126.5605 | 9.588 | 0 | 151.9309 | 0
11.12. | 15 | 279.3924 |  | 110.2044 | 9.588 | 0 | 159.6 | 0
11.12. | 16 | 290.7691 |  | 126.1411 | 9.588 | 0 | 155.04 | 0
11.12. | 17 | 292.0321 |  | 127.8187 | 9.588 | 0 | 154.6255 | 0
11.12. | 18 | 290.4618 |  | 126.4557 | 9.588 | 0 | 154.4182 | 0
11.12. | 19 | 294.4049 |  | 126.875 | 9.588 | 0 | 157.9418 | 0
11.12. | 20 | 292.6394 |  | 126.5605 | 9.588 | 0 | 156.4909 | 0
11.12. | 21 | 294.0782 |  | 125.512 | 9.588 | 0 | 158.9782 | 0
11.12. | 22 | 296.6849 |  | 126.875 | 9.588 | 0 | 160.2218 | 0
11.12. | 23 | 295.5291 |  | 125.512 | 9.588 | 0 | 160.4291 | 0
11.12. | 24 | 274.3719 |  | 106.2202 | 9.588 | 0 | 158.5636 | 0
12.12. | 1 | 272.8185 |  | 106.3251 | 9.588 | 0 | 156.9055 | 0
12.12. | 2 | 262.3573 |  | 106.8493 | 9.588 | 0 | 145.92 | 0
12.12. | 3 | 215.1513 |  | 58.3997 | 9.588 | 0 | 147.1636 | 0
12.12. | 4 | 224.01 |  | 62.6984 | 9.588 | 0 | 151.7236 | 0
12.12. | 5 | 225.2948 |  | 66.2632 | 9.588 | 0 | 149.4436 | 0
12.12. | 6 | 232.8317 |  | 72.7637 | 9.588 | 0 | 150.48 | 0
12.12. | 7 | 289.6061 |  | 124.149 | 9.588 | 0 | 155.8691 | 0
12.12. | 8 | 293.054 |  | 126.5605 | 9.588 | 0 | 156.9055 | 0
12.12. | 9 | 277.8061 |  | 125.4072 | 9.588 | 0 | 142.8109 | 0
12.12. | 10 | 283.1 |  | 126.1411 | 9.588 | 0 | 147.3709 | 0
12.12. | 11 | 282.337 |  | 122.8909 | 9.588 | 0 | 149.8582 | 0
12.12. | 12 | 281.8692 |  | 118.2776 | 9.588 | 0 | 154.0036 | 0
12.12. | 13 | 286.4309 |  | 127.3993 | 9.588 | 0 | 149.4436 | 0
12.12. | 14 | 289.5231 |  | 125.9314 | 9.588 | 0 | 154.0036 | 0
12.12. | 15 | 288.2891 |  | 126.7702 | 9.588 | 0 | 151.9309 | 0
12.12. | 16 | 287.36 |  | 127.0847 | 9.588 | 0 | 150.6873 | 0
12.12. | 17 | 291.72 |  | 127.7138 | 9.588 | 0 | 154.4182 | 0
12.12. | 18 | 292.6467 |  | 127.1896 | 9.588 | 0 | 155.8691 | 0
12.12. | 19 | 298.8649 |  | 127.1896 | 9.588 | 0 | 162.0873 | 0
12.12. | 20 | 298.0261 |  | 126.3508 | 9.588 | 0 | 162.0873 | 0
12.12. | 21 | 299.0794 |  | 127.8187 | 9.588 | 0 | 161.6727 | 0
12.12. | 22 | 298.7673 |  | 127.7138 | 9.588 | 0 | 161.4655 | 0
12.12. | 23 | 299.4939 |  | 127.8187 | 9.588 | 0 | 162.0873 | 0
12.12. | 24 | 300.9448 |  | 127.8187 | 9.588 | 0 | 163.5382 | 0
13.12. | 1 | 296.2776 |  | 127.5041 | 9.588 | 0 | 159.1855 | 0
13.12. | 2 | 297.3139 |  | 127.5041 | 9.588 | 0 | 160.2218 | 0
13.12. | 3 | 295.2485 |  | 128.1332 | 9.588 | 0 | 157.5273 | 0
13.12. | 4 | 294.7291 |  | 128.0284 | 9.588 | 0 | 157.1127 | 0
13.12. | 5 | 294.0952 |  | 126.9799 | 9.588 | 0 | 157.5273 | 0
13.12. | 6 | 293.5903 |  | 128.1332 | 9.588 | 0 | 155.8691 | 0
13.12. | 7 | 292.4418 |  | 127.3993 | 9.588 | 0 | 155.4545 | 0
13.12. | 8 | 288.9109 |  | 126.7702 | 9.588 | 0 | 152.5527 | 0
13.12. | 9 | 289.0182 |  | 127.0847 | 9.588 | 0 | 152.3455 | 0
13.12. | 10 | 280.0014 |  | 118.0679 | 9.588 | 0 | 152.3455 | 0
13.12. | 11 | 283.3831 |  | 123.7296 | 9.588 | 0 | 150.0655 | 0
13.12. | 12 | 265.5597 |  | 100.7244 | 9.588 | 0 | 155.2473 | 0
13.12. | 13 | 291.6958 |  | 125.6169 | 9.588 | 0 | 156.4909 | 0
13.12. | 14 | 293.5709 |  | 126.4557 | 9.588 | 0 | 157.5273 | 0
13.12. | 15 | 299.1794 |  | 127.5041 | 9.588 | 0 | 162.0873 | 0
13.12. | 16 | 299.2842 |  | 127.609 | 9.588 | 0 | 162.0873 | 0
13.12. | 17 | 302.1788 |  | 126.9799 | 9.588 | 0 | 165.6109 | 0
13.12. | 18 | 303.4224 |  | 126.9799 | 9.588 | 0 | 166.8545 | 0
13.12. | 19 | 303.4224 |  | 126.9799 | 9.588 | 0 | 166.8545 | 0
13.12. | 20 | 305.7879 |  | 125.4072 | 9.588 | 0 | 170.7927 | 0
13.12. | 21 | 303.22 |  | 127.3993 | 9.588 | 0 | 166.2327 | 0
13.12. | 22 | 280.393 |  | 101.8777 | 9.588 | 0 | 168.9273 | 0
13.12. | 23 | 279.3566 |  | 101.8777 | 9.588 | 0 | 167.8909 | 0
13.12. | 24 | 266.2434 |  | 90.0081 | 9.588 | 0 | 166.6473 | 0
14.12. | 1 | 299.2891 |  | 128.0284 | 9.588 | 0 | 161.6727 | 0
14.12. | 2 | 300.1182 |  | 128.0284 | 9.588 | 0 | 162.5018 | 0
14.12. | 3 | 299.8133 |  | 128.5526 | 9.588 | 0 | 161.6727 | 0
14.12. | 4 | 296.9067 |  | 128.1332 | 9.588 | 0 | 159.1855 | 0
14.12. | 5 | 296.6994 |  | 128.1332 | 9.588 | 0 | 158.9782 | 0
14.12. | 6 | 297.8382 |  | 128.0284 | 9.588 | 0 | 160.2218 | 0
14.12. | 7 | 297.5236 |  | 127.7138 | 9.588 | 0 | 160.2218 | 0
14.12. | 8 | 292.866 |  | 128.238 | 9.588 | 0 | 155.04 | 0
14.12. | 9 | 266.6057 |  | 101.5632 | 9.588 | 0 | 155.4545 | 0
14.12. | 10 | 295.1339 |  | 127.1896 | 9.588 | 0 | 158.3564 | 0
14.12. | 11 | 295.5436 |  | 126.7702 | 9.588 | 0 | 159.1855 | 0
14.12. | 12 | 292.2934 |  | 123.5199 | 9.588 | 0 | 159.1855 | 0
14.12. | 13 | 294.1758 |  | 124.9878 | 9.588 | 0 | 159.6 | 0
14.12. | 14 | 293.6564 |  | 124.883 | 9.588 | 0 | 159.1855 | 0
14.12. | 15 | 287.9891 |  | 127.7138 | 9.588 | 0 | 150.6873 | 0
14.12. | 16 | 292.5467 |  | 127.5041 | 9.588 | 0 | 155.4545 | 0
14.12. | 17 | 296.3776 |  | 127.1896 | 9.588 | 0 | 159.6 | 0
14.12. | 18 | 301.357 |  | 127.609 | 9.588 | 0 | 164.16 | 0
14.12. | 19 | 301.957 |  | 125.7217 | 9.588 | 0 | 166.6473 | 0
14.12. | 20 | 304.9855 |  | 127.7138 | 9.588 | 0 | 167.6836 | 0
14.12. | 21 | 303.4176 |  | 126.5605 | 9.588 | 0 | 167.2691 | 0
14.12. | 22 | 303.4345 |  | 128.0284 | 9.588 | 0 | 165.8182 | 0
14.12. | 23 | 299.994 |  | 126.246 | 9.588 | 0 | 164.16 | 0
14.12. | 24 | 301.4449 |  | 126.246 | 9.588 | 0 | 165.6109 | 0
15.12. | 1 | 299.16 |  | 125.8266 | 9.588 | 0 | 163.7455 | 0
15.12. | 2 | 298.7648 |  | 127.5041 | 9.588 | 0 | 161.6727 | 0
15.12. | 3 | 296.5752 |  | 126.3508 | 9.588 | 0 | 160.6364 | 0
15.12. | 4 | 297.1018 |  | 127.0847 | 9.588 | 0 | 160.4291 | 0
15.12. | 5 | 298.6503 |  | 126.5605 | 9.588 | 0 | 162.5018 | 0
15.12. | 6 | 297.3091 |  | 127.0847 | 9.588 | 0 | 160.6364 | 0
15.12. | 7 | 296.8921 |  | 126.875 | 9.588 | 0 | 160.4291 | 0
15.12. | 8 | 292.6346 |  | 126.1411 | 9.588 | 0 | 156.9055 | 0
15.12. | 9 | 291.1837 |  | 126.1411 | 9.588 | 0 | 155.4545 | 0
15.12. | 10 | 291.3934 |  | 126.3508 | 9.588 | 0 | 155.4545 | 0
15.12. | 11 | 290.774 |  | 126.5605 | 9.588 | 0 | 154.6255 | 0
15.12. | 12 | 254.3974 |  | 87.2821 | 9.588 | 0 | 157.5273 | 0
15.12. | 13 | 243.8933 |  | 75.1199 | 9.588 | 0 | 159.1855 | 0
15.12. | 14 | 249.0381 |  | 80.8864 | 9.588 | 0 | 158.5636 | 0
15.12. | 15 | 246.0363 |  | 81.201 | 9.588 | 0 | 155.2473 | 0
15.12. | 16 | 254.2683 |  | 85.0803 | 9.588 | 0 | 159.6 | 0
15.12. | 17 | 258.8695 |  | 88.6451 | 9.588 | 0 | 160.6364 | 0
15.12. | 18 | 259.6058 |  | 89.5887 | 9.588 | 0 | 160.4291 | 0
15.12. | 19 | 262.9052 |  | 88.1209 | 9.588 | 0 | 165.1964 | 0
15.12. | 20 | 262.5834 |  | 87.1773 | 9.588 | 0 | 165.8182 | 0
15.12. | 21 | 276.5572 |  | 101.7729 | 9.588 | 0 | 165.1964 | 0
15.12. | 22 | 275.9233 |  | 100.7244 | 9.588 | 0 | 165.6109 | 0
15.12. | 23 | 303.32 |  | 127.0847 | 9.588 | 0 | 166.6473 | 0
15.12. | 24 | 275.1015 |  | 101.3535 | 9.588 | 0 | 164.16 | 0
16.12. | 1 | 272.2021 |  | 101.5632 | 9.588 | 0 | 161.0509 | 0
16.12. | 2 | 271.2657 |  | 101.2486 | 9.588 | 0 | 160.4291 | 0
16.12. | 3 | 272.6166 |  | 101.5632 | 9.588 | 0 | 161.4655 | 0
16.12. | 4 | 259.7961 |  | 88.1209 | 9.588 | 0 | 162.0873 | 0
16.12. | 5 | 259.9986 |  | 87.7015 | 9.588 | 0 | 162.7091 | 0
16.12. | 6 | 260.7349 |  | 88.6451 | 9.588 | 0 | 162.5018 | 0
16.12. | 7 | 258.0331 |  | 88.016 | 9.588 | 0 | 160.4291 | 0
16.12. | 8 | 269.6906 |  | 99.4662 | 9.588 | 0 | 160.6364 | 0
16.12. | 9 | 273.2336 |  | 101.1438 | 9.588 | 0 | 162.5018 | 0
16.12. | 10 | 247.3553 |  | 74.0218 | 9.588 | 0 | 163.7455 | 0
16.12. | 11 | 273.707 |  | 97.2644 | 9.588 | 0 | 166.8545 | 0
16.12. | 12 | 299.5576 |  | 124.3587 | 9.588 | 0 | 165.6109 | 0
16.12. | 13 | 303.2031 |  | 125.9314 | 9.588 | 0 | 167.6836 | 0
16.12. | 14 | 266.4216 |  | 87.4918 | 9.588 | 0 | 169.3418 | 0
16.12. | 15 | 277.8839 |  | 99.9905 | 9.588 | 0 | 168.3055 | 0
16.12. | 16 | 287.5282 |  | 100.5147 | 9.588 | 0 | 177.4255 | 0
16.12. | 17 | 289.1863 |  | 100.5147 | 9.588 | 0 | 179.0836 | 0
16.12. | 18 | 315.4418 |  | 126.7702 | 9.588 | 0 | 179.0836 | 0
16.12. | 19 | 315.4152 |  | 124.4636 | 9.588 | 0 | 181.3636 | 0
16.12. | 20 | 319.88 |  | 125.1975 | 9.588 | 0 | 185.0945 | 0
16.12. | 21 | 322.0649 |  | 125.9314 | 9.588 | 0 | 186.5455 | 0
16.12. | 22 | 320.614 |  | 125.9314 | 9.588 | 0 | 185.0945 | 0
16.12. | 23 | 318.234 |  | 126.246 | 9.588 | 0 | 182.4 | 0
16.12. | 24 | 320.8261 |  | 126.3508 | 9.588 | 0 | 184.8873 | 0
17.12. | 1 | 314.5934 |  | 125.0926 | 9.588 | 0 | 179.9127 | 0
17.12. | 2 | 278.1313 |  | 87.3869 | 9.588 | 0 | 181.1564 | 0
17.12. | 3 | 276.9925 |  | 87.4918 | 9.588 | 0 | 179.9127 | 0
17.12. | 4 | 276.678 |  | 87.1773 | 9.588 | 0 | 179.9127 | 0
17.12. | 5 | 289.7009 |  | 100.2002 | 9.588 | 0 | 179.9127 | 0
17.12. | 6 | 288.3524 |  | 100.0953 | 9.588 | 0 | 178.6691 | 0
17.12. | 7 | 275.4343 |  | 87.1773 | 9.588 | 0 | 178.6691 | 0
17.12. | 8 | 285.6675 |  | 100.9341 | 9.588 | 0 | 175.1455 | 0
17.12. | 9 | 285.9651 |  | 99.7808 | 9.588 | 0 | 176.5964 | 0
17.12. | 10 | 271.6841 |  | 85.4997 | 9.588 | 0 | 176.5964 | 0
17.12. | 11 | 306.5734 |  | 121.6327 | 9.588 | 0 | 175.3527 | 0
17.12. | 12 | 265.3271 |  | 82.4591 | 9.588 | 0 | 173.28 | 0
17.12. | 13 | 269.4871 |  | 83.7173 | 9.588 | 0 | 176.1818 | 0
17.12. | 14 | 277.8829 |  | 83.8222 | 9.588 | 0 | 184.4727 | 0
17.12. | 15 | 281.3356 |  | 86.653 | 9.588 | 0 | 185.0945 | 0
17.12. | 16 | 281.5477 |  | 87.0724 | 9.588 | 0 | 184.8873 | 0
17.12. | 17 | 279.9968 |  | 87.3869 | 9.588 | 0 | 183.0218 | 0
17.12. | 18 | 282.2768 |  | 87.3869 | 9.588 | 0 | 185.3018 | 0
17.12. | 19 | 280.1798 |  | 85.29 | 9.588 | 0 | 185.3018 | 0
17.12. | 20 | 281.7574 |  | 87.2821 | 9.588 | 0 | 184.8873 | 0
17.12. | 21 | 279.0531 |  | 86.4433 | 9.588 | 0 | 183.0218 | 0
17.12. | 22 | 296.0263 |  | 100.5147 | 9.588 | 0 | 185.9236 | 0
17.12. | 23 | 318.5485 |  | 126.5605 | 9.588 | 0 | 182.4 | 0
17.12. | 24 | 316.8782 |  | 125.512 | 9.588 | 0 | 181.7782 | 0
18.12. | 1 | 318.9437 |  | 124.883 | 9.588 | 0 | 184.4727 | 0
18.12. | 2 | 318.1218 |  | 125.512 | 9.588 | 0 | 183.0218 | 0
18.12. | 3 | 311.1964 |  | 127.0847 | 9.588 | 0 | 174.5236 | 0
18.12. | 4 | 315.0273 |  | 126.7702 | 9.588 | 0 | 178.6691 | 0
18.12. | 5 | 312.1158 |  | 125.9314 | 9.588 | 0 | 176.5964 | 0
18.12. | 6 | 313.6594 |  | 124.9878 | 9.588 | 0 | 179.0836 | 0
18.12. | 7 | 313.8837 |  | 126.4557 | 9.588 | 0 | 177.84 | 0
18.12. | 8 | 317.0806 |  | 125.0926 | 9.588 | 0 | 182.4 | 0
18.12. | 9 | 318.7219 |  | 123.6248 | 9.588 | 0 | 185.5091 | 0
18.12. | 10 | 301.911 |  | 121.7375 | 9.588 | 0 | 170.5855 | 0
18.12. | 11 | 308.234 |  | 121.8424 | 9.588 | 0 | 176.8036 | 0
18.12. | 12 | 312.6964 |  | 122.3666 | 9.588 | 0 | 180.7418 | 0
18.12. | 13 | 319.48 |  | 126.4557 | 9.588 | 0 | 183.4364 | 0
18.12. | 14 | 303.7273 |  | 126.4557 | 9.588 | 0 | 167.6836 | 0
18.12. | 15 | 318.7509 |  | 126.1411 | 9.588 | 0 | 183.0218 | 0
18.12. | 16 | 315.0152 |  | 125.7217 | 9.588 | 0 | 179.7055 | 0
18.12. | 17 | 307.6534 |  | 125.4072 | 9.588 | 0 | 172.6582 | 0
18.12. | 18 | 316.5685 |  | 125.6169 | 9.588 | 0 | 181.3636 | 0
18.12. | 19 | 319.6728 |  | 125.1975 | 9.588 | 0 | 184.8873 | 0
18.12. | 20 | 318.9509 |  | 125.512 | 9.588 | 0 | 183.8509 | 0
18.12. | 21 | 319.9873 |  | 125.512 | 9.588 | 0 | 184.8873 | 0
18.12. | 22 | 319.4679 |  | 125.4072 | 9.588 | 0 | 184.4727 | 0
18.12. | 23 | 316.9758 |  | 124.9878 | 9.588 | 0 | 182.4 | 0
18.12. | 24 | 314.4595 |  | 122.4715 | 9.588 | 0 | 182.4 | 0
19.12. | 1 | 285.7264 |  | 97.0548 | 9.588 | 0 | 179.0836 | 0
19.12. | 2 | 272.6277 |  | 86.4433 | 9.588 | 0 | 176.5964 | 0
19.12. | 3 | 285.753 |  | 99.3614 | 9.588 | 0 | 176.8036 | 0
19.12. | 4 | 286.0748 |  | 100.305 | 9.588 | 0 | 176.1818 | 0
19.12. | 5 | 285.0264 |  | 99.2565 | 9.588 | 0 | 176.1818 | 0
19.12. | 6 | 287.5136 |  | 99.2565 | 9.588 | 0 | 178.6691 | 0
19.12. | 7 | 283.0512 |  | 98.7323 | 9.588 | 0 | 174.7309 | 0
19.12. | 8 | 287.8282 |  | 99.5711 | 9.588 | 0 | 178.6691 | 0
19.12. | 9 | 285.6554 |  | 99.8856 | 9.588 | 0 | 176.1818 | 0
19.12. | 10 | 284.7142 |  | 99.1517 | 9.588 | 0 | 175.9745 | 0
19.12. | 11 | 277.7047 |  | 86.3385 | 9.588 | 0 | 181.7782 | 0
19.12. | 12 | 275.9586 |  | 87.7015 | 9.588 | 0 | 178.6691 | 0
19.12. | 13 | 285.1046 |  | 97.0548 | 9.588 | 0 | 178.4618 | 0
19.12. | 14 | 290.0178 |  | 100.7244 | 9.588 | 0 | 179.7055 | 0
19.12. | 15 | 316.3782 |  | 127.0847 | 9.588 | 0 | 179.7055 | 0
19.12. | 16 | 319.7067 |  | 128.1332 | 9.588 | 0 | 181.9855 | 0
19.12. | 17 | 314.0837 |  | 125.8266 | 9.588 | 0 | 178.6691 | 0
19.12. | 18 | 317.8218 |  | 126.4557 | 9.588 | 0 | 181.7782 | 0
19.12. | 19 | 320.614 |  | 125.9314 | 9.588 | 0 | 185.0945 | 0
19.12. | 20 | 323.5279 |  | 126.9799 | 9.588 | 0 | 186.96 | 0
19.12. | 21 | 298.8427 |  | 102.0874 | 9.588 | 0 | 187.1673 | 0
19.12. | 22 | 294.9779 |  | 99.4662 | 9.588 | 0 | 185.9236 | 0
19.12. | 23 | 283.5349 |  | 88.6451 | 9.588 | 0 | 185.3018 | 0
19.12. | 24 | 286.315 |  | 87.0724 | 9.588 | 0 | 189.6545 | 0
20.12. | 1 | 282.3695 |  | 86.4433 | 9.588 | 0 | 186.3382 | 0
20.12. | 2 | 294.273 |  | 101.2486 | 9.588 | 0 | 183.4364 | 0
20.12. | 3 | 287.0136 |  | 100.8292 | 9.588 | 0 | 176.5964 | 0
20.12. | 4 | 278.1289 |  | 87.1773 | 9.588 | 0 | 181.3636 | 0
20.12. | 5 | 282.0695 |  | 87.3869 | 9.588 | 0 | 185.0945 | 0
20.12. | 6 | 292.9366 |  | 102.1922 | 9.588 | 0 | 181.1564 | 0
20.12. | 7 | 274.6028 |  | 86.9676 | 9.588 | 0 | 178.0473 | 0
20.12. | 8 | 275.7561 |  | 88.1209 | 9.588 | 0 | 178.0473 | 0
20.12. | 9 | 288.8766 |  | 100.6195 | 9.588 | 0 | 178.6691 | 0
20.12. | 10 | 285.6724 |  | 101.3535 | 9.588 | 0 | 174.7309 | 0
20.12. | 11 | 289.2767 |  | 99.3614 | 9.588 | 0 | 180.3273 | 0
20.12. | 12 | 296.8748 |  | 102.1922 | 9.588 | 0 | 185.0945 | 0
20.12. | 13 | 293.11 |  | 99.2565 | 9.588 | 0 | 184.2655 | 0
20.12. | 14 | 292.5172 |  | 101.7729 | 9.588 | 0 | 181.1564 | 0
20.12. | 15 | 272.0866 |  | 82.5859 | 9.588 | 0 | 179.9127 | 0
20.12. | 16 | 302.519 |  | 111.5674 | 9.588 | 0 | 181.3636 | 0
20.12. | 17 | 296.9573 |  | 105.5911 | 9.588 | 0 | 181.7782 | 0
20.12. | 18 | 301.6529 |  | 117.334 | 9.588 | 0 | 174.7309 | 0
20.12. | 19 | 314.2127 |  | 128.0284 | 9.588 | 0 | 176.5964 | 0
20.12. | 20 | 314.5127 |  | 127.0847 | 9.588 | 0 | 177.84 | 0
20.12. | 21 | 315.7539 |  | 126.875 | 9.588 | 0 | 179.2909 | 0
20.12. | 22 | 317.9243 |  | 126.3508 | 9.588 | 0 | 181.9855 | 0
20.12. | 23 | 319.5849 |  | 126.5605 | 9.588 | 0 | 183.4364 | 0
20.12. | 24 | 322.9036 |  | 126.7702 | 9.588 | 0 | 186.5455 | 0
21.12. | 1 | 319.597 |  | 127.609 | 9.588 | 0 | 182.4 | 0
21.12. | 2 | 287.7621 |  | 102.8213 | 9.588 | 0 | 175.3527 | 0
21.12. | 3 | 316.4903 |  | 127.8187 | 9.588 | 0 | 179.0836 | 0
21.12. | 4 | 313.8958 |  | 127.5041 | 9.588 | 0 | 176.8036 | 0
21.12. | 5 | 312.1327 |  | 127.3993 | 9.588 | 0 | 175.1455 | 0
21.12. | 6 | 310.6794 |  | 127.1896 | 9.588 | 0 | 173.9018 | 0
21.12. | 7 | 309.443 |  | 127.8187 | 9.588 | 0 | 172.0364 | 0
21.12. | 8 | 315.6636 |  | 128.0284 | 9.588 | 0 | 178.0473 | 0
21.12. | 9 | 313.7933 |  | 127.609 | 9.588 | 0 | 176.5964 | 0
21.12. | 10 | 315.0273 |  | 126.7702 | 9.588 | 0 | 178.6691 | 0
21.12. | 11 | 314.8273 |  | 127.3993 | 9.588 | 0 | 177.84 | 0
21.12. | 12 | 311.8182 |  | 127.0847 | 9.588 | 0 | 175.1455 | 0
21.12. | 13 | 315.8588 |  | 126.9799 | 9.588 | 0 | 179.2909 | 0
21.12. | 14 | 313.3715 |  | 126.9799 | 9.588 | 0 | 176.8036 | 0
21.12. | 15 | 312.0255 |  | 127.0847 | 9.588 | 0 | 175.3527 | 0
21.12. | 16 | 294.3894 |  | 107.5832 | 9.588 | 0 | 177.2182 | 0
21.12. | 17 | 306.8129 |  | 115.4467 | 9.588 | 0 | 181.7782 | 0
21.12. | 18 | 310.7068 |  | 120.5842 | 9.588 | 0 | 180.5345 | 0
21.12. | 19 | 315.6418 |  | 126.1411 | 9.588 | 0 | 179.9127 | 0
21.12. | 20 | 311.5036 |  | 126.7702 | 9.588 | 0 | 175.1455 | 0
21.12. | 21 | 318.3461 |  | 126.9799 | 9.588 | 0 | 181.7782 | 0
21.12. | 22 | 321.4503 |  | 126.5605 | 9.588 | 0 | 185.3018 | 0
21.12. | 23 | 320.1139 |  | 127.5041 | 9.588 | 0 | 183.0218 | 0
21.12. | 24 | 321.2503 |  | 127.1896 | 9.588 | 0 | 184.4727 | 0
22.12. | 1 | 318.9679 |  | 126.9799 | 9.588 | 0 | 182.4 | 0
22.12. | 2 | 314.4079 |  | 126.9799 | 9.588 | 0 | 177.84 | 0
22.12. | 3 | 315.5539 |  | 127.5041 | 9.588 | 0 | 178.4618 | 0
22.12. | 4 | 312.4473 |  | 127.7138 | 9.588 | 0 | 175.1455 | 0
22.12. | 5 | 315.2321 |  | 126.5605 | 9.588 | 0 | 179.0836 | 0
22.12. | 6 | 313.8909 |  | 127.0847 | 9.588 | 0 | 177.2182 | 0
22.12. | 7 | 312.5352 |  | 126.3508 | 9.588 | 0 | 176.5964 | 0
22.12. | 8 | 307.2485 |  | 126.246 | 9.588 | 0 | 171.4145 | 0
22.12. | 9 | 308.5607 |  | 123.2054 | 9.588 | 0 | 175.7673 | 0
22.12. | 10 | 293.5467 |  | 124.3587 | 9.588 | 0 | 159.6 | 0
22.12. | 11 | 305.1661 |  | 125.4072 | 9.588 | 0 | 170.1709 | 0
22.12. | 12 | 311.0843 |  | 126.3508 | 9.588 | 0 | 175.1455 | 0
22.12. | 13 | 308.7091 |  | 127.0847 | 9.588 | 0 | 172.0364 | 0
22.12. | 14 | 305.7516 |  | 122.2618 | 9.588 | 0 | 173.9018 | 0
22.12. | 15 | 315.0934 |  | 123.5199 | 9.588 | 0 | 181.9855 | 0
22.12. | 16 | 317.7146 |  | 126.1411 | 9.588 | 0 | 181.9855 | 0
22.12. | 17 | 313.2328 |  | 123.9393 | 9.588 | 0 | 179.7055 | 0
22.12. | 18 | 317.8025 |  | 124.7781 | 9.588 | 0 | 183.4364 | 0
22.12. | 19 | 318.8025 |  | 121.6327 | 9.588 | 0 | 187.5818 | 0
22.12. | 20 | 316.3395 |  | 123.7296 | 9.588 | 0 | 183.0218 | 0
22.12. | 21 | 320.4873 |  | 123.9393 | 9.588 | 0 | 186.96 | 0
22.12. | 22 | 316.1249 |  | 123.1006 | 9.588 | 0 | 183.4364 | 0
22.12. | 23 | 313.7546 |  | 124.2539 | 9.588 | 0 | 179.9127 | 0
22.12. | 24 | 309.0801 |  | 123.3102 | 9.588 | 0 | 176.1818 | 0
23.12. | 1 | 305.0491 |  | 124.2539 | 9.588 | 0 | 171.2073 | 0
23.12. | 2 | 315.8273 |  | 124.2539 | 9.588 | 0 | 181.9855 | 0
23.12. | 3 | 314.5764 |  | 123.6248 | 9.588 | 0 | 181.3636 | 0
23.12. | 4 | 310.9479 |  | 123.5199 | 9.588 | 0 | 177.84 | 0
23.12. | 5 | 310.7286 |  | 122.4715 | 9.588 | 0 | 178.6691 | 0
23.12. | 6 | 311.7843 |  | 124.149 | 9.588 | 0 | 178.0473 | 0
23.12. | 7 | 310.2189 |  | 123.2054 | 9.588 | 0 | 177.4255 | 0
23.12. | 8 | 312.4013 |  | 123.7296 | 9.588 | 0 | 179.0836 | 0
23.12. | 9 | 311.231 |  | 121.1085 | 9.588 | 0 | 180.5345 | 0
23.12. | 10 | 311.4552 |  | 122.5763 | 9.588 | 0 | 179.2909 | 0
23.12. | 11 | 311.9722 |  | 122.4715 | 9.588 | 0 | 179.9127 | 0
23.12. | 12 | 316.5855 |  | 127.0847 | 9.588 | 0 | 179.9127 | 0
23.12. | 13 | 318.7582 |  | 126.7702 | 9.588 | 0 | 182.4 | 0
23.12. | 14 | 315.1079 |  | 124.7781 | 9.588 | 0 | 180.7418 | 0
23.12. | 15 | 317.6339 |  | 128.1332 | 9.588 | 0 | 179.9127 | 0
23.12. | 16 | 314.0982 |  | 127.0847 | 9.588 | 0 | 177.4255 | 0
23.12. | 17 | 319.3945 |  | 128.0284 | 9.588 | 0 | 181.7782 | 0
23.12. | 18 | 318.4437 |  | 126.4557 | 9.588 | 0 | 182.4 | 0
23.12. | 19 | 321.5285 |  | 124.3587 | 9.588 | 0 | 187.5818 | 0
23.12. | 20 | 317.3855 |  | 124.5684 | 9.588 | 0 | 183.2291 | 0
23.12. | 21 | 319.4849 |  | 126.875 | 9.588 | 0 | 183.0218 | 0
23.12. | 22 | 319.6728 |  | 125.1975 | 9.588 | 0 | 184.8873 | 0
23.12. | 23 | 320.1091 |  | 127.0847 | 9.588 | 0 | 183.4364 | 0
23.12. | 24 | 317.0855 |  | 125.512 | 9.588 | 0 | 181.9855 | 0
24.12. | 1 | 317.9097 |  | 125.0926 | 9.588 | 0 | 183.2291 | 0
24.12. | 2 | 313.9473 |  | 122.9957 | 9.588 | 0 | 181.3636 | 0
24.12. | 3 | 315.0886 |  | 123.1006 | 9.588 | 0 | 182.4 | 0
24.12. | 4 | 315.5079 |  | 123.5199 | 9.588 | 0 | 182.4 | 0
24.12. | 5 | 314.8789 |  | 122.8909 | 9.588 | 0 | 182.4 | 0
24.12. | 6 | 315.0886 |  | 123.1006 | 9.588 | 0 | 182.4 | 0
24.12. | 7 | 309.6898 |  | 122.2618 | 9.588 | 0 | 177.84 | 0
24.12. | 8 | 318.5025 |  | 122.5763 | 9.588 | 0 | 186.3382 | 0
24.12. | 9 | 314.0328 |  | 121.423 | 9.588 | 0 | 183.0218 | 0
24.12. | 10 | 322.0237 |  | 122.3666 | 9.588 | 0 | 190.0691 | 0
24.12. | 11 | 310.7044 |  | 120.3745 | 9.588 | 0 | 180.7418 | 0
24.12. | 12 | 303.9152 |  | 124.7781 | 9.588 | 0 | 169.5491 | 0
24.12. | 13 | 319.251 |  | 124.5684 | 9.588 | 0 | 185.0945 | 0
24.12. | 14 | 320.2776 |  | 123.7296 | 9.588 | 0 | 186.96 | 0
24.12. | 15 | 324.2303 |  | 124.9878 | 9.588 | 0 | 189.6545 | 0
24.12. | 16 | 320.2018 |  | 126.1411 | 9.588 | 0 | 184.4727 | 0
24.12. | 17 | 318.4485 |  | 126.875 | 9.588 | 0 | 181.9855 | 0
24.12. | 18 | 321.0334 |  | 126.3508 | 9.588 | 0 | 185.0945 | 0
24.12. | 19 | 320.714 |  | 125.6169 | 9.588 | 0 | 185.5091 | 0
24.12. | 20 | 320.8261 |  | 126.3508 | 9.588 | 0 | 184.8873 | 0
24.12. | 21 | 317.7097 |  | 125.7217 | 9.588 | 0 | 182.4 | 0
24.12. | 22 | 315.7225 |  | 124.149 | 9.588 | 0 | 181.9855 | 0
24.12. | 23 | 317.1734 |  | 124.149 | 9.588 | 0 | 183.4364 | 0
24.12. | 24 | 315.5007 |  | 122.8909 | 9.588 | 0 | 183.0218 | 0
25.12. | 1 | 315.7418 |  | 125.8266 | 9.588 | 0 | 180.3273 | 0
25.12. | 2 | 315.6201 |  | 124.2539 | 9.588 | 0 | 181.7782 | 0
25.12. | 3 | 318.4315 |  | 125.4072 | 9.588 | 0 | 183.4364 | 0
25.12. | 4 | 308.3728 |  | 124.883 | 9.588 | 0 | 173.9018 | 0
25.12. | 5 | 314.891 |  | 123.9393 | 9.588 | 0 | 181.3636 | 0
25.12. | 6 | 313.7546 |  | 124.2539 | 9.588 | 0 | 179.9127 | 0
25.12. | 7 | 307.0001 |  | 122.6812 | 9.588 | 0 | 174.7309 | 0
25.12. | 8 | 312.5134 |  | 124.4636 | 9.588 | 0 | 178.4618 | 0
25.12. | 9 | 314.3934 |  | 125.7217 | 9.588 | 0 | 179.0836 | 0
25.12. | 10 | 313.5602 |  | 116.3904 | 9.588 | 0 | 187.5818 | 0
25.12. | 11 | 309.5002 |  | 114.8177 | 9.588 | 0 | 185.0945 | 0
25.12. | 12 | 319.0364 |  | 123.9393 | 9.588 | 0 | 185.5091 | 0
25.12. | 13 | 321.1213 |  | 124.9878 | 9.588 | 0 | 186.5455 | 0
25.12. | 14 | 318.9509 |  | 125.512 | 9.588 | 0 | 183.8509 | 0
25.12. | 15 | 318.9679 |  | 126.9799 | 9.588 | 0 | 182.4 | 0
25.12. | 16 | 320.3091 |  | 126.4557 | 9.588 | 0 | 184.2655 | 0
25.12. | 17 | 318.8461 |  | 125.4072 | 9.588 | 0 | 183.8509 | 0
25.12. | 18 | 316.9831 |  | 125.6169 | 9.588 | 0 | 181.7782 | 0
25.12. | 19 | 309.1801 |  | 122.9957 | 9.588 | 0 | 176.5964 | 0
25.12. | 20 | 320.7946 |  | 123.6248 | 9.588 | 0 | 187.5818 | 0
25.12. | 21 | 318.8267 |  | 123.7296 | 9.588 | 0 | 185.5091 | 0
25.12. | 22 | 295.2876 |  | 99.3614 | 9.588 | 0 | 186.3382 | 0
25.12. | 23 | 295.5924 |  | 98.8371 | 9.588 | 0 | 187.1673 | 0
25.12. | 24 | 295.2924 |  | 99.7808 | 9.588 | 0 | 185.9236 | 0
26.12. | 1 | 287.8233 |  | 99.1517 | 9.588 | 0 | 179.0836 | 0
26.12. | 2 | 289.3646 |  | 97.9984 | 9.588 | 0 | 181.7782 | 0
26.12. | 3 | 322.7867 |  | 125.6169 | 9.588 | 0 | 187.5818 | 0
26.12. | 4 | 321.7261 |  | 123.5199 | 9.588 | 0 | 188.6182 | 0
26.12. | 5 | 320.1946 |  | 125.512 | 9.588 | 0 | 185.0945 | 0
26.12. | 6 | 319.4679 |  | 125.4072 | 9.588 | 0 | 184.4727 | 0
26.12. | 7 | 317.4879 |  | 124.4636 | 9.588 | 0 | 183.4364 | 0
26.12. | 8 | 318.7219 |  | 123.6248 | 9.588 | 0 | 185.5091 | 0
26.12. | 9 | 323.1843 |  | 124.149 | 9.588 | 0 | 189.4473 | 0
26.12. | 10 | 321.5189 |  | 123.5199 | 9.588 | 0 | 188.4109 | 0
26.12. | 11 | 315.52 |  | 124.5684 | 9.588 | 0 | 181.3636 | 0
26.12. | 12 | 313.7134 |  | 120.6891 | 9.588 | 0 | 183.4364 | 0
26.12. | 13 | 315.6055 |  | 122.9957 | 9.588 | 0 | 183.0218 | 0
26.12. | 14 | 314.3546 |  | 122.3666 | 9.588 | 0 | 182.4 | 0
26.12. | 15 | 308.851 |  | 121.423 | 9.588 | 0 | 177.84 | 0
26.12. | 16 | 315.4862 |  | 121.6327 | 9.588 | 0 | 184.2655 | 0
26.12. | 17 | 309.0607 |  | 121.6327 | 9.588 | 0 | 177.84 | 0
26.12. | 18 | 310.5286 |  | 123.1006 | 9.588 | 0 | 177.84 | 0
26.12. | 19 | 316.9516 |  | 122.8909 | 9.588 | 0 | 184.4727 | 0
26.12. | 20 | 310.2068 |  | 122.1569 | 9.588 | 0 | 178.4618 | 0
26.12. | 21 | 308.8752 |  | 123.5199 | 9.588 | 0 | 175.7673 | 0
26.12. | 22 | 313.9401 |  | 122.3666 | 9.588 | 0 | 181.9855 | 0
26.12. | 23 | 313.0061 |  | 122.2618 | 9.588 | 0 | 181.1564 | 0
26.12. | 24 | 312.3843 |  | 122.2618 | 9.588 | 0 | 180.5345 | 0
27.12. | 1 | 308.5583 |  | 122.9957 | 9.588 | 0 | 175.9745 | 0
27.12. | 2 | 304.4862 |  | 120.3745 | 9.588 | 0 | 174.5236 | 0
27.12. | 3 | 306.1613 |  | 121.8424 | 9.588 | 0 | 174.7309 | 0
27.12. | 4 | 303.3546 |  | 121.1085 | 9.588 | 0 | 172.6582 | 0
27.12. | 5 | 305.1201 |  | 121.423 | 9.588 | 0 | 174.1091 | 0
27.12. | 6 | 307.705 |  | 120.8988 | 9.588 | 0 | 177.2182 | 0
27.12. | 7 | 300.7649 |  | 121.2133 | 9.588 | 0 | 169.9636 | 0
27.12. | 8 | 303.9692 |  | 120.4794 | 9.588 | 0 | 173.9018 | 0
27.12. | 9 | 311.948 |  | 120.3745 | 9.588 | 0 | 181.9855 | 0
27.12. | 10 | 308.7244 |  | 119.4309 | 9.588 | 0 | 179.7055 | 0
27.12. | 11 | 313.2941 |  | 120.2697 | 9.588 | 0 | 183.4364 | 0
27.12. | 12 | 311.902 |  | 116.3904 | 9.588 | 0 | 185.9236 | 0
27.12. | 13 | 310.5584 |  | 116.7049 | 9.588 | 0 | 184.2655 | 0
27.12. | 14 | 315.8789 |  | 119.7455 | 9.588 | 0 | 186.5455 | 0
27.12. | 15 | 315.3619 |  | 119.8503 | 9.588 | 0 | 185.9236 | 0
27.12. | 16 | 311.1116 |  | 119.7455 | 9.588 | 0 | 181.7782 | 0
27.12. | 17 | 309.5559 |  | 119.6406 | 9.588 | 0 | 180.3273 | 0
27.12. | 18 | 311.1044 |  | 119.1164 | 9.588 | 0 | 182.4 | 0
27.12. | 19 | 314.3207 |  | 119.4309 | 9.588 | 0 | 185.3018 | 0
27.12. | 20 | 309.5462 |  | 118.8018 | 9.588 | 0 | 181.1564 | 0
27.12. | 21 | 308.9341 |  | 119.6406 | 9.588 | 0 | 179.7055 | 0
27.12. | 22 | 308.1026 |  | 119.4309 | 9.588 | 0 | 179.0836 | 0
27.12. | 23 | 305.2007 |  | 119.4309 | 9.588 | 0 | 176.1818 | 0
27.12. | 24 | 305.9153 |  | 118.4873 | 9.588 | 0 | 177.84 | 0
28.12. | 1 | 300.231 |  | 119.8503 | 9.588 | 0 | 170.7927 | 0
28.12. | 2 | 302.1916 |  | 119.1164 | 9.588 | 0 | 173.4873 | 0
28.12. | 3 | 303.5401 |  | 119.2212 | 9.588 | 0 | 174.7309 | 0
28.12. | 4 | 301.2553 |  | 118.8018 | 9.588 | 0 | 172.8655 | 0
28.12. | 5 | 300.6432 |  | 119.6406 | 9.588 | 0 | 171.4145 | 0
28.12. | 6 | 301.2577 |  | 119.0115 | 9.588 | 0 | 172.6582 | 0
28.12. | 7 | 303.228 |  | 119.1164 | 9.588 | 0 | 174.5236 | 0
28.12. | 8 | 309.9043 |  | 122.8909 | 9.588 | 0 | 177.4255 | 0
28.12. | 9 | 310.5576 |  | 125.6169 | 9.588 | 0 | 175.3527 | 0
28.12. | 10 | 302.8982 |  | 126.4557 | 9.588 | 0 | 166.8545 | 0
28.12. | 11 | 306.8194 |  | 124.9878 | 9.588 | 0 | 172.2436 | 0
28.12. | 12 | 311.1939 |  | 126.875 | 9.588 | 0 | 174.7309 | 0
28.12. | 13 | 305.4879 |  | 126.3508 | 9.588 | 0 | 169.5491 | 0
28.12. | 14 | 301.8279 |  | 123.5199 | 9.588 | 0 | 168.72 | 0
28.12. | 15 | 296.2195 |  | 122.4715 | 9.588 | 0 | 164.16 | 0
28.12. | 16 | 295.3807 |  | 121.6327 | 9.588 | 0 | 164.16 | 0
28.12. | 17 | 302.9643 |  | 123.2054 | 9.588 | 0 | 170.1709 | 0
28.12. | 18 | 312.1819 |  | 122.6812 | 9.588 | 0 | 179.9127 | 0
28.12. | 19 | 310.9528 |  | 123.9393 | 9.588 | 0 | 177.4255 | 0
28.12. | 20 | 309.5849 |  | 122.1569 | 9.588 | 0 | 177.84 | 0
28.12. | 21 | 308.1905 |  | 118.0679 | 9.588 | 0 | 180.5345 | 0
28.12. | 22 | 308.0437 |  | 123.3102 | 9.588 | 0 | 175.1455 | 0
28.12. | 23 | 316.0225 |  | 123.2054 | 9.588 | 0 | 183.2291 | 0
28.12. | 24 | 308.8413 |  | 120.5842 | 9.588 | 0 | 178.6691 | 0
29.12. | 1 | 307.0977 |  | 122.1569 | 9.588 | 0 | 175.3527 | 0
29.12. | 2 | 306.5758 |  | 121.8424 | 9.588 | 0 | 175.1455 | 0
29.12. | 3 | 303.4668 |  | 121.8424 | 9.588 | 0 | 172.0364 | 0
29.12. | 4 | 301.2722 |  | 120.2697 | 9.588 | 0 | 171.4145 | 0
29.12. | 5 | 304.4007 |  | 121.9472 | 9.588 | 0 | 172.8655 | 0
29.12. | 6 | 305.9516 |  | 121.6327 | 9.588 | 0 | 174.7309 | 0
29.12. | 7 | 295.0347 |  | 118.5921 | 9.588 | 0 | 166.8545 | 0
29.12. | 8 | 297.3365 |  | 120.4794 | 9.588 | 0 | 167.2691 | 0
29.12. | 9 | 307.905 |  | 120.2697 | 9.588 | 0 | 178.0473 | 0
29.12. | 10 | 306.9686 |  | 119.9552 | 9.588 | 0 | 177.4255 | 0
29.12. | 11 | 302.1844 |  | 118.4873 | 9.588 | 0 | 174.1091 | 0
29.12. | 12 | 307.6953 |  | 120.06 | 9.588 | 0 | 178.0473 | 0
29.12. | 13 | 310.6092 |  | 121.1085 | 9.588 | 0 | 179.9127 | 0
29.12. | 14 | 310.5068 |  | 121.2133 | 9.588 | 0 | 179.7055 | 0
29.12. | 15 | 311.2334 |  | 121.3182 | 9.588 | 0 | 180.3273 | 0
29.12. | 16 | 310.4995 |  | 120.5842 | 9.588 | 0 | 180.3273 | 0
29.12. | 17 | 318.2613 |  | 119.6406 | 9.588 | 0 | 189.0327 | 0
29.12. | 18 | 320.9801 |  | 121.7375 | 9.588 | 0 | 189.6545 | 0
29.12. | 19 | 320.6656 |  | 121.423 | 9.588 | 0 | 189.6545 | 0
29.12. | 20 | 320.3462 |  | 120.6891 | 9.588 | 0 | 190.0691 | 0
29.12. | 21 | 320.2413 |  | 120.5842 | 9.588 | 0 | 190.0691 | 0
29.12. | 22 | 319.5195 |  | 120.8988 | 9.588 | 0 | 189.0327 | 0
29.12. | 23 | 314.4425 |  | 121.0036 | 9.588 | 0 | 183.8509 | 0
29.12. | 24 | 312.4674 |  | 120.4794 | 9.588 | 0 | 182.4 | 0
30.12. | 1 | 307.0662 |  | 119.4309 | 9.588 | 0 | 178.0473 | 0
30.12. | 2 | 307.6977 |  | 120.2697 | 9.588 | 0 | 177.84 | 0
30.12. | 3 | 302.311 |  | 120.4794 | 9.588 | 0 | 172.2436 | 0
30.12. | 4 | 305.2056 |  | 119.8503 | 9.588 | 0 | 175.7673 | 0
30.12. | 5 | 309.7656 |  | 119.8503 | 9.588 | 0 | 180.3273 | 0
30.12. | 6 | 308.851 |  | 121.423 | 9.588 | 0 | 177.84 | 0
30.12. | 7 | 313.2819 |  | 119.2212 | 9.588 | 0 | 184.4727 | 0
30.12. | 8 | 310.7898 |  | 118.8018 | 9.588 | 0 | 182.4 | 0
30.12. | 9 | 311.648 |  | 121.3182 | 9.588 | 0 | 180.7418 | 0
30.12. | 10 | 312.3625 |  | 120.3745 | 9.588 | 0 | 182.4 | 0
30.12. | 11 | 313.8207 |  | 121.0036 | 9.588 | 0 | 183.2291 | 0
30.12. | 12 | 315.1571 |  | 120.06 | 9.588 | 0 | 185.5091 | 0
30.12. | 13 | 308.6389 |  | 121.0036 | 9.588 | 0 | 178.0473 | 0
30.12. | 14 | 310.2971 |  | 121.0036 | 9.588 | 0 | 179.7055 | 0
30.12. | 15 | 314.3328 |  | 120.4794 | 9.588 | 0 | 184.2655 | 0
30.12. | 16 | 312.9795 |  | 119.9552 | 9.588 | 0 | 183.4364 | 0
30.12. | 17 | 315.791 |  | 121.1085 | 9.588 | 0 | 185.0945 | 0
30.12. | 18 | 315.6886 |  | 121.2133 | 9.588 | 0 | 184.8873 | 0
30.12. | 19 | 314.228 |  | 120.3745 | 9.588 | 0 | 184.2655 | 0
30.12. | 20 | 314.5425 |  | 120.6891 | 9.588 | 0 | 184.2655 | 0
30.12. | 21 | 318.7904 |  | 120.5842 | 9.588 | 0 | 188.6182 | 0
30.12. | 22 | 313.9256 |  | 121.1085 | 9.588 | 0 | 183.2291 | 0
30.12. | 23 | 319.205 |  | 120.5842 | 9.588 | 0 | 189.0327 | 0
30.12. | 24 | 317.8589 |  | 120.6891 | 9.588 | 0 | 187.5818 | 0
31.12. | 1 | 313.9135 |  | 120.06 | 9.588 | 0 | 184.2655 | 0
31.12. | 2 | 316.1056 |  | 121.423 | 9.588 | 0 | 185.0945 | 0
31.12. | 3 | 309.3462 |  | 119.4309 | 9.588 | 0 | 180.3273 | 0
31.12. | 4 | 304.9959 |  | 119.6406 | 9.588 | 0 | 175.7673 | 0
31.12. | 5 | 303.3522 |  | 120.8988 | 9.588 | 0 | 172.8655 | 0
31.12. | 6 | 303.3377 |  | 119.6406 | 9.588 | 0 | 174.1091 | 0
31.12. | 7 | 297.8486 |  | 119.9552 | 9.588 | 0 | 168.3055 | 0
31.12. | 8 | 308.6098 |  | 118.4873 | 9.588 | 0 | 180.5345 | 0
31.12. | 9 | 313.6965 |  | 119.2212 | 9.588 | 0 | 184.8873 | 0
31.12. | 10 | 314.528 |  | 119.4309 | 9.588 | 0 | 185.5091 | 0
31.12. | 11 | 310.2898 |  | 120.3745 | 9.588 | 0 | 180.3273 | 0
31.12. | 12 | 316.9153 |  | 119.7455 | 9.588 | 0 | 187.5818 | 0
31.12. | 13 | 317.625 |  | 118.3824 | 9.588 | 0 | 189.6545 | 0
31.12. | 14 | 319.1001 |  | 120.4794 | 9.588 | 0 | 189.0327 | 0
31.12. | 15 | 315.9668 |  | 118.3824 | 9.588 | 0 | 187.9964 | 0
31.12. | 16 | 313.9013 |  | 119.0115 | 9.588 | 0 | 185.3018 | 0
31.12. | 17 | 316.9225 |  | 120.3745 | 9.588 | 0 | 186.96 | 0
31.12. | 18 | 318.5686 |  | 119.3261 | 9.588 | 0 | 189.6545 | 0
31.12. | 19 | 318.2613 |  | 119.6406 | 9.588 | 0 | 189.0327 | 0
31.12. | 20 | 318.3541 |  | 118.697 | 9.588 | 0 | 190.0691 | 0
31.12. | 21 | 319.4219 |  | 121.423 | 9.588 | 0 | 188.4109 | 0
31.12. | 22 | 315.8716 |  | 119.1164 | 9.588 | 0 | 187.1673 | 0
31.12. | 23 | 318.2492 |  | 118.5921 | 9.588 | 0 | 190.0691 | 0
31.12. | 24 | 317.1153 |  | 119.1164 | 9.588 | 0 | 188.4109 | 0