## Thermal
ENTSO-E Market Modelling Database: Thermal generation
Country:
Market Node: | GR00
Year:
Climate year
Scenario
Fuel & Plant type |  | Net generating capacity (MW) | Number of units | Number of biofuel units | Biofuel usage [%] | MUST RUN OBLIGATIONS | [13 empty] | Daily limitation in MWh (optional) | [11 empty] | Unavailability |  |  | Min stable power (% of max power) | Ramp up rate(MW/h) | Ramp down rate (MW/h) | fixed generation reduction (% of max power output) | Median Start-up fuel name | Custom biofuel price (EUR/Net GJ) | Maximum number of units on maintenance
[32 empty] | Forced outage (annual rate) | Planned outage | Planned outage
[33 empty] | annual rate | winter
[7 empty] | Jan | Feb | Mar | April | May | June | July | Aug | Sept | Oct | Nov | Dec | causes (e.g technical, subsidies, environmental, grid constraints... | Jan | Feb | Mar | April | May | June | July | Aug | Sept | Oct | Nov | Dec | % | number of days | minimum % of annual number of days
Nuclear |  | 0 | 0 | 0 | 0 | number of must run units | 0 | 0 | 0 | 0 | 0 | 0 | 0 | 0 | 0 | 0 | 0 | 0 | [13 empty] | 5 | 54 | 15 |  |  |  | 0 | 0 |  | 0
[6 empty] | % of installed capacity | 0 | 0 | 0 | 0 | 0 | 0 | 0 | 0 | 0 | 0 | 0 | 0
Hard coal | old 1 | 0 | 0 | 0 | 0 | number of must run units | 0 | 0 | 0 | 0 | 0 | 0 | 0 | 0 | 0 | 0 | 0 | 0 | [13 empty] | 10 | 27 | 15 |  |  |  | 0 | 0 |  | 0
[6 empty] | % of installed capacity | 0 | 0 | 0 | 0 | 0 | 0 | 0 | 0 | 0 | 0 | 0 | 0
| old 2 | 0 | 0 | 0 | 0 | number of must run units | 0 | 0 | 0 | 0 | 0 | 0 | 0 | 0 | 0 | 0 | 0 | 0 | [13 empty] | 10 | 27 | 15 |  |  |  | 0 | 0 |  | 0
[6 empty] | % of installed capacity | 0 | 0 | 0 | 0 | 0 | 0 | 0 | 0 | 0 | 0 | 0 | 0
| new | 0 | 0 | 0 | 0 | number of must run units | 0 | 0 | 0 | 0 | 0 | 0 | 0 | 0 | 0 | 0 | 0 | 0 | [13 empty] | 7.5 | 27 | 15 |  |  |  | 0 | 0 |  | 0
[6 empty] | % of installed capacity | 0 | 0 | 0 | 0 | 0 | 0 | 0 | 0 | 0 | 0 | 0 | 0
| CCS | 0 | 0 | 0 | 0 | number of must run units | 0 | 0 | 0 | 0 | 0 | 0 | 0 | 0 | 0 | 0 | 0 | 0 | [13 empty] | 7.5 | 27 | 15 |  |  |  | 0 | 0 |  | 0
[6 empty] | % of installed capacity | 0 | 0 | 0 | 0 | 0 | 0 | 0 | 0 | 0 | 0 | 0 | 0
Lignite | old 1 | 0 | 0 | 0 | 0 | number of must run units | 0 | 0 | 0 | 0 | 0 | 0 | 0 | 0 | 0 | 0 | 0 | 0 | [13 empty] | 10 | 27 | 15 |  |  |  | 0 | 0 |  | 0
[6 empty] | % of installed capacity | 0 | 0 | 0 | 0 | 0 | 0 | 0 | 0 | 0 | 0 | 0 | 0
| old 2 | 0 | 0 | 0 | 0 | number of must run units | 0 | 0 | 0 | 0 | 0 | 0 | 0 | 0 | 0 | 0 | 0 | 0 | [13 empty] | 10 | 27 | 15 |  |  |  | 0 | 0 |  | 0
[6 empty] | % of installed capacity | 0 | 0 | 0 | 0 | 0 | 0 | 0 | 0 | 0 | 0 | 0 | 0
| new | 0 | 0 | 0 | 0 | number of must run units | 0 | 0 | 0 | 0 | 0 | 0 | 0 | 0 | 0 | 0 | 0 | 0 | [13 empty] | 7.5 | 27 | 15 |  |  |  | 0 | 0 |  | 0
[6 empty] | % of installed capacity | 0 | 0 | 0 | 0 | 0 | 0 | 0 | 0 | 0 | 0 | 0 | 0
| CCS | 0 | 0 | 0 | 0 | number of must run units | 0 | 0 | 0 | 0 | 0 | 0 | 0 | 0 | 0 | 0 | 0 | 0 | [13 empty] | 7.5 | 27 | 15 |  |  |  | 0 | 0 |  | 0
[6 empty] | % of installed capacity | 0 | 0 | 0 | 0 | 0 | 0 | 0 | 0 | 0 | 0 | 0 | 0
Gas | Conventional old 1 | 0 | 0 | 0 | 0 | number of must run units | 0 | 0 | 0 | 0 | 0 | 0 | 0 | 0 | 0 | 0 | 0 | 0 | [13 empty] | 8 | 27 | 15 |  |  |  | 0 | 0 |  | 0
[6 empty] | % of installed capacity | 0 | 0 | 0 | 0 | 0 | 0 | 0 | 0 | 0 | 0 | 0 | 0
| Conventional old 2 | 202.95 | 7 | 0 | 0 | number of must run units | 0 | 0 | 0 | 0 | 0 | 0 | 0 | 0 | 0 | 0 | 0 | 0 | [13 empty] | 8 | 27 | 15 | 0 | 9 | 9 | 0 | 0 | 0 | 7
[6 empty] | % of installed capacity | 0 | 0 | 0 | 0 | 0 | 0 | 0 | 0 | 0 | 0 | 0 | 0
| CCGT old 1 | 0 | 0 | 0 | 0 | number of must run units | 0 | 0 | 0 | 0 | 0 | 0 | 0 | 0 | 0 | 0 | 0 | 0 | [13 empty] | 8 | 27 | 15 |  |  |  | 0 | 0 |  | 0
[6 empty] | % of installed capacity | 0 | 0 | 0 | 0 | 0 | 0 | 0 | 0 | 0 | 0 | 0 | 0
| CCGT old 2 | 0 | 0 | 0 | 0 | number of must run units | 0 | 0 | 0 | 0 | 0 | 0 | 0 | 0 | 0 | 0 | 0 | 0 | [13 empty] | 8 | 27 | 15 |  |  |  | 0 | 0 |  | 0
[6 empty] | % of installed capacity | 0 | 0 | 0 | 0 | 0 | 0 | 0 | 0 | 0 | 0 | 0 | 0
| CCGT new | 3295 | 4 | 0 | 0 | number of must run units | 0 | 0 | 0 | 0 | 0 | 0 | 0 | 0 | 0 | 0 | 0 | 0 | [13 empty] | 5 | 15 | 15 | 40 | 2512.6616 | 2512.6616 | 0 | 0 | 0 | 4
[6 empty] | % of installed capacity | 0 | 0 | 0 | 0 | 0 | 0 | 0 | 0 | 0 | 0 | 0 | 0
| CCGT CCS | 0 | 0 | 0 | 0 | number of must run units | 0 | 0 | 0 | 0 | 0 | 0 | 0 | 0 | 0 | 0 | 0 | 0 | [13 empty] | 5 | 27 | 15 |  |  |  | 0 | 0 |  | 0
[6 empty] | % of installed capacity | 0 | 0 | 0 | 0 | 0 | 0 | 0 | 0 | 0 | 0 | 0 | 0
| OCGT old | 0 | 0 | 0 | 0 | number of must run units | 0 | 0 | 0 | 0 | 0 | 0 | 0 | 0 | 0 | 0 | 0 | 0 | [13 empty] | 8 | 13 | 15 |  |  |  | 0 | 0 |  | 0
[6 empty] | % of installed capacity | 0 | 0 | 0 | 0 | 0 | 0 | 0 | 0 | 0 | 0 | 0 | 0
| OCGT new | 0 | 0 | 0 | 0 | number of must run units | 0 | 0 | 0 | 0 | 0 | 0 | 0 | 0 | 0 | 0 | 0 | 0 | [13 empty] | 5 | 13 | 15 |  |  |  | 0 | 0 |  | 0
[6 empty] | % of installed capacity | 0 | 0 | 0 | 0 | 0 | 0 | 0 | 0 | 0 | 0 | 0 | 0
Light oil |  | 0 | 0 | 0 | 0 | number of must run units | 0 | 0 | 0 | 0 | 0 | 0 | 0 | 0 | 0 | 0 | 0 | 0 | [13 empty] | 8 | 13 | 15 |  |  |  | 0 | 0 |  | 0
[6 empty] | % of installed capacity | 0 | 0 | 0 | 0 | 0 | 0 | 0 | 0 | 0 | 0 | 0 | 0
Heavy oil | old 1 | 0 | 0 | 0 | 0 | number of must run units | 0 | 0 | 0 | 0 | 0 | 0 | 0 | 0 | 0 | 0 | 0 | 0 | [13 empty] | 10 | 27 | 15 |  |  |  | 0 | 0 |  | 0
[6 empty] | % of installed capacity | 0 | 0 | 0 | 0 | 0 | 0 | 0 | 0 | 0 | 0 | 0 | 0
| old 2 | 0 | 0 | 0 | 0 | number of must run units | 0 | 0 | 0 | 0 | 0 | 0 | 0 | 0 | 0 | 0 | 0 | 0 | [13 empty] | 10 | 27 | 15 |  |  |  | 0 | 0 |  | 0
[6 empty] | % of installed capacity | 0 | 0 | 0 | 0 | 0 | 0 | 0 | 0 | 0 | 0 | 0 | 0
Oil shale | old | 0 | 0 | 0 | 0 | number of must run units | 0 | 0 | 0 | 0 | 0 | 0 | 0 | 0 | 0 | 0 | 0 | 0 | [13 empty] | 10 | 27 | 15 |  |  |  | 0 | 0 |  | 0
[6 empty] | % of installed capacity | 0 | 0 | 0 | 0 | 0 | 0 | 0 | 0 | 0 | 0 | 0 | 0
| new | 0 | 0 | 0 | 0 | number of must run units | 0 | 0 | 0 | 0 | 0 | 0 | 0 | 0 | 0 | 0 | 0 | 0 | [13 empty] | 7.5 | 27 | 15 |  |  |  | 0 | 0 |  | 0
[6 empty] | % of installed capacity | 0 | 0 | 0 | 0 | 0 | 0 | 0 | 0 | 0 | 0 | 0 | 0
Gas | CCGT present 1 | 400 | 1 | 0 | 0 | number of must run units | 0 | 0 | 0 | 0 | 0 | 0 | 0 | 0 | 0 | 0 | 0 | 0 | [13 empty] | 9 | 15 | 15 | 55 | 630 | 630 | 0 | 0 | 0 | 1
[6 empty] | % of installed capacity | 0 | 0 | 0 | 0 | 0 | 0 | 0 | 0 | 0 | 0 | 0 | 0
| CCGT present 2 | 1617.2 | 4 | 0 | 0 | number of must run units | [25 empty] | 5 | 15 | 15 | 40.4403 | 864.4014 | 864.4014 | 0 | 0 | 0 | 4 | bar: Jan to Dec
[6 empty] | % of installed capacity | 8.0547 | 8.0547 | 8.0547 | 8.0547 | 8.0547 | 8.0547 | 8.0547 | 8.0547 | 8.0547 | 8.0547 | 8.0547 | 8.0547
Hydrogen | Fuel Cell | 0 | 0 | 0 | 0 | number of must run units | 0 | 0 | 0 | 0 | 0 | 0 | 0 | 0 | 0 | 0 | 0 | 0 | [13 empty] | 2.5 | 7 | 0 |  |  |  | 0 | 0 |  | 0
[6 empty] | % of installed capacity | 0 | 0 | 0 | 0 | 0 | 0 | 0 | 0 | 0 | 0 | 0 | 0
Hydrogen | CCGT | 0 | 0 | 0 | 0 | number of must run units | 0 | 0 | 0 | 0 | 0 | 0 | 0 | 0 | 0 | 0 | 0 | 0 | [13 empty] | 5 | 27 | 15 |  |  |  | 0 | 0 |  | 0
[6 empty] | % of installed capacity | 0 | 0 | 0 | 0 | 0 | 0 | 0 | 0 | 0 | 0 | 0 | 0
Hydrogen | OCGT | 0 | 0 | 0 | 0 | number of must run units | 0 | 0 | 0 | 0 | 0 | 0 | 0 | 0 | 0 | 0 | 0 | 0 | [13 empty] | 5 | 13 | 15 |  |  |  | 0 | 0 |  | 0
[6 empty] | % of installed capacity | 0 | 0 | 0 | 0 | 0 | 0 | 0 | 0 | 0 | 0 | 0 | 0

## Other Non-RES
ENTSO-E Market Modelling Database: Other non-RES
Country:
Market Node: | GR00
Year:
Climate year |  |  | N.B. use convention first January always Monday (2007 calendar year) --> see guidelines for further details
Scenario
|  | Price Band 1 | Price Band 2
| Installed capacity (MW) | 202.95
| Number of units | 15
| PEMMDB type(s) | OtherNon-RES/Gas/conventional old 2
Purpose
| Avg. Market Offer Price (€/MWh) | 0
| Avg. Efficiency Ratio | 0.41
| Avg. CO2 em. factor (ton/MWh) | 139.0244
| Start climate year | 2050
| End climate year | 2050
Date | Hour | Available capacity (MW) | Available capacity (MW) | Available capacity (MW) | Available capacity (MW) | Available capacity (MW) | Available capacity (MW) | Available capacity (MW) | Available capacity (MW) | Available capacity (MW) | Available capacity (MW) | Available capacity (MW) | Available capacity (MW) | Available capacity (MW) | Available capacity (MW) | Available capacity (MW) | Available capacity (MW) | Available capacity (MW) | Available capacity (MW) | Available capacity (MW) | Available capacity (MW) | Available capacity (MW) | Available capacity (MW) | Available capacity (MW) | Available capacity (MW) | Available capacity (MW) | Available capacity (MW) | Available capacity (MW)
01.01. | 1 | 202.95
01.01. | 2 | 202.95
01.01. | 3 | 202.95
01.01. | 4 | 202.95
01.01. | 5 | 202.95
01.01. | 6 | 202.95
01.01. | 7 | 202.95
01.01. | 8 | 202.95
01.01. | 9 | 202.95
01.01. | 10 | 202.95
01.01. | 11 | 202.95
01.01. | 12 | 202.95
01.01. | 13 | 202.95
01.01. | 14 | 202.95
01.01. | 15 | 202.95
01.01. | 16 | 202.95
01.01. | 17 | 202.95
01.01. | 18 | 202.95
01.01. | 19 | 202.95
01.01. | 20 | 202.95
01.01. | 21 | 202.95
01.01. | 22 | 202.95
01.01. | 23 | 202.95
01.01. | 24 | 202.95
02.01. | 1 | 202.95
02.01. | 2 | 202.95
02.01. | 3 | 202.95
02.01. | 4 | 202.95
02.01. | 5 | 202.95
02.01. | 6 | 202.95
02.01. | 7 | 202.95
02.01. | 8 | 202.95
02.01. | 9 | 202.95
02.01. | 10 | 202.95
02.01. | 11 | 202.95
02.01. | 12 | 202.95
02.01. | 13 | 202.95
02.01. | 14 | 202.95
02.01. | 15 | 202.95
02.01. | 16 | 202.95
02.01. | 17 | 202.95
02.01. | 18 | 202.95
02.01. | 19 | 202.95
02.01. | 20 | 202.95
02.01. | 21 | 202.95
02.01. | 22 | 202.95
02.01. | 23 | 202.95
02.01. | 24 | 202.95
03.01. | 1 | 202.95
03.01. | 2 | 202.95
03.01. | 3 | 202.95
03.01. | 4 | 202.95
03.01. | 5 | 202.95
03.01. | 6 | 202.95
03.01. | 7 | 202.95
03.01. | 8 | 202.95
03.01. | 9 | 202.95
03.01. | 10 | 202.95
03.01. | 11 | 202.95
03.01. | 12 | 202.95
03.01. | 13 | 202.95
03.01. | 14 | 202.95
03.01. | 15 | 202.95
03.01. | 16 | 202.95
03.01. | 17 | 202.95
03.01. | 18 | 202.95
03.01. | 19 | 202.95
03.01. | 20 | 202.95
03.01. | 21 | 202.95
03.01. | 22 | 202.95
03.01. | 23 | 202.95
03.01. | 24 | 202.95
04.01. | 1 | 202.95
04.01. | 2 | 202.95
04.01. | 3 | 202.95
04.01. | 4 | 202.95
04.01. | 5 | 202.95
04.01. | 6 | 202.95
04.01. | 7 | 202.95
04.01. | 8 | 202.95
04.01. | 9 | 202.95
04.01. | 10 | 202.95
04.01. | 11 | 202.95
04.01. | 12 | 202.95
04.01. | 13 | 202.95
04.01. | 14 | 202.95
04.01. | 15 | 202.95
04.01. | 16 | 202.95
04.01. | 17 | 202.95
04.01. | 18 | 202.95
04.01. | 19 | 202.95
04.01. | 20 | 202.95
04.01. | 21 | 202.95
04.01. | 22 | 202.95
04.01. | 23 | 202.95
04.01. | 24 | 202.95
05.01. | 1 | 202.95
05.01. | 2 | 202.95
05.01. | 3 | 202.95
05.01. | 4 | 202.95
05.01. | 5 | 202.95
05.01. | 6 | 202.95
05.01. | 7 | 202.95
05.01. | 8 | 202.95
05.01. | 9 | 202.95
05.01. | 10 | 202.95
05.01. | 11 | 202.95
05.01. | 12 | 202.95
05.01. | 13 | 202.95
05.01. | 14 | 202.95
05.01. | 15 | 202.95
05.01. | 16 | 202.95
05.01. | 17 | 202.95
05.01. | 18 | 202.95
05.01. | 19 | 202.95
05.01. | 20 | 202.95
05.01. | 21 | 202.95
05.01. | 22 | 202.95
05.01. | 23 | 202.95
05.01. | 24 | 202.95
06.01. | 1 | 202.95
06.01. | 2 | 202.95
06.01. | 3 | 202.95
06.01. | 4 | 202.95
06.01. | 5 | 202.95
06.01. | 6 | 202.95
06.01. | 7 | 202.95
06.01. | 8 | 202.95
06.01. | 9 | 202.95
06.01. | 10 | 202.95
06.01. | 11 | 202.95
06.01. | 12 | 202.95
06.01. | 13 | 202.95
06.01. | 14 | 202.95
06.01. | 15 | 202.95
06.01. | 16 | 202.95
06.01. | 17 | 202.95
06.01. | 18 | 202.95
06.01. | 19 | 202.95
06.01. | 20 | 202.95
06.01. | 21 | 202.95
06.01. | 22 | 202.95
06.01. | 23 | 202.95
06.01. | 24 | 202.95
07.01. | 1 | 202.95
07.01. | 2 | 202.95
07.01. | 3 | 202.95
07.01. | 4 | 202.95
07.01. | 5 | 202.95
07.01. | 6 | 202.95
07.01. | 7 | 202.95
07.01. | 8 | 202.95
07.01. | 9 | 202.95
07.01. | 10 | 202.95
07.01. | 11 | 202.95
07.01. | 12 | 202.95
07.01. | 13 | 202.95
07.01. | 14 | 202.95
07.01. | 15 | 202.95
07.01. | 16 | 202.95
07.01. | 17 | 202.95
07.01. | 18 | 202.95
07.01. | 19 | 202.95
07.01. | 20 | 202.95
07.01. | 21 | 202.95
07.01. | 22 | 202.95
07.01. | 23 | 202.95
07.01. | 24 | 202.95
08.01. | 1 | 202.95
08.01. | 2 | 202.95
08.01. | 3 | 202.95
08.01. | 4 | 202.95
08.01. | 5 | 202.95
08.01. | 6 | 202.95
08.01. | 7 | 202.95
08.01. | 8 | 202.95
08.01. | 9 | 202.95
08.01. | 10 | 202.95
08.01. | 11 | 202.95
08.01. | 12 | 202.95
08.01. | 13 | 202.95
08.01. | 14 | 202.95
08.01. | 15 | 202.95
08.01. | 16 | 202.95
08.01. | 17 | 202.95
08.01. | 18 | 202.95
08.01. | 19 | 202.95
08.01. | 20 | 202.95
08.01. | 21 | 202.95
08.01. | 22 | 202.95
08.01. | 23 | 202.95
08.01. | 24 | 202.95
09.01. | 1 | 202.95
09.01. | 2 | 202.95
09.01. | 3 | 202.95
09.01. | 4 | 202.95
09.01. | 5 | 202.95
09.01. | 6 | 202.95
09.01. | 7 | 202.95
09.01. | 8 | 202.95
09.01. | 9 | 202.95
09.01. | 10 | 202.95
09.01. | 11 | 202.95
09.01. | 12 | 202.95
09.01. | 13 | 202.95
09.01. | 14 | 202.95
09.01. | 15 | 202.95
09.01. | 16 | 202.95
09.01. | 17 | 202.95
09.01. | 18 | 202.95
09.01. | 19 | 202.95
09.01. | 20 | 202.95
09.01. | 21 | 202.95
09.01. | 22 | 202.95
09.01. | 23 | 202.95
09.01. | 24 | 202.95
10.01. | 1 | 202.95
10.01. | 2 | 202.95
10.01. | 3 | 202.95
10.01. | 4 | 202.95
10.01. | 5 | 202.95
10.01. | 6 | 202.95
10.01. | 7 | 202.95
10.01. | 8 | 202.95
10.01. | 9 | 202.95
10.01. | 10 | 202.95
10.01. | 11 | 202.95
10.01. | 12 | 202.95
10.01. | 13 | 202.95
10.01. | 14 | 202.95
10.01. | 15 | 202.95
10.01. | 16 | 202.95
10.01. | 17 | 202.95
10.01. | 18 | 202.95
10.01. | 19 | 202.95
10.01. | 20 | 202.95
10.01. | 21 | 202.95
10.01. | 22 | 202.95
10.01. | 23 | 202.95
10.01. | 24 | 202.95
11.01. | 1 | 202.95
11.01. | 2 | 202.95
11.01. | 3 | 202.95
11.01. | 4 | 202.95
11.01. | 5 | 202.95
11.01. | 6 | 202.95
11.01. | 7 | 202.95
11.01. | 8 | 202.95
11.01. | 9 | 202.95
11.01. | 10 | 202.95
11.01. | 11 | 202.95
11.01. | 12 | 202.95
11.01. | 13 | 202.95
11.01. | 14 | 202.95
11.01. | 15 | 202.95
11.01. | 16 | 202.95
11.01. | 17 | 202.95
11.01. | 18 | 202.95
11.01. | 19 | 202.95
11.01. | 20 | 202.95
11.01. | 21 | 202.95
11.01. | 22 | 202.95
11.01. | 23 | 202.95
11.01. | 24 | 202.95
12.01. | 1 | 202.95
12.01. | 2 | 202.95
12.01. | 3 | 202.95
12.01. | 4 | 202.95
12.01. | 5 | 202.95
12.01. | 6 | 202.95
12.01. | 7 | 202.95
12.01. | 8 | 202.95
12.01. | 9 | 202.95
12.01. | 10 | 202.95
12.01. | 11 | 202.95
12.01. | 12 | 202.95
12.01. | 13 | 202.95
12.01. | 14 | 202.95
12.01. | 15 | 202.95
12.01. | 16 | 202.95
12.01. | 17 | 202.95
12.01. | 18 | 202.95
12.01. | 19 | 202.95
12.01. | 20 | 202.95
12.01. | 21 | 202.95
12.01. | 22 | 202.95
12.01. | 23 | 202.95
12.01. | 24 | 202.95
13.01. | 1 | 202.95
13.01. | 2 | 202.95
13.01. | 3 | 202.95
13.01. | 4 | 202.95
13.01. | 5 | 202.95
13.01. | 6 | 202.95
13.01. | 7 | 202.95
13.01. | 8 | 202.95
13.01. | 9 | 202.95
13.01. | 10 | 202.95
13.01. | 11 | 202.95
13.01. | 12 | 202.95
13.01. | 13 | 202.95
13.01. | 14 | 202.95
13.01. | 15 | 202.95
13.01. | 16 | 202.95
13.01. | 17 | 202.95
13.01. | 18 | 202.95
13.01. | 19 | 202.95
13.01. | 20 | 202.95
13.01. | 21 | 202.95
13.01. | 22 | 202.95
13.01. | 23 | 202.95
13.01. | 24 | 202.95
14.01. | 1 | 202.95
14.01. | 2 | 202.95
14.01. | 3 | 202.95
14.01. | 4 | 202.95
14.01. | 5 | 202.95
14.01. | 6 | 202.95
14.01. | 7 | 202.95
14.01. | 8 | 202.95
14.01. | 9 | 202.95
14.01. | 10 | 202.95
14.01. | 11 | 202.95
14.01. | 12 | 202.95
14.01. | 13 | 202.95
14.01. | 14 | 202.95
14.01. | 15 | 202.95
14.01. | 16 | 202.95
14.01. | 17 | 202.95
14.01. | 18 | 202.95
14.01. | 19 | 202.95
14.01. | 20 | 202.95
14.01. | 21 | 202.95
14.01. | 22 | 202.95
14.01. | 23 | 202.95
14.01. | 24 | 202.95
15.01. | 1 | 202.95
15.01. | 2 | 202.95
15.01. | 3 | 202.95
15.01. | 4 | 202.95
15.01. | 5 | 202.95
15.01. | 6 | 202.95
15.01. | 7 | 202.95
15.01. | 8 | 202.95
15.01. | 9 | 202.95
15.01. | 10 | 202.95
15.01. | 11 | 202.95
15.01. | 12 | 202.95
15.01. | 13 | 202.95
15.01. | 14 | 202.95
15.01. | 15 | 202.95
15.01. | 16 | 202.95
15.01. | 17 | 202.95
15.01. | 18 | 202.95
15.01. | 19 | 202.95
15.01. | 20 | 202.95
15.01. | 21 | 202.95
15.01. | 22 | 202.95
15.01. | 23 | 202.95
15.01. | 24 | 202.95
16.01. | 1 | 202.95
16.01. | 2 | 202.95
16.01. | 3 | 202.95
16.01. | 4 | 202.95
16.01. | 5 | 202.95
16.01. | 6 | 202.95
16.01. | 7 | 202.95
16.01. | 8 | 202.95
16.01. | 9 | 202.95
16.01. | 10 | 202.95
16.01. | 11 | 202.95
16.01. | 12 | 202.95
16.01. | 13 | 202.95
16.01. | 14 | 202.95
16.01. | 15 | 202.95
16.01. | 16 | 202.95
16.01. | 17 | 202.95
16.01. | 18 | 202.95
16.01. | 19 | 202.95
16.01. | 20 | 202.95
16.01. | 21 | 202.95
16.01. | 22 | 202.95
16.01. | 23 | 202.95
16.01. | 24 | 202.95
17.01. | 1 | 202.95
17.01. | 2 | 202.95
17.01. | 3 | 202.95
17.01. | 4 | 202.95
17.01. | 5 | 202.95
17.01. | 6 | 202.95
17.01. | 7 | 202.95
17.01. | 8 | 202.95
17.01. | 9 | 202.95
17.01. | 10 | 202.95
17.01. | 11 | 202.95
17.01. | 12 | 202.95
17.01. | 13 | 202.95
17.01. | 14 | 202.95
17.01. | 15 | 202.95
17.01. | 16 | 202.95
17.01. | 17 | 202.95
17.01. | 18 | 202.95
17.01. | 19 | 202.95
17.01. | 20 | 202.95
17.01. | 21 | 202.95
17.01. | 22 | 202.95
17.01. | 23 | 202.95
17.01. | 24 | 202.95
18.01. | 1 | 202.95
18.01. | 2 | 202.95
18.01. | 3 | 202.95
18.01. | 4 | 202.95
18.01. | 5 | 202.95
18.01. | 6 | 202.95
18.01. | 7 | 202.95
18.01. | 8 | 202.95
18.01. | 9 | 202.95
18.01. | 10 | 202.95
18.01. | 11 | 202.95
18.01. | 12 | 202.95
18.01. | 13 | 202.95
18.01. | 14 | 202.95
18.01. | 15 | 202.95
18.01. | 16 | 202.95
18.01. | 17 | 202.95
18.01. | 18 | 202.95
18.01. | 19 | 202.95
18.01. | 20 | 202.95
18.01. | 21 | 202.95
18.01. | 22 | 202.95
18.01. | 23 | 202.95
18.01. | 24 | 202.95
19.01. | 1 | 202.95
19.01. | 2 | 202.95
19.01. | 3 | 202.95
19.01. | 4 | 202.95
19.01. | 5 | 202.95
19.01. | 6 | 202.95
19.01. | 7 | 202.95
19.01. | 8 | 202.95
19.01. | 9 | 202.95
19.01. | 10 | 202.95
19.01. | 11 | 202.95
19.01. | 12 | 202.95
19.01. | 13 | 202.95
19.01. | 14 | 202.95
19.01. | 15 | 202.95
19.01. | 16 | 202.95
19.01. | 17 | 202.95
19.01. | 18 | 202.95
19.01. | 19 | 202.95
19.01. | 20 | 202.95
19.01. | 21 | 202.95
19.01. | 22 | 202.95
19.01. | 23 | 202.95
19.01. | 24 | 202.95
20.01. | 1 | 202.95
20.01. | 2 | 202.95
20.01. | 3 | 202.95
20.01. | 4 | 202.95
20.01. | 5 | 202.95
20.01. | 6 | 202.95
20.01. | 7 | 202.95
20.01. | 8 | 202.95
20.01. | 9 | 202.95
20.01. | 10 | 202.95
20.01. | 11 | 202.95
20.01. | 12 | 202.95
20.01. | 13 | 202.95
20.01. | 14 | 202.95
20.01. | 15 | 202.95
20.01. | 16 | 202.95
20.01. | 17 | 202.95
20.01. | 18 | 202.95
20.01. | 19 | 202.95
20.01. | 20 | 202.95
20.01. | 21 | 202.95
20.01. | 22 | 202.95
20.01. | 23 | 202.95
20.01. | 24 | 202.95
21.01. | 1 | 202.95
21.01. | 2 | 202.95
21.01. | 3 | 202.95
21.01. | 4 | 202.95
21.01. | 5 | 202.95
21.01. | 6 | 202.95
21.01. | 7 | 202.95
21.01. | 8 | 202.95
21.01. | 9 | 202.95
21.01. | 10 | 202.95
21.01. | 11 | 202.95
21.01. | 12 | 202.95
21.01. | 13 | 202.95
21.01. | 14 | 202.95
21.01. | 15 | 202.95
21.01. | 16 | 202.95
21.01. | 17 | 202.95
21.01. | 18 | 202.95
21.01. | 19 | 202.95
21.01. | 20 | 202.95
21.01. | 21 | 202.95
21.01. | 22 | 202.95
21.01. | 23 | 202.95
21.01. | 24 | 202.95
22.01. | 1 | 202.95
22.01. | 2 | 202.95
22.01. | 3 | 202.95
22.01. | 4 | 202.95
22.01. | 5 | 202.95
22.01. | 6 | 202.95
22.01. | 7 | 202.95
22.01. | 8 | 202.95
22.01. | 9 | 202.95
22.01. | 10 | 202.95
22.01. | 11 | 202.95
22.01. | 12 | 202.95
22.01. | 13 | 202.95
22.01. | 14 | 202.95
22.01. | 15 | 202.95
22.01. | 16 | 202.95
22.01. | 17 | 202.95
22.01. | 18 | 202.95
22.01. | 19 | 202.95
22.01. | 20 | 202.95
22.01. | 21 | 202.95
22.01. | 22 | 202.95
22.01. | 23 | 202.95
22.01. | 24 | 202.95
23.01. | 1 | 202.95
23.01. | 2 | 202.95
23.01. | 3 | 202.95
23.01. | 4 | 202.95
23.01. | 5 | 202.95
23.01. | 6 | 202.95
23.01. | 7 | 202.95
23.01. | 8 | 202.95
23.01. | 9 | 202.95
23.01. | 10 | 202.95
23.01. | 11 | 202.95
23.01. | 12 | 202.95
23.01. | 13 | 202.95
23.01. | 14 | 202.95
23.01. | 15 | 202.95
23.01. | 16 | 202.95
23.01. | 17 | 202.95
23.01. | 18 | 202.95
23.01. | 19 | 202.95
23.01. | 20 | 202.95
23.01. | 21 | 202.95
23.01. | 22 | 202.95
23.01. | 23 | 202.95
23.01. | 24 | 202.95
24.01. | 1 | 202.95
24.01. | 2 | 202.95
24.01. | 3 | 202.95
24.01. | 4 | 202.95
24.01. | 5 | 202.95
24.01. | 6 | 202.95
24.01. | 7 | 202.95
24.01. | 8 | 202.95
24.01. | 9 | 202.95
24.01. | 10 | 202.95
24.01. | 11 | 202.95
24.01. | 12 | 202.95
24.01. | 13 | 202.95
24.01. | 14 | 202.95
24.01. | 15 | 202.95
24.01. | 16 | 202.95
24.01. | 17 | 202.95
24.01. | 18 | 202.95
24.01. | 19 | 202.95
24.01. | 20 | 202.95
24.01. | 21 | 202.95
24.01. | 22 | 202.95
24.01. | 23 | 202.95
24.01. | 24 | 202.95
25.01. | 1 | 202.95
25.01. | 2 | 202.95
25.01. | 3 | 202.95
25.01. | 4 | 202.95
25.01. | 5 | 202.95
25.01. | 6 | 202.95
25.01. | 7 | 202.95
25.01. | 8 | 202.95
25.01. | 9 | 202.95
25.01. | 10 | 202.95
25.01. | 11 | 202.95
25.01. | 12 | 202.95
25.01. | 13 | 202.95
25.01. | 14 | 202.95
25.01. | 15 | 202.95
25.01. | 16 | 202.95
25.01. | 17 | 202.95
25.01. | 18 | 202.95
25.01. | 19 | 202.95
25.01. | 20 | 202.95
25.01. | 21 | 202.95
25.01. | 22 | 202.95
25.01. | 23 | 202.95
25.01. | 24 | 202.95
26.01. | 1 | 202.95
26.01. | 2 | 202.95
26.01. | 3 | 202.95
26.01. | 4 | 202.95
26.01. | 5 | 202.95
26.01. | 6 | 202.95
26.01. | 7 | 202.95
26.01. | 8 | 202.95
26.01. | 9 | 202.95
26.01. | 10 | 202.95
26.01. | 11 | 202.95
26.01. | 12 | 202.95
26.01. | 13 | 202.95
26.01. | 14 | 202.95
26.01. | 15 | 202.95
26.01. | 16 | 202.95
26.01. | 17 | 202.95
26.01. | 18 | 202.95
26.01. | 19 | 202.95
26.01. | 20 | 202.95
26.01. | 21 | 202.95
26.01. | 22 | 202.95
26.01. | 23 | 202.95
26.01. | 24 | 202.95
27.01. | 1 | 202.95
27.01. | 2 | 202.95
27.01. | 3 | 202.95
27.01. | 4 | 202.95
27.01. | 5 | 202.95
27.01. | 6 | 202.95
27.01. | 7 | 202.95
27.01. | 8 | 202.95
27.01. | 9 | 202.95
27.01. | 10 | 202.95
27.01. | 11 | 202.95
27.01. | 12 | 202.95
27.01. | 13 | 202.95
27.01. | 14 | 202.95
27.01. | 15 | 202.95
27.01. | 16 | 202.95
27.01. | 17 | 202.95
27.01. | 18 | 202.95
27.01. | 19 | 202.95
27.01. | 20 | 202.95
27.01. | 21 | 202.95
27.01. | 22 | 202.95
27.01. | 23 | 202.95
27.01. | 24 | 202.95
28.01. | 1 | 202.95
28.01. | 2 | 202.95
28.01. | 3 | 202.95
28.01. | 4 | 202.95
28.01. | 5 | 202.95
28.01. | 6 | 202.95
28.01. | 7 | 202.95
28.01. | 8 | 202.95
28.01. | 9 | 202.95
28.01. | 10 | 202.95
28.01. | 11 | 202.95
28.01. | 12 | 202.95
28.01. | 13 | 202.95
28.01. | 14 | 202.95
28.01. | 15 | 202.95
28.01. | 16 | 202.95
28.01. | 17 | 202.95
28.01. | 18 | 202.95
28.01. | 19 | 202.95
28.01. | 20 | 202.95
28.01. | 21 | 202.95
28.01. | 22 | 202.95
28.01. | 23 | 202.95
28.01. | 24 | 202.95
29.01. | 1 | 202.95
29.01. | 2 | 202.95
29.01. | 3 | 202.95
29.01. | 4 | 202.95
29.01. | 5 | 202.95
29.01. | 6 | 202.95
29.01. | 7 | 202.95
29.01. | 8 | 202.95
29.01. | 9 | 202.95
29.01. | 10 | 202.95
29.01. | 11 | 202.95
29.01. | 12 | 202.95
29.01. | 13 | 202.95
29.01. | 14 | 202.95
29.01. | 15 | 202.95
29.01. | 16 | 202.95
29.01. | 17 | 202.95
29.01. | 18 | 202.95
29.01. | 19 | 202.95
29.01. | 20 | 202.95
29.01. | 21 | 202.95
29.01. | 22 | 202.95
29.01. | 23 | 202.95
29.01. | 24 | 202.95
30.01. | 1 | 202.95
30.01. | 2 | 202.95
30.01. | 3 | 202.95
30.01. | 4 | 202.95
30.01. | 5 | 202.95
30.01. | 6 | 202.95
30.01. | 7 | 202.95
30.01. | 8 | 202.95
30.01. | 9 | 202.95
30.01. | 10 | 202.95
30.01. | 11 | 202.95
30.01. | 12 | 202.95
30.01. | 13 | 202.95
30.01. | 14 | 202.95
30.01. | 15 | 202.95
30.01. | 16 | 202.95
30.01. | 17 | 202.95
30.01. | 18 | 202.95
30.01. | 19 | 202.95
30.01. | 20 | 202.95
30.01. | 21 | 202.95
30.01. | 22 | 202.95
30.01. | 23 | 202.95
30.01. | 24 | 202.95
31.01. | 1 | 202.95
31.01. | 2 | 202.95
31.01. | 3 | 202.95
31.01. | 4 | 202.95
31.01. | 5 | 202.95
31.01. | 6 | 202.95
31.01. | 7 | 202.95
31.01. | 8 | 202.95
31.01. | 9 | 202.95
31.01. | 10 | 202.95
31.01. | 11 | 202.95
31.01. | 12 | 202.95
31.01. | 13 | 202.95
31.01. | 14 | 202.95
31.01. | 15 | 202.95
31.01. | 16 | 202.95
31.01. | 17 | 202.95
31.01. | 18 | 202.95
31.01. | 19 | 202.95
31.01. | 20 | 202.95
31.01. | 21 | 202.95
31.01. | 22 | 202.95
31.01. | 23 | 202.95
31.01. | 24 | 202.95
01.02. | 1 | 202.95
01.02. | 2 | 202.95
01.02. | 3 | 202.95
01.02. | 4 | 202.95
01.02. | 5 | 202.95
01.02. | 6 | 202.95
01.02. | 7 | 202.95
01.02. | 8 | 202.95
01.02. | 9 | 202.95
01.02. | 10 | 202.95
01.02. | 11 | 202.95
01.02. | 12 | 202.95
01.02. | 13 | 202.95
01.02. | 14 | 202.95
01.02. | 15 | 202.95
01.02. | 16 | 202.95
01.02. | 17 | 202.95
01.02. | 18 | 202.95
01.02. | 19 | 202.95
01.02. | 20 | 202.95
01.02. | 21 | 202.95
01.02. | 22 | 202.95
01.02. | 23 | 202.95
01.02. | 24 | 202.95
02.02. | 1 | 202.95
02.02. | 2 | 202.95
02.02. | 3 | 202.95
02.02. | 4 | 202.95
02.02. | 5 | 202.95
02.02. | 6 | 202.95
02.02. | 7 | 202.95
02.02. | 8 | 202.95
02.02. | 9 | 202.95
02.02. | 10 | 202.95
02.02. | 11 | 202.95
02.02. | 12 | 202.95
02.02. | 13 | 202.95
02.02. | 14 | 202.95
02.02. | 15 | 202.95
02.02. | 16 | 202.95
02.02. | 17 | 202.95
02.02. | 18 | 202.95
02.02. | 19 | 202.95
02.02. | 20 | 202.95
02.02. | 21 | 202.95
02.02. | 22 | 202.95
02.02. | 23 | 202.95
02.02. | 24 | 202.95
03.02. | 1 | 202.95
03.02. | 2 | 202.95
03.02. | 3 | 202.95
03.02. | 4 | 202.95
03.02. | 5 | 202.95
03.02. | 6 | 202.95
03.02. | 7 | 202.95
03.02. | 8 | 202.95
03.02. | 9 | 202.95
03.02. | 10 | 202.95
03.02. | 11 | 202.95
03.02. | 12 | 202.95
03.02. | 13 | 202.95
03.02. | 14 | 202.95
03.02. | 15 | 202.95
03.02. | 16 | 202.95
03.02. | 17 | 202.95
03.02. | 18 | 202.95
03.02. | 19 | 202.95
03.02. | 20 | 202.95
03.02. | 21 | 202.95
03.02. | 22 | 202.95
03.02. | 23 | 202.95
03.02. | 24 | 202.95
04.02. | 1 | 202.95
04.02. | 2 | 202.95
04.02. | 3 | 202.95
04.02. | 4 | 202.95
04.02. | 5 | 202.95
04.02. | 6 | 202.95
04.02. | 7 | 202.95
04.02. | 8 | 202.95
04.02. | 9 | 202.95
04.02. | 10 | 202.95
04.02. | 11 | 202.95
04.02. | 12 | 202.95
04.02. | 13 | 202.95
04.02. | 14 | 202.95
04.02. | 15 | 202.95
04.02. | 16 | 202.95
04.02. | 17 | 202.95
04.02. | 18 | 202.95
04.02. | 19 | 202.95
04.02. | 20 | 202.95
04.02. | 21 | 202.95
04.02. | 22 | 202.95
04.02. | 23 | 202.95
04.02. | 24 | 202.95
05.02. | 1 | 202.95
05.02. | 2 | 202.95
05.02. | 3 | 202.95
05.02. | 4 | 202.95
05.02. | 5 | 202.95
05.02. | 6 | 202.95
05.02. | 7 | 202.95
05.02. | 8 | 202.95
05.02. | 9 | 202.95
05.02. | 10 | 202.95
05.02. | 11 | 202.95
05.02. | 12 | 202.95
05.02. | 13 | 202.95
05.02. | 14 | 202.95
05.02. | 15 | 202.95
05.02. | 16 | 202.95
05.02. | 17 | 202.95
05.02. | 18 | 202.95
05.02. | 19 | 202.95
05.02. | 20 | 202.95
05.02. | 21 | 202.95
05.02. | 22 | 202.95
05.02. | 23 | 202.95
05.02. | 24 | 202.95
06.02. | 1 | 202.95
06.02. | 2 | 202.95
06.02. | 3 | 202.95
06.02. | 4 | 202.95
06.02. | 5 | 202.95
06.02. | 6 | 202.95
06.02. | 7 | 202.95
06.02. | 8 | 202.95
06.02. | 9 | 202.95
06.02. | 10 | 202.95
06.02. | 11 | 202.95
06.02. | 12 | 202.95
06.02. | 13 | 202.95
06.02. | 14 | 202.95
06.02. | 15 | 202.95
06.02. | 16 | 202.95
06.02. | 17 | 202.95
06.02. | 18 | 202.95
06.02. | 19 | 202.95
06.02. | 20 | 202.95
06.02. | 21 | 202.95
06.02. | 22 | 202.95
06.02. | 23 | 202.95
06.02. | 24 | 202.95
07.02. | 1 | 202.95
07.02. | 2 | 202.95
07.02. | 3 | 202.95
07.02. | 4 | 202.95
07.02. | 5 | 202.95
07.02. | 6 | 202.95
07.02. | 7 | 202.95
07.02. | 8 | 202.95
07.02. | 9 | 202.95
07.02. | 10 | 202.95
07.02. | 11 | 202.95
07.02. | 12 | 202.95
07.02. | 13 | 202.95
07.02. | 14 | 202.95
07.02. | 15 | 202.95
07.02. | 16 | 202.95
07.02. | 17 | 202.95
07.02. | 18 | 202.95
07.02. | 19 | 202.95
07.02. | 20 | 202.95
07.02. | 21 | 202.95
07.02. | 22 | 202.95
07.02. | 23 | 202.95
07.02. | 24 | 202.95
08.02. | 1 | 202.95
08.02. | 2 | 202.95
08.02. | 3 | 202.95
08.02. | 4 | 202.95
08.02. | 5 | 202.95
08.02. | 6 | 202.95
08.02. | 7 | 202.95
08.02. | 8 | 202.95
08.02. | 9 | 202.95
08.02. | 10 | 202.95
08.02. | 11 | 202.95
08.02. | 12 | 202.95
08.02. | 13 | 202.95
08.02. | 14 | 202.95
08.02. | 15 | 202.95
08.02. | 16 | 202.95
08.02. | 17 | 202.95
08.02. | 18 | 202.95
08.02. | 19 | 202.95
08.02. | 20 | 202.95
08.02. | 21 | 202.95
08.02. | 22 | 202.95
08.02. | 23 | 202.95
08.02. | 24 | 202.95
09.02. | 1 | 202.95
09.02. | 2 | 202.95
09.02. | 3 | 202.95
09.02. | 4 | 202.95
09.02. | 5 | 202.95
09.02. | 6 | 202.95
09.02. | 7 | 202.95
09.02. | 8 | 202.95
09.02. | 9 | 202.95
09.02. | 10 | 202.95
09.02. | 11 | 202.95
09.02. | 12 | 202.95
09.02. | 13 | 202.95
09.02. | 14 | 202.95
09.02. | 15 | 202.95
09.02. | 16 | 202.95
09.02. | 17 | 202.95
09.02. | 18 | 202.95
09.02. | 19 | 202.95
09.02. | 20 | 202.95
09.02. | 21 | 202.95
09.02. | 22 | 202.95
09.02. | 23 | 202.95
09.02. | 24 | 202.95
10.02. | 1 | 202.95
10.02. | 2 | 202.95
10.02. | 3 | 202.95
10.02. | 4 | 202.95
10.02. | 5 | 202.95
10.02. | 6 | 202.95
10.02. | 7 | 202.95
10.02. | 8 | 202.95
10.02. | 9 | 202.95
10.02. | 10 | 202.95
10.02. | 11 | 202.95
10.02. | 12 | 202.95
10.02. | 13 | 202.95
10.02. | 14 | 202.95
10.02. | 15 | 202.95
10.02. | 16 | 202.95
10.02. | 17 | 202.95
10.02. | 18 | 202.95
10.02. | 19 | 202.95
10.02. | 20 | 202.95
10.02. | 21 | 202.95
10.02. | 22 | 202.95
10.02. | 23 | 202.95
10.02. | 24 | 202.95
11.02. | 1 | 202.95
11.02. | 2 | 202.95
11.02. | 3 | 202.95
11.02. | 4 | 202.95
11.02. | 5 | 202.95
11.02. | 6 | 202.95
11.02. | 7 | 202.95
11.02. | 8 | 202.95
11.02. | 9 | 202.95
11.02. | 10 | 202.95
11.02. | 11 | 202.95
11.02. | 12 | 202.95
11.02. | 13 | 202.95
11.02. | 14 | 202.95
11.02. | 15 | 202.95
11.02. | 16 | 202.95
11.02. | 17 | 202.95
11.02. | 18 | 202.95
11.02. | 19 | 202.95
11.02. | 20 | 202.95
11.02. | 21 | 202.95
11.02. | 22 | 202.95
11.02. | 23 | 202.95
11.02. | 24 | 202.95
12.02. | 1 | 202.95
12.02. | 2 | 202.95
12.02. | 3 | 202.95
12.02. | 4 | 202.95
12.02. | 5 | 202.95
12.02. | 6 | 202.95
12.02. | 7 | 202.95
12.02. | 8 | 202.95
12.02. | 9 | 202.95
12.02. | 10 | 202.95
12.02. | 11 | 202.95
12.02. | 12 | 202.95
12.02. | 13 | 202.95
12.02. | 14 | 202.95
12.02. | 15 | 202.95
12.02. | 16 | 202.95
12.02. | 17 | 202.95
12.02. | 18 | 202.95
12.02. | 19 | 202.95
12.02. | 20 | 202.95
12.02. | 21 | 202.95
12.02. | 22 | 202.95
12.02. | 23 | 202.95
12.02. | 24 | 202.95
13.02. | 1 | 202.95
13.02. | 2 | 202.95
13.02. | 3 | 202.95
13.02. | 4 | 202.95
13.02. | 5 | 202.95
13.02. | 6 | 202.95
13.02. | 7 | 202.95
13.02. | 8 | 202.95
13.02. | 9 | 202.95
13.02. | 10 | 202.95
13.02. | 11 | 202.95
13.02. | 12 | 202.95
13.02. | 13 | 202.95
13.02. | 14 | 202.95
13.02. | 15 | 202.95
13.02. | 16 | 202.95
13.02. | 17 | 202.95
13.02. | 18 | 202.95
13.02. | 19 | 202.95
13.02. | 20 | 202.95
13.02. | 21 | 202.95
13.02. | 22 | 202.95
13.02. | 23 | 202.95
13.02. | 24 | 202.95
14.02. | 1 | 202.95
14.02. | 2 | 202.95
14.02. | 3 | 202.95
14.02. | 4 | 202.95
14.02. | 5 | 202.95
14.02. | 6 | 202.95
14.02. | 7 | 202.95
14.02. | 8 | 202.95
14.02. | 9 | 202.95
14.02. | 10 | 202.95
14.02. | 11 | 202.95
14.02. | 12 | 202.95
14.02. | 13 | 202.95
14.02. | 14 | 202.95
14.02. | 15 | 202.95
14.02. | 16 | 202.95
14.02. | 17 | 202.95
14.02. | 18 | 202.95
14.02. | 19 | 202.95
14.02. | 20 | 202.95
14.02. | 21 | 202.95
14.02. | 22 | 202.95
14.02. | 23 | 202.95
14.02. | 24 | 202.95
15.02. | 1 | 202.95
15.02. | 2 | 202.95
15.02. | 3 | 202.95
15.02. | 4 | 202.95
15.02. | 5 | 202.95
15.02. | 6 | 202.95
15.02. | 7 | 202.95
15.02. | 8 | 202.95
15.02. | 9 | 202.95
15.02. | 10 | 202.95
15.02. | 11 | 202.95
15.02. | 12 | 202.95
15.02. | 13 | 202.95
15.02. | 14 | 202.95
15.02. | 15 | 202.95
15.02. | 16 | 202.95
15.02. | 17 | 202.95
15.02. | 18 | 202.95
15.02. | 19 | 202.95
15.02. | 20 | 202.95
15.02. | 21 | 202.95
15.02. | 22 | 202.95
15.02. | 23 | 202.95
15.02. | 24 | 202.95
16.02. | 1 | 202.95
16.02. | 2 | 202.95
16.02. | 3 | 202.95
16.02. | 4 | 202.95
16.02. | 5 | 202.95
16.02. | 6 | 202.95
16.02. | 7 | 202.95
16.02. | 8 | 202.95
16.02. | 9 | 202.95
16.02. | 10 | 202.95
16.02. | 11 | 202.95
16.02. | 12 | 202.95
16.02. | 13 | 202.95
16.02. | 14 | 202.95
16.02. | 15 | 202.95
16.02. | 16 | 202.95
16.02. | 17 | 202.95
16.02. | 18 | 202.95
16.02. | 19 | 202.95
16.02. | 20 | 202.95
16.02. | 21 | 202.95
16.02. | 22 | 202.95
16.02. | 23 | 202.95
16.02. | 24 | 202.95
17.02. | 1 | 202.95
17.02. | 2 | 202.95
17.02. | 3 | 202.95
17.02. | 4 | 202.95
17.02. | 5 | 202.95
17.02. | 6 | 202.95
17.02. | 7 | 202.95
17.02. | 8 | 202.95
17.02. | 9 | 202.95
17.02. | 10 | 202.95
17.02. | 11 | 202.95
17.02. | 12 | 202.95
17.02. | 13 | 202.95
17.02. | 14 | 202.95
17.02. | 15 | 202.95
17.02. | 16 | 202.95
17.02. | 17 | 202.95
17.02. | 18 | 202.95
17.02. | 19 | 202.95
17.02. | 20 | 202.95
17.02. | 21 | 202.95
17.02. | 22 | 202.95
17.02. | 23 | 202.95
17.02. | 24 | 202.95
18.02. | 1 | 202.95
18.02. | 2 | 202.95
18.02. | 3 | 202.95
18.02. | 4 | 202.95
18.02. | 5 | 202.95
18.02. | 6 | 202.95
18.02. | 7 | 202.95
18.02. | 8 | 202.95
18.02. | 9 | 202.95
18.02. | 10 | 202.95
18.02. | 11 | 202.95
18.02. | 12 | 202.95
18.02. | 13 | 202.95
18.02. | 14 | 202.95
18.02. | 15 | 202.95
18.02. | 16 | 202.95
18.02. | 17 | 202.95
18.02. | 18 | 202.95
18.02. | 19 | 202.95
18.02. | 20 | 202.95
18.02. | 21 | 202.95
18.02. | 22 | 202.95
18.02. | 23 | 202.95
18.02. | 24 | 202.95
19.02. | 1 | 202.95
19.02. | 2 | 202.95
19.02. | 3 | 202.95
19.02. | 4 | 202.95
19.02. | 5 | 202.95
19.02. | 6 | 202.95
19.02. | 7 | 202.95
19.02. | 8 | 202.95
19.02. | 9 | 202.95
19.02. | 10 | 202.95
19.02. | 11 | 202.95
19.02. | 12 | 202.95
19.02. | 13 | 202.95
19.02. | 14 | 202.95
19.02. | 15 | 202.95
19.02. | 16 | 202.95
19.02. | 17 | 202.95
19.02. | 18 | 202.95
19.02. | 19 | 202.95
19.02. | 20 | 202.95
19.02. | 21 | 202.95
19.02. | 22 | 202.95
19.02. | 23 | 202.95
19.02. | 24 | 202.95
20.02. | 1 | 202.95
20.02. | 2 | 202.95
20.02. | 3 | 202.95
20.02. | 4 | 202.95
20.02. | 5 | 202.95
20.02. | 6 | 202.95
20.02. | 7 | 202.95
20.02. | 8 | 202.95
20.02. | 9 | 202.95
20.02. | 10 | 202.95
20.02. | 11 | 202.95
20.02. | 12 | 202.95
20.02. | 13 | 202.95
20.02. | 14 | 202.95
20.02. | 15 | 202.95
20.02. | 16 | 202.95
20.02. | 17 | 202.95
20.02. | 18 | 202.95
20.02. | 19 | 202.95
20.02. | 20 | 202.95
20.02. | 21 | 202.95
20.02. | 22 | 202.95
20.02. | 23 | 202.95
20.02. | 24 | 202.95
21.02. | 1 | 202.95
21.02. | 2 | 202.95
21.02. | 3 | 202.95
21.02. | 4 | 202.95
21.02. | 5 | 202.95
21.02. | 6 | 202.95
21.02. | 7 | 202.95
21.02. | 8 | 202.95
21.02. | 9 | 202.95
21.02. | 10 | 202.95
21.02. | 11 | 202.95
21.02. | 12 | 202.95
21.02. | 13 | 202.95
21.02. | 14 | 202.95
21.02. | 15 | 202.95
21.02. | 16 | 202.95
21.02. | 17 | 202.95
21.02. | 18 | 202.95
21.02. | 19 | 202.95
21.02. | 20 | 202.95
21.02. | 21 | 202.95
21.02. | 22 | 202.95
21.02. | 23 | 202.95
21.02. | 24 | 202.95
22.02. | 1 | 202.95
22.02. | 2 | 202.95
22.02. | 3 | 202.95
22.02. | 4 | 202.95
22.02. | 5 | 202.95
22.02. | 6 | 202.95
22.02. | 7 | 202.95
22.02. | 8 | 202.95
22.02. | 9 | 202.95
22.02. | 10 | 202.95
22.02. | 11 | 202.95
22.02. | 12 | 202.95
22.02. | 13 | 202.95
22.02. | 14 | 202.95
22.02. | 15 | 202.95
22.02. | 16 | 202.95
22.02. | 17 | 202.95
22.02. | 18 | 202.95
22.02. | 19 | 202.95
22.02. | 20 | 202.95
22.02. | 21 | 202.95
22.02. | 22 | 202.95
22.02. | 23 | 202.95
22.02. | 24 | 202.95
23.02. | 1 | 202.95
23.02. | 2 | 202.95
23.02. | 3 | 202.95
23.02. | 4 | 202.95
23.02. | 5 | 202.95
23.02. | 6 | 202.95
23.02. | 7 | 202.95
23.02. | 8 | 202.95
23.02. | 9 | 202.95
23.02. | 10 | 202.95
23.02. | 11 | 202.95
23.02. | 12 | 202.95
23.02. | 13 | 202.95
23.02. | 14 | 202.95
23.02. | 15 | 202.95
23.02. | 16 | 202.95
23.02. | 17 | 202.95
23.02. | 18 | 202.95
23.02. | 19 | 202.95
23.02. | 20 | 202.95
23.02. | 21 | 202.95
23.02. | 22 | 202.95
23.02. | 23 | 202.95
23.02. | 24 | 202.95
24.02. | 1 | 202.95
24.02. | 2 | 202.95
24.02. | 3 | 202.95
24.02. | 4 | 202.95
24.02. | 5 | 202.95
24.02. | 6 | 202.95
24.02. | 7 | 202.95
24.02. | 8 | 202.95
24.02. | 9 | 202.95
24.02. | 10 | 202.95
24.02. | 11 | 202.95
24.02. | 12 | 202.95
24.02. | 13 | 202.95
24.02. | 14 | 202.95
24.02. | 15 | 202.95
24.02. | 16 | 202.95
24.02. | 17 | 202.95
24.02. | 18 | 202.95
24.02. | 19 | 202.95
24.02. | 20 | 202.95
24.02. | 21 | 202.95
24.02. | 22 | 202.95
24.02. | 23 | 202.95
24.02. | 24 | 202.95
25.02. | 1 | 202.95
25.02. | 2 | 202.95
25.02. | 3 | 202.95
25.02. | 4 | 202.95
25.02. | 5 | 202.95
25.02. | 6 | 202.95
25.02. | 7 | 202.95
25.02. | 8 | 202.95
25.02. | 9 | 202.95
25.02. | 10 | 202.95
25.02. | 11 | 202.95
25.02. | 12 | 202.95
25.02. | 13 | 202.95
25.02. | 14 | 202.95
25.02. | 15 | 202.95
25.02. | 16 | 202.95
25.02. | 17 | 202.95
25.02. | 18 | 202.95
25.02. | 19 | 202.95
25.02. | 20 | 202.95
25.02. | 21 | 202.95
25.02. | 22 | 202.95
25.02. | 23 | 202.95
25.02. | 24 | 202.95
26.02. | 1 | 202.95
26.02. | 2 | 202.95
26.02. | 3 | 202.95
26.02. | 4 | 202.95
26.02. | 5 | 202.95
26.02. | 6 | 202.95
26.02. | 7 | 202.95
26.02. | 8 | 202.95
26.02. | 9 | 202.95
26.02. | 10 | 202.95
26.02. | 11 | 202.95
26.02. | 12 | 202.95
26.02. | 13 | 202.95
26.02. | 14 | 202.95
26.02. | 15 | 202.95
26.02. | 16 | 202.95
26.02. | 17 | 202.95
26.02. | 18 | 202.95
26.02. | 19 | 202.95
26.02. | 20 | 202.95
26.02. | 21 | 202.95
26.02. | 22 | 202.95
26.02. | 23 | 202.95
26.02. | 24 | 202.95
27.02. | 1 | 202.95
27.02. | 2 | 202.95
27.02. | 3 | 202.95
27.02. | 4 | 202.95
27.02. | 5 | 202.95
27.02. | 6 | 202.95
27.02. | 7 | 202.95
27.02. | 8 | 202.95
27.02. | 9 | 202.95
27.02. | 10 | 202.95
27.02. | 11 | 202.95
27.02. | 12 | 202.95
27.02. | 13 | 202.95
27.02. | 14 | 202.95
27.02. | 15 | 202.95
27.02. | 16 | 202.95
27.02. | 17 | 202.95
27.02. | 18 | 202.95
27.02. | 19 | 202.95
27.02. | 20 | 202.95
27.02. | 21 | 202.95
27.02. | 22 | 202.95
27.02. | 23 | 202.95
27.02. | 24 | 202.95
28.02. | 1 | 202.95
28.02. | 2 | 202.95
28.02. | 3 | 202.95
28.02. | 4 | 202.95
28.02. | 5 | 202.95
28.02. | 6 | 202.95
28.02. | 7 | 202.95
28.02. | 8 | 202.95
28.02. | 9 | 202.95
28.02. | 10 | 202.95
28.02. | 11 | 202.95
28.02. | 12 | 202.95
28.02. | 13 | 202.95
28.02. | 14 | 202.95
28.02. | 15 | 202.95
28.02. | 16 | 202.95
28.02. | 17 | 202.95
28.02. | 18 | 202.95
28.02. | 19 | 202.95
28.02. | 20 | 202.95
28.02. | 21 | 202.95
28.02. | 22 | 202.95
28.02. | 23 | 202.95
28.02. | 24 | 202.95
01.03. | 1 | 202.95
01.03. | 2 | 202.95
01.03. | 3 | 202.95
01.03. | 4 | 202.95
01.03. | 5 | 202.95
01.03. | 6 | 202.95
01.03. | 7 | 202.95
01.03. | 8 | 202.95
01.03. | 9 | 202.95
01.03. | 10 | 202.95
01.03. | 11 | 202.95
01.03. | 12 | 202.95
01.03. | 13 | 202.95
01.03. | 14 | 202.95
01.03. | 15 | 202.95
01.03. | 16 | 202.95
01.03. | 17 | 202.95
01.03. | 18 | 202.95
01.03. | 19 | 202.95
01.03. | 20 | 202.95
01.03. | 21 | 202.95
01.03. | 22 | 202.95
01.03. | 23 | 202.95
01.03. | 24 | 202.95
02.03. | 1 | 202.95
02.03. | 2 | 202.95
02.03. | 3 | 202.95
02.03. | 4 | 202.95
02.03. | 5 | 202.95
02.03. | 6 | 202.95
02.03. | 7 | 202.95
02.03. | 8 | 202.95
02.03. | 9 | 202.95
02.03. | 10 | 202.95
02.03. | 11 | 202.95
02.03. | 12 | 202.95
02.03. | 13 | 202.95
02.03. | 14 | 202.95
02.03. | 15 | 202.95
02.03. | 16 | 202.95
02.03. | 17 | 202.95
02.03. | 18 | 202.95
02.03. | 19 | 202.95
02.03. | 20 | 202.95
02.03. | 21 | 202.95
02.03. | 22 | 202.95
02.03. | 23 | 202.95
02.03. | 24 | 202.95
03.03. | 1 | 202.95
03.03. | 2 | 202.95
03.03. | 3 | 202.95
03.03. | 4 | 202.95
03.03. | 5 | 202.95
03.03. | 6 | 202.95
03.03. | 7 | 202.95
03.03. | 8 | 202.95
03.03. | 9 | 202.95
03.03. | 10 | 202.95
03.03. | 11 | 202.95
03.03. | 12 | 202.95
03.03. | 13 | 202.95
03.03. | 14 | 202.95
03.03. | 15 | 202.95
03.03. | 16 | 202.95
03.03. | 17 | 202.95
03.03. | 18 | 202.95
03.03. | 19 | 202.95
03.03. | 20 | 202.95
03.03. | 21 | 202.95
03.03. | 22 | 202.95
03.03. | 23 | 202.95
03.03. | 24 | 202.95
04.03. | 1 | 202.95
04.03. | 2 | 202.95
04.03. | 3 | 202.95
04.03. | 4 | 202.95
04.03. | 5 | 202.95
04.03. | 6 | 202.95
04.03. | 7 | 202.95
04.03. | 8 | 202.95
04.03. | 9 | 202.95
04.03. | 10 | 202.95
04.03. | 11 | 202.95
04.03. | 12 | 202.95
04.03. | 13 | 202.95
04.03. | 14 | 202.95
04.03. | 15 | 202.95
04.03. | 16 | 202.95
04.03. | 17 | 202.95
04.03. | 18 | 202.95
04.03. | 19 | 202.95
04.03. | 20 | 202.95
04.03. | 21 | 202.95
04.03. | 22 | 202.95
04.03. | 23 | 202.95
04.03. | 24 | 202.95
05.03. | 1 | 202.95
05.03. | 2 | 202.95
05.03. | 3 | 202.95
05.03. | 4 | 202.95
05.03. | 5 | 202.95
05.03. | 6 | 202.95
05.03. | 7 | 202.95
05.03. | 8 | 202.95
05.03. | 9 | 202.95
05.03. | 10 | 202.95
05.03. | 11 | 202.95
05.03. | 12 | 202.95
05.03. | 13 | 202.95
05.03. | 14 | 202.95
05.03. | 15 | 202.95
05.03. | 16 | 202.95
05.03. | 17 | 202.95
05.03. | 18 | 202.95
05.03. | 19 | 202.95
05.03. | 20 | 202.95
05.03. | 21 | 202.95
05.03. | 22 | 202.95
05.03. | 23 | 202.95
05.03. | 24 | 202.95
06.03. | 1 | 202.95
06.03. | 2 | 202.95
06.03. | 3 | 202.95
06.03. | 4 | 202.95
06.03. | 5 | 202.95
06.03. | 6 | 202.95
06.03. | 7 | 202.95
06.03. | 8 | 202.95
06.03. | 9 | 202.95
06.03. | 10 | 202.95
06.03. | 11 | 202.95
06.03. | 12 | 202.95
06.03. | 13 | 202.95
06.03. | 14 | 202.95
06.03. | 15 | 202.95
06.03. | 16 | 202.95
06.03. | 17 | 202.95
06.03. | 18 | 202.95
06.03. | 19 | 202.95
06.03. | 20 | 202.95
06.03. | 21 | 202.95
06.03. | 22 | 202.95
06.03. | 23 | 202.95
06.03. | 24 | 202.95
07.03. | 1 | 202.95
07.03. | 2 | 202.95
07.03. | 3 | 202.95
07.03. | 4 | 202.95
07.03. | 5 | 202.95
07.03. | 6 | 202.95
07.03. | 7 | 202.95
07.03. | 8 | 202.95
07.03. | 9 | 202.95
07.03. | 10 | 202.95
07.03. | 11 | 202.95
07.03. | 12 | 202.95
07.03. | 13 | 202.95
07.03. | 14 | 202.95
07.03. | 15 | 202.95
07.03. | 16 | 202.95
07.03. | 17 | 202.95
07.03. | 18 | 202.95
07.03. | 19 | 202.95
07.03. | 20 | 202.95
07.03. | 21 | 202.95
07.03. | 22 | 202.95
07.03. | 23 | 202.95
07.03. | 24 | 202.95
08.03. | 1 | 202.95
08.03. | 2 | 202.95
08.03. | 3 | 202.95
08.03. | 4 | 202.95
08.03. | 5 | 202.95
08.03. | 6 | 202.95
08.03. | 7 | 202.95
08.03. | 8 | 202.95
08.03. | 9 | 202.95
08.03. | 10 | 202.95
08.03. | 11 | 202.95
08.03. | 12 | 202.95
08.03. | 13 | 202.95
08.03. | 14 | 202.95
08.03. | 15 | 202.95
08.03. | 16 | 202.95
08.03. | 17 | 202.95
08.03. | 18 | 202.95
08.03. | 19 | 202.95
08.03. | 20 | 202.95
08.03. | 21 | 202.95
08.03. | 22 | 202.95
08.03. | 23 | 202.95
08.03. | 24 | 202.95
09.03. | 1 | 202.95
09.03. | 2 | 202.95
09.03. | 3 | 202.95
09.03. | 4 | 202.95
09.03. | 5 | 202.95
09.03. | 6 | 202.95
09.03. | 7 | 202.95
09.03. | 8 | 202.95
09.03. | 9 | 202.95
09.03. | 10 | 202.95
09.03. | 11 | 202.95
09.03. | 12 | 202.95
09.03. | 13 | 202.95
09.03. | 14 | 202.95
09.03. | 15 | 202.95
09.03. | 16 | 202.95
09.03. | 17 | 202.95
09.03. | 18 | 202.95
09.03. | 19 | 202.95
09.03. | 20 | 202.95
09.03. | 21 | 202.95
09.03. | 22 | 202.95
09.03. | 23 | 202.95
09.03. | 24 | 202.95
10.03. | 1 | 202.95
10.03. | 2 | 202.95
10.03. | 3 | 202.95
10.03. | 4 | 202.95
10.03. | 5 | 202.95
10.03. | 6 | 202.95
10.03. | 7 | 202.95
10.03. | 8 | 202.95
10.03. | 9 | 202.95
10.03. | 10 | 202.95
10.03. | 11 | 202.95
10.03. | 12 | 202.95
10.03. | 13 | 202.95
10.03. | 14 | 202.95
10.03. | 15 | 202.95
10.03. | 16 | 202.95
10.03. | 17 | 202.95
10.03. | 18 | 202.95
10.03. | 19 | 202.95
10.03. | 20 | 202.95
10.03. | 21 | 202.95
10.03. | 22 | 202.95
10.03. | 23 | 202.95
10.03. | 24 | 202.95
11.03. | 1 | 202.95
11.03. | 2 | 202.95
11.03. | 3 | 202.95
11.03. | 4 | 202.95
11.03. | 5 | 202.95
11.03. | 6 | 202.95
11.03. | 7 | 202.95
11.03. | 8 | 202.95
11.03. | 9 | 202.95
11.03. | 10 | 202.95
11.03. | 11 | 202.95
11.03. | 12 | 202.95
11.03. | 13 | 202.95
11.03. | 14 | 202.95
11.03. | 15 | 202.95
11.03. | 16 | 202.95
11.03. | 17 | 202.95
11.03. | 18 | 202.95
11.03. | 19 | 202.95
11.03. | 20 | 202.95
11.03. | 21 | 202.95
11.03. | 22 | 202.95
11.03. | 23 | 202.95
11.03. | 24 | 202.95
12.03. | 1 | 202.95
12.03. | 2 | 202.95
12.03. | 3 | 202.95
12.03. | 4 | 202.95
12.03. | 5 | 202.95
12.03. | 6 | 202.95
12.03. | 7 | 202.95
12.03. | 8 | 202.95
12.03. | 9 | 202.95
12.03. | 10 | 202.95
12.03. | 11 | 202.95
12.03. | 12 | 202.95
12.03. | 13 | 202.95
12.03. | 14 | 202.95
12.03. | 15 | 202.95
12.03. | 16 | 202.95
12.03. | 17 | 202.95
12.03. | 18 | 202.95
12.03. | 19 | 202.95
12.03. | 20 | 202.95
12.03. | 21 | 202.95
12.03. | 22 | 202.95
12.03. | 23 | 202.95
12.03. | 24 | 202.95
13.03. | 1 | 202.95
13.03. | 2 | 202.95
13.03. | 3 | 202.95
13.03. | 4 | 202.95
13.03. | 5 | 202.95
13.03. | 6 | 202.95
13.03. | 7 | 202.95
13.03. | 8 | 202.95
13.03. | 9 | 202.95
13.03. | 10 | 202.95
13.03. | 11 | 202.95
13.03. | 12 | 202.95
13.03. | 13 | 202.95
13.03. | 14 | 202.95
13.03. | 15 | 202.95
13.03. | 16 | 202.95
13.03. | 17 | 202.95
13.03. | 18 | 202.95
13.03. | 19 | 202.95
13.03. | 20 | 202.95
13.03. | 21 | 202.95
13.03. | 22 | 202.95
13.03. | 23 | 202.95
13.03. | 24 | 202.95
14.03. | 1 | 202.95
14.03. | 2 | 202.95
14.03. | 3 | 202.95
14.03. | 4 | 202.95
14.03. | 5 | 202.95
14.03. | 6 | 202.95
14.03. | 7 | 202.95
14.03. | 8 | 202.95
14.03. | 9 | 202.95
14.03. | 10 | 202.95
14.03. | 11 | 202.95
14.03. | 12 | 202.95
14.03. | 13 | 202.95
14.03. | 14 | 202.95
14.03. | 15 | 202.95
14.03. | 16 | 202.95
14.03. | 17 | 202.95
14.03. | 18 | 202.95
14.03. | 19 | 202.95
14.03. | 20 | 202.95
14.03. | 21 | 202.95
14.03. | 22 | 202.95
14.03. | 23 | 202.95
14.03. | 24 | 202.95
15.03. | 1 | 202.95
15.03. | 2 | 202.95
15.03. | 3 | 202.95
15.03. | 4 | 202.95
15.03. | 5 | 202.95
15.03. | 6 | 202.95
15.03. | 7 | 202.95
15.03. | 8 | 202.95
15.03. | 9 | 202.95
15.03. | 10 | 202.95
15.03. | 11 | 202.95
15.03. | 12 | 202.95
15.03. | 13 | 202.95
15.03. | 14 | 202.95
15.03. | 15 | 202.95
15.03. | 16 | 202.95
15.03. | 17 | 202.95
15.03. | 18 | 202.95
15.03. | 19 | 202.95
15.03. | 20 | 202.95
15.03. | 21 | 202.95
15.03. | 22 | 202.95
15.03. | 23 | 202.95
15.03. | 24 | 202.95
16.03. | 1 | 202.95
16.03. | 2 | 202.95
16.03. | 3 | 202.95
16.03. | 4 | 202.95
16.03. | 5 | 202.95
16.03. | 6 | 202.95
16.03. | 7 | 202.95
16.03. | 8 | 202.95
16.03. | 9 | 202.95
16.03. | 10 | 202.95
16.03. | 11 | 202.95
16.03. | 12 | 202.95
16.03. | 13 | 202.95
16.03. | 14 | 202.95
16.03. | 15 | 202.95
16.03. | 16 | 202.95
16.03. | 17 | 202.95
16.03. | 18 | 202.95
16.03. | 19 | 202.95
16.03. | 20 | 202.95
16.03. | 21 | 202.95
16.03. | 22 | 202.95
16.03. | 23 | 202.95
16.03. | 24 | 202.95
17.03. | 1 | 202.95
17.03. | 2 | 202.95
17.03. | 3 | 202.95
17.03. | 4 | 202.95
17.03. | 5 | 202.95
17.03. | 6 | 202.95
17.03. | 7 | 202.95
17.03. | 8 | 202.95
17.03. | 9 | 202.95
17.03. | 10 | 202.95
17.03. | 11 | 202.95
17.03. | 12 | 202.95
17.03. | 13 | 202.95
17.03. | 14 | 202.95
17.03. | 15 | 202.95
17.03. | 16 | 202.95
17.03. | 17 | 202.95
17.03. | 18 | 202.95
17.03. | 19 | 202.95
17.03. | 20 | 202.95
17.03. | 21 | 202.95
17.03. | 22 | 202.95
17.03. | 23 | 202.95
17.03. | 24 | 202.95
18.03. | 1 | 202.95
18.03. | 2 | 202.95
18.03. | 3 | 202.95
18.03. | 4 | 202.95
18.03. | 5 | 202.95
18.03. | 6 | 202.95
18.03. | 7 | 202.95
18.03. | 8 | 202.95
18.03. | 9 | 202.95
18.03. | 10 | 202.95
18.03. | 11 | 202.95
18.03. | 12 | 202.95
18.03. | 13 | 202.95
18.03. | 14 | 202.95
18.03. | 15 | 202.95
18.03. | 16 | 202.95
18.03. | 17 | 202.95
18.03. | 18 | 202.95
18.03. | 19 | 202.95
18.03. | 20 | 202.95
18.03. | 21 | 202.95
18.03. | 22 | 202.95
18.03. | 23 | 202.95
18.03. | 24 | 202.95
19.03. | 1 | 202.95
19.03. | 2 | 202.95
19.03. | 3 | 202.95
19.03. | 4 | 202.95
19.03. | 5 | 202.95
19.03. | 6 | 202.95
19.03. | 7 | 202.95
19.03. | 8 | 202.95
19.03. | 9 | 202.95
19.03. | 10 | 202.95
19.03. | 11 | 202.95
19.03. | 12 | 202.95
19.03. | 13 | 202.95
19.03. | 14 | 202.95
19.03. | 15 | 202.95
19.03. | 16 | 202.95
19.03. | 17 | 202.95
19.03. | 18 | 202.95
19.03. | 19 | 202.95
19.03. | 20 | 202.95
19.03. | 21 | 202.95
19.03. | 22 | 202.95
19.03. | 23 | 202.95
19.03. | 24 | 202.95
20.03. | 1 | 202.95
20.03. | 2 | 202.95
20.03. | 3 | 202.95
20.03. | 4 | 202.95
20.03. | 5 | 202.95
20.03. | 6 | 202.95
20.03. | 7 | 202.95
20.03. | 8 | 202.95
20.03. | 9 | 202.95
20.03. | 10 | 202.95
20.03. | 11 | 202.95
20.03. | 12 | 202.95
20.03. | 13 | 202.95
20.03. | 14 | 202.95
20.03. | 15 | 202.95
20.03. | 16 | 202.95
20.03. | 17 | 202.95
20.03. | 18 | 202.95
20.03. | 19 | 202.95
20.03. | 20 | 202.95
20.03. | 21 | 202.95
20.03. | 22 | 202.95
20.03. | 23 | 202.95
20.03. | 24 | 202.95
21.03. | 1 | 202.95
21.03. | 2 | 202.95
21.03. | 3 | 202.95
21.03. | 4 | 202.95
21.03. | 5 | 202.95
21.03. | 6 | 202.95
21.03. | 7 | 202.95
21.03. | 8 | 202.95
21.03. | 9 | 202.95
21.03. | 10 | 202.95
21.03. | 11 | 202.95
21.03. | 12 | 202.95
21.03. | 13 | 202.95
21.03. | 14 | 202.95
21.03. | 15 | 202.95
21.03. | 16 | 202.95
21.03. | 17 | 202.95
21.03. | 18 | 202.95
21.03. | 19 | 202.95
21.03. | 20 | 202.95
21.03. | 21 | 202.95
21.03. | 22 | 202.95
21.03. | 23 | 202.95
21.03. | 24 | 202.95
22.03. | 1 | 202.95
22.03. | 2 | 202.95
22.03. | 3 | 202.95
22.03. | 4 | 202.95
22.03. | 5 | 202.95
22.03. | 6 | 202.95
22.03. | 7 | 202.95
22.03. | 8 | 202.95
22.03. | 9 | 202.95
22.03. | 10 | 202.95
22.03. | 11 | 202.95
22.03. | 12 | 202.95
22.03. | 13 | 202.95
22.03. | 14 | 202.95
22.03. | 15 | 202.95
22.03. | 16 | 202.95
22.03. | 17 | 202.95
22.03. | 18 | 202.95
22.03. | 19 | 202.95
22.03. | 20 | 202.95
22.03. | 21 | 202.95
22.03. | 22 | 202.95
22.03. | 23 | 202.95
22.03. | 24 | 202.95
23.03. | 1 | 202.95
23.03. | 2 | 202.95
23.03. | 3 | 202.95
23.03. | 4 | 202.95
23.03. | 5 | 202.95
23.03. | 6 | 202.95
23.03. | 7 | 202.95
23.03. | 8 | 202.95
23.03. | 9 | 202.95
23.03. | 10 | 202.95
23.03. | 11 | 202.95
23.03. | 12 | 202.95
23.03. | 13 | 202.95
23.03. | 14 | 202.95
23.03. | 15 | 202.95
23.03. | 16 | 202.95
23.03. | 17 | 202.95
23.03. | 18 | 202.95
23.03. | 19 | 202.95
23.03. | 20 | 202.95
23.03. | 21 | 202.95
23.03. | 22 | 202.95
23.03. | 23 | 202.95
23.03. | 24 | 202.95
24.03. | 1 | 202.95
24.03. | 2 | 202.95
24.03. | 3 | 202.95
24.03. | 4 | 202.95
24.03. | 5 | 202.95
24.03. | 6 | 202.95
24.03. | 7 | 202.95
24.03. | 8 | 202.95
24.03. | 9 | 202.95
24.03. | 10 | 202.95
24.03. | 11 | 202.95
24.03. | 12 | 202.95
24.03. | 13 | 202.95
24.03. | 14 | 202.95
24.03. | 15 | 202.95
24.03. | 16 | 202.95
24.03. | 17 | 202.95
24.03. | 18 | 202.95
24.03. | 19 | 202.95
24.03. | 20 | 202.95
24.03. | 21 | 202.95
24.03. | 22 | 202.95
24.03. | 23 | 202.95
24.03. | 24 | 202.95
25.03. | 1 | 202.95
25.03. | 2 | 202.95
25.03. | 3 | 202.95
25.03. | 4 | 202.95
25.03. | 5 | 202.95
25.03. | 6 | 202.95
25.03. | 7 | 202.95
25.03. | 8 | 202.95
25.03. | 9 | 202.95
25.03. | 10 | 202.95
25.03. | 11 | 202.95
25.03. | 12 | 202.95
25.03. | 13 | 202.95
25.03. | 14 | 202.95
25.03. | 15 | 202.95
25.03. | 16 | 202.95
25.03. | 17 | 202.95
25.03. | 18 | 202.95
25.03. | 19 | 202.95
25.03. | 20 | 202.95
25.03. | 21 | 202.95
25.03. | 22 | 202.95
25.03. | 23 | 202.95
25.03. | 24 | 202.95
26.03. | 1 | 202.95
26.03. | 2 | 202.95
26.03. | 3 | 202.95
26.03. | 4 | 202.95
26.03. | 5 | 202.95
26.03. | 6 | 202.95
26.03. | 7 | 202.95
26.03. | 8 | 202.95
26.03. | 9 | 202.95
26.03. | 10 | 202.95
26.03. | 11 | 202.95
26.03. | 12 | 202.95
26.03. | 13 | 202.95
26.03. | 14 | 202.95
26.03. | 15 | 202.95
26.03. | 16 | 202.95
26.03. | 17 | 202.95
26.03. | 18 | 202.95
26.03. | 19 | 202.95
26.03. | 20 | 202.95
26.03. | 21 | 202.95
26.03. | 22 | 202.95
26.03. | 23 | 202.95
26.03. | 24 | 202.95
27.03. | 1 | 202.95
27.03. | 2 | 202.95
27.03. | 3 | 202.95
27.03. | 4 | 202.95
27.03. | 5 | 202.95
27.03. | 6 | 202.95
27.03. | 7 | 202.95
27.03. | 8 | 202.95
27.03. | 9 | 202.95
27.03. | 10 | 202.95
27.03. | 11 | 202.95
27.03. | 12 | 202.95
27.03. | 13 | 202.95
27.03. | 14 | 202.95
27.03. | 15 | 202.95
27.03. | 16 | 202.95
27.03. | 17 | 202.95
27.03. | 18 | 202.95
27.03. | 19 | 202.95
27.03. | 20 | 202.95
27.03. | 21 | 202.95
27.03. | 22 | 202.95
27.03. | 23 | 202.95
27.03. | 24 | 202.95
28.03. | 1 | 202.95
28.03. | 2 | 202.95
28.03. | 3 | 202.95
28.03. | 4 | 202.95
28.03. | 5 | 202.95
28.03. | 6 | 202.95
28.03. | 7 | 202.95
28.03. | 8 | 202.95
28.03. | 9 | 202.95
28.03. | 10 | 202.95
28.03. | 11 | 202.95
28.03. | 12 | 202.95
28.03. | 13 | 202.95
28.03. | 14 | 202.95
28.03. | 15 | 202.95
28.03. | 16 | 202.95
28.03. | 17 | 202.95
28.03. | 18 | 202.95
28.03. | 19 | 202.95
28.03. | 20 | 202.95
28.03. | 21 | 202.95
28.03. | 22 | 202.95
28.03. | 23 | 202.95
28.03. | 24 | 202.95
29.03. | 1 | 202.95
29.03. | 2 | 202.95
29.03. | 3 | 202.95
29.03. | 4 | 202.95
29.03. | 5 | 202.95
29.03. | 6 | 202.95
29.03. | 7 | 202.95
29.03. | 8 | 202.95
29.03. | 9 | 202.95
29.03. | 10 | 202.95
29.03. | 11 | 202.95
29.03. | 12 | 202.95
29.03. | 13 | 202.95
29.03. | 14 | 202.95
29.03. | 15 | 202.95
29.03. | 16 | 202.95
29.03. | 17 | 202.95
29.03. | 18 | 202.95
29.03. | 19 | 202.95
29.03. | 20 | 202.95
29.03. | 21 | 202.95
29.03. | 22 | 202.95
29.03. | 23 | 202.95
29.03. | 24 | 202.95
30.03. | 1 | 202.95
30.03. | 2 | 202.95
30.03. | 3 | 202.95
30.03. | 4 | 202.95
30.03. | 5 | 202.95
30.03. | 6 | 202.95
30.03. | 7 | 202.95
30.03. | 8 | 202.95
30.03. | 9 | 202.95
30.03. | 10 | 202.95
30.03. | 11 | 202.95
30.03. | 12 | 202.95
30.03. | 13 | 202.95
30.03. | 14 | 202.95
30.03. | 15 | 202.95
30.03. | 16 | 202.95
30.03. | 17 | 202.95
30.03. | 18 | 202.95
30.03. | 19 | 202.95
30.03. | 20 | 202.95
30.03. | 21 | 202.95
30.03. | 22 | 202.95
30.03. | 23 | 202.95
30.03. | 24 | 202.95
31.03. | 1 | 202.95
31.03. | 2 | 202.95
31.03. | 3 | 202.95
31.03. | 4 | 202.95
31.03. | 5 | 202.95
31.03. | 6 | 202.95
31.03. | 7 | 202.95
31.03. | 8 | 202.95
31.03. | 9 | 202.95
31.03. | 10 | 202.95
31.03. | 11 | 202.95
31.03. | 12 | 202.95
31.03. | 13 | 202.95
31.03. | 14 | 202.95
31.03. | 15 | 202.95
31.03. | 16 | 202.95
31.03. | 17 | 202.95
31.03. | 18 | 202.95
31.03. | 19 | 202.95
31.03. | 20 | 202.95
31.03. | 21 | 202.95
31.03. | 22 | 202.95
31.03. | 23 | 202.95
31.03. | 24 | 202.95
01.04. | 1 | 202.95
01.04. | 2 | 202.95
01.04. | 3 | 202.95
01.04. | 4 | 202.95
01.04. | 5 | 202.95
01.04. | 6 | 202.95
01.04. | 7 | 202.95
01.04. | 8 | 202.95
01.04. | 9 | 202.95
01.04. | 10 | 202.95
01.04. | 11 | 202.95
01.04. | 12 | 202.95
01.04. | 13 | 202.95
01.04. | 14 | 202.95
01.04. | 15 | 202.95
01.04. | 16 | 202.95
01.04. | 17 | 202.95
01.04. | 18 | 202.95
01.04. | 19 | 202.95
01.04. | 20 | 202.95
01.04. | 21 | 202.95
01.04. | 22 | 202.95
01.04. | 23 | 202.95
01.04. | 24 | 202.95
02.04. | 1 | 202.95
02.04. | 2 | 202.95
02.04. | 3 | 202.95
02.04. | 4 | 202.95
02.04. | 5 | 202.95
02.04. | 6 | 202.95
02.04. | 7 | 202.95
02.04. | 8 | 202.95
02.04. | 9 | 202.95
02.04. | 10 | 202.95
02.04. | 11 | 202.95
02.04. | 12 | 202.95
02.04. | 13 | 202.95
02.04. | 14 | 202.95
02.04. | 15 | 202.95
02.04. | 16 | 202.95
02.04. | 17 | 202.95
02.04. | 18 | 202.95
02.04. | 19 | 202.95
02.04. | 20 | 202.95
02.04. | 21 | 202.95
02.04. | 22 | 202.95
02.04. | 23 | 202.95
02.04. | 24 | 202.95
03.04. | 1 | 202.95
03.04. | 2 | 202.95
03.04. | 3 | 202.95
03.04. | 4 | 202.95
03.04. | 5 | 202.95
03.04. | 6 | 202.95
03.04. | 7 | 202.95
03.04. | 8 | 202.95
03.04. | 9 | 202.95
03.04. | 10 | 202.95
03.04. | 11 | 202.95
03.04. | 12 | 202.95
03.04. | 13 | 202.95
03.04. | 14 | 202.95
03.04. | 15 | 202.95
03.04. | 16 | 202.95
03.04. | 17 | 202.95
03.04. | 18 | 202.95
03.04. | 19 | 202.95
03.04. | 20 | 202.95
03.04. | 21 | 202.95
03.04. | 22 | 202.95
03.04. | 23 | 202.95
03.04. | 24 | 202.95
04.04. | 1 | 202.95
04.04. | 2 | 202.95
04.04. | 3 | 202.95
04.04. | 4 | 202.95
04.04. | 5 | 202.95
04.04. | 6 | 202.95
04.04. | 7 | 202.95
04.04. | 8 | 202.95
04.04. | 9 | 202.95
04.04. | 10 | 202.95
04.04. | 11 | 202.95
04.04. | 12 | 202.95
04.04. | 13 | 202.95
04.04. | 14 | 202.95
04.04. | 15 | 202.95
04.04. | 16 | 202.95
04.04. | 17 | 202.95
04.04. | 18 | 202.95
04.04. | 19 | 202.95
04.04. | 20 | 202.95
04.04. | 21 | 202.95
04.04. | 22 | 202.95
04.04. | 23 | 202.95
04.04. | 24 | 202.95
05.04. | 1 | 202.95
05.04. | 2 | 202.95
05.04. | 3 | 202.95
05.04. | 4 | 202.95
05.04. | 5 | 202.95
05.04. | 6 | 202.95
05.04. | 7 | 202.95
05.04. | 8 | 202.95
05.04. | 9 | 202.95
05.04. | 10 | 202.95
05.04. | 11 | 202.95
05.04. | 12 | 202.95
05.04. | 13 | 202.95
05.04. | 14 | 202.95
05.04. | 15 | 202.95
05.04. | 16 | 202.95
05.04. | 17 | 202.95
05.04. | 18 | 202.95
05.04. | 19 | 202.95
05.04. | 20 | 202.95
05.04. | 21 | 202.95
05.04. | 22 | 202.95
05.04. | 23 | 202.95
05.04. | 24 | 202.95
06.04. | 1 | 202.95
06.04. | 2 | 202.95
06.04. | 3 | 202.95
06.04. | 4 | 202.95
06.04. | 5 | 202.95
06.04. | 6 | 202.95
06.04. | 7 | 202.95
06.04. | 8 | 202.95
06.04. | 9 | 202.95
06.04. | 10 | 202.95
06.04. | 11 | 202.95
06.04. | 12 | 202.95
06.04. | 13 | 202.95
06.04. | 14 | 202.95
06.04. | 15 | 202.95
06.04. | 16 | 202.95
06.04. | 17 | 202.95
06.04. | 18 | 202.95
06.04. | 19 | 202.95
06.04. | 20 | 202.95
06.04. | 21 | 202.95
06.04. | 22 | 202.95
06.04. | 23 | 202.95
06.04. | 24 | 202.95
07.04. | 1 | 202.95
07.04. | 2 | 202.95
07.04. | 3 | 202.95
07.04. | 4 | 202.95
07.04. | 5 | 202.95
07.04. | 6 | 202.95
07.04. | 7 | 202.95
07.04. | 8 | 202.95
07.04. | 9 | 202.95
07.04. | 10 | 202.95
07.04. | 11 | 202.95
07.04. | 12 | 202.95
07.04. | 13 | 202.95
07.04. | 14 | 202.95
07.04. | 15 | 202.95
07.04. | 16 | 202.95
07.04. | 17 | 202.95
07.04. | 18 | 202.95
07.04. | 19 | 202.95
07.04. | 20 | 202.95
07.04. | 21 | 202.95
07.04. | 22 | 202.95
07.04. | 23 | 202.95
07.04. | 24 | 202.95
08.04. | 1 | 202.95
08.04. | 2 | 202.95
08.04. | 3 | 202.95
08.04. | 4 | 202.95
08.04. | 5 | 202.95
08.04. | 6 | 202.95
08.04. | 7 | 202.95
08.04. | 8 | 202.95
08.04. | 9 | 202.95
08.04. | 10 | 202.95
08.04. | 11 | 202.95
08.04. | 12 | 202.95
08.04. | 13 | 202.95
08.04. | 14 | 202.95
08.04. | 15 | 202.95
08.04. | 16 | 202.95
08.04. | 17 | 202.95
08.04. | 18 | 202.95
08.04. | 19 | 202.95
08.04. | 20 | 202.95
08.04. | 21 | 202.95
08.04. | 22 | 202.95
08.04. | 23 | 202.95
08.04. | 24 | 202.95
09.04. | 1 | 202.95
09.04. | 2 | 202.95
09.04. | 3 | 202.95
09.04. | 4 | 202.95
09.04. | 5 | 202.95
09.04. | 6 | 202.95
09.04. | 7 | 202.95
09.04. | 8 | 202.95
09.04. | 9 | 202.95
09.04. | 10 | 202.95
09.04. | 11 | 202.95
09.04. | 12 | 202.95
09.04. | 13 | 202.95
09.04. | 14 | 202.95
09.04. | 15 | 202.95
09.04. | 16 | 202.95
09.04. | 17 | 202.95
09.04. | 18 | 202.95
09.04. | 19 | 202.95
09.04. | 20 | 202.95
09.04. | 21 | 202.95
09.04. | 22 | 202.95
09.04. | 23 | 202.95
09.04. | 24 | 202.95
10.04. | 1 | 202.95
10.04. | 2 | 202.95
10.04. | 3 | 202.95
10.04. | 4 | 202.95
10.04. | 5 | 202.95
10.04. | 6 | 202.95
10.04. | 7 | 202.95
10.04. | 8 | 202.95
10.04. | 9 | 202.95
10.04. | 10 | 202.95
10.04. | 11 | 202.95
10.04. | 12 | 202.95
10.04. | 13 | 202.95
10.04. | 14 | 202.95
10.04. | 15 | 202.95
10.04. | 16 | 202.95
10.04. | 17 | 202.95
10.04. | 18 | 202.95
10.04. | 19 | 202.95
10.04. | 20 | 202.95
10.04. | 21 | 202.95
10.04. | 22 | 202.95
10.04. | 23 | 202.95
10.04. | 24 | 202.95
11.04. | 1 | 202.95
11.04. | 2 | 202.95
11.04. | 3 | 202.95
11.04. | 4 | 202.95
11.04. | 5 | 202.95
11.04. | 6 | 202.95
11.04. | 7 | 202.95
11.04. | 8 | 202.95
11.04. | 9 | 202.95
11.04. | 10 | 202.95
11.04. | 11 | 202.95
11.04. | 12 | 202.95
11.04. | 13 | 202.95
11.04. | 14 | 202.95
11.04. | 15 | 202.95
11.04. | 16 | 202.95
11.04. | 17 | 202.95
11.04. | 18 | 202.95
11.04. | 19 | 202.95
11.04. | 20 | 202.95
11.04. | 21 | 202.95
11.04. | 22 | 202.95
11.04. | 23 | 202.95
11.04. | 24 | 202.95
12.04. | 1 | 202.95
12.04. | 2 | 202.95
12.04. | 3 | 202.95
12.04. | 4 | 202.95
12.04. | 5 | 202.95
12.04. | 6 | 202.95
12.04. | 7 | 202.95
12.04. | 8 | 202.95
12.04. | 9 | 202.95
12.04. | 10 | 202.95
12.04. | 11 | 202.95
12.04. | 12 | 202.95
12.04. | 13 | 202.95
12.04. | 14 | 202.95
12.04. | 15 | 202.95
12.04. | 16 | 202.95
12.04. | 17 | 202.95
12.04. | 18 | 202.95
12.04. | 19 | 202.95
12.04. | 20 | 202.95
12.04. | 21 | 202.95
12.04. | 22 | 202.95
12.04. | 23 | 202.95
12.04. | 24 | 202.95
13.04. | 1 | 202.95
13.04. | 2 | 202.95
13.04. | 3 | 202.95
13.04. | 4 | 202.95
13.04. | 5 | 202.95
13.04. | 6 | 202.95
13.04. | 7 | 202.95
13.04. | 8 | 202.95
13.04. | 9 | 202.95
13.04. | 10 | 202.95
13.04. | 11 | 202.95
13.04. | 12 | 202.95
13.04. | 13 | 202.95
13.04. | 14 | 202.95
13.04. | 15 | 202.95
13.04. | 16 | 202.95
13.04. | 17 | 202.95
13.04. | 18 | 202.95
13.04. | 19 | 202.95
13.04. | 20 | 202.95
13.04. | 21 | 202.95
13.04. | 22 | 202.95
13.04. | 23 | 202.95
13.04. | 24 | 202.95
14.04. | 1 | 202.95
14.04. | 2 | 202.95
14.04. | 3 | 202.95
14.04. | 4 | 202.95
14.04. | 5 | 202.95
14.04. | 6 | 202.95
14.04. | 7 | 202.95
14.04. | 8 | 202.95
14.04. | 9 | 202.95
14.04. | 10 | 202.95
14.04. | 11 | 202.95
14.04. | 12 | 202.95
14.04. | 13 | 202.95
14.04. | 14 | 202.95
14.04. | 15 | 202.95
14.04. | 16 | 202.95
14.04. | 17 | 202.95
14.04. | 18 | 202.95
14.04. | 19 | 202.95
14.04. | 20 | 202.95
14.04. | 21 | 202.95
14.04. | 22 | 202.95
14.04. | 23 | 202.95
14.04. | 24 | 202.95
15.04. | 1 | 202.95
15.04. | 2 | 202.95
15.04. | 3 | 202.95
15.04. | 4 | 202.95
15.04. | 5 | 202.95
15.04. | 6 | 202.95
15.04. | 7 | 202.95
15.04. | 8 | 202.95
15.04. | 9 | 202.95
15.04. | 10 | 202.95
15.04. | 11 | 202.95
15.04. | 12 | 202.95
15.04. | 13 | 202.95
15.04. | 14 | 202.95
15.04. | 15 | 202.95
15.04. | 16 | 202.95
15.04. | 17 | 202.95
15.04. | 18 | 202.95
15.04. | 19 | 202.95
15.04. | 20 | 202.95
15.04. | 21 | 202.95
15.04. | 22 | 202.95
15.04. | 23 | 202.95
15.04. | 24 | 202.95
16.04. | 1 | 202.95
16.04. | 2 | 202.95
16.04. | 3 | 202.95
16.04. | 4 | 202.95
16.04. | 5 | 202.95
16.04. | 6 | 202.95
16.04. | 7 | 202.95
16.04. | 8 | 202.95
16.04. | 9 | 202.95
16.04. | 10 | 202.95
16.04. | 11 | 202.95
16.04. | 12 | 202.95
16.04. | 13 | 202.95
16.04. | 14 | 202.95
16.04. | 15 | 202.95
16.04. | 16 | 202.95
16.04. | 17 | 202.95
16.04. | 18 | 202.95
16.04. | 19 | 202.95
16.04. | 20 | 202.95
16.04. | 21 | 202.95
16.04. | 22 | 202.95
16.04. | 23 | 202.95
16.04. | 24 | 202.95
17.04. | 1 | 202.95
17.04. | 2 | 202.95
17.04. | 3 | 202.95
17.04. | 4 | 202.95
17.04. | 5 | 202.95
17.04. | 6 | 202.95
17.04. | 7 | 202.95
17.04. | 8 | 202.95
17.04. | 9 | 202.95
17.04. | 10 | 202.95
17.04. | 11 | 202.95
17.04. | 12 | 202.95
17.04. | 13 | 202.95
17.04. | 14 | 202.95
17.04. | 15 | 202.95
17.04. | 16 | 202.95
17.04. | 17 | 202.95
17.04. | 18 | 202.95
17.04. | 19 | 202.95
17.04. | 20 | 202.95
17.04. | 21 | 202.95
17.04. | 22 | 202.95
17.04. | 23 | 202.95
17.04. | 24 | 202.95
18.04. | 1 | 202.95
18.04. | 2 | 202.95
18.04. | 3 | 202.95
18.04. | 4 | 202.95
18.04. | 5 | 202.95
18.04. | 6 | 202.95
18.04. | 7 | 202.95
18.04. | 8 | 202.95
18.04. | 9 | 202.95
18.04. | 10 | 202.95
18.04. | 11 | 202.95
18.04. | 12 | 202.95
18.04. | 13 | 202.95
18.04. | 14 | 202.95
18.04. | 15 | 202.95
18.04. | 16 | 202.95
18.04. | 17 | 202.95
18.04. | 18 | 202.95
18.04. | 19 | 202.95
18.04. | 20 | 202.95
18.04. | 21 | 202.95
18.04. | 22 | 202.95
18.04. | 23 | 202.95
18.04. | 24 | 202.95
19.04. | 1 | 202.95
19.04. | 2 | 202.95
19.04. | 3 | 202.95
19.04. | 4 | 202.95
19.04. | 5 | 202.95
19.04. | 6 | 202.95
19.04. | 7 | 202.95
19.04. | 8 | 202.95
19.04. | 9 | 202.95
19.04. | 10 | 202.95
19.04. | 11 | 202.95
19.04. | 12 | 202.95
19.04. | 13 | 202.95
19.04. | 14 | 202.95
19.04. | 15 | 202.95
19.04. | 16 | 202.95
19.04. | 17 | 202.95
19.04. | 18 | 202.95
19.04. | 19 | 202.95
19.04. | 20 | 202.95
19.04. | 21 | 202.95
19.04. | 22 | 202.95
19.04. | 23 | 202.95
19.04. | 24 | 202.95
20.04. | 1 | 202.95
20.04. | 2 | 202.95
20.04. | 3 | 202.95
20.04. | 4 | 202.95
20.04. | 5 | 202.95
20.04. | 6 | 202.95
20.04. | 7 | 202.95
20.04. | 8 | 202.95
20.04. | 9 | 202.95
20.04. | 10 | 202.95
20.04. | 11 | 202.95
20.04. | 12 | 202.95
20.04. | 13 | 202.95
20.04. | 14 | 202.95
20.04. | 15 | 202.95
20.04. | 16 | 202.95
20.04. | 17 | 202.95
20.04. | 18 | 202.95
20.04. | 19 | 202.95
20.04. | 20 | 202.95
20.04. | 21 | 202.95
20.04. | 22 | 202.95
20.04. | 23 | 202.95
20.04. | 24 | 202.95
21.04. | 1 | 202.95
21.04. | 2 | 202.95
21.04. | 3 | 202.95
21.04. | 4 | 202.95
21.04. | 5 | 202.95
21.04. | 6 | 202.95
21.04. | 7 | 202.95
21.04. | 8 | 202.95
21.04. | 9 | 202.95
21.04. | 10 | 202.95
21.04. | 11 | 202.95
21.04. | 12 | 202.95
21.04. | 13 | 202.95
21.04. | 14 | 202.95
21.04. | 15 | 202.95
21.04. | 16 | 202.95
21.04. | 17 | 202.95
21.04. | 18 | 202.95
21.04. | 19 | 202.95
21.04. | 20 | 202.95
21.04. | 21 | 202.95
21.04. | 22 | 202.95
21.04. | 23 | 202.95
21.04. | 24 | 202.95
22.04. | 1 | 202.95
22.04. | 2 | 202.95
22.04. | 3 | 202.95
22.04. | 4 | 202.95
22.04. | 5 | 202.95
22.04. | 6 | 202.95
22.04. | 7 | 202.95
22.04. | 8 | 202.95
22.04. | 9 | 202.95
22.04. | 10 | 202.95
22.04. | 11 | 202.95
22.04. | 12 | 202.95
22.04. | 13 | 202.95
22.04. | 14 | 202.95
22.04. | 15 | 202.95
22.04. | 16 | 202.95
22.04. | 17 | 202.95
22.04. | 18 | 202.95
22.04. | 19 | 202.95
22.04. | 20 | 202.95
22.04. | 21 | 202.95
22.04. | 22 | 202.95
22.04. | 23 | 202.95
22.04. | 24 | 202.95
23.04. | 1 | 202.95
23.04. | 2 | 202.95
23.04. | 3 | 202.95
23.04. | 4 | 202.95
23.04. | 5 | 202.95
23.04. | 6 | 202.95
23.04. | 7 | 202.95
23.04. | 8 | 202.95
23.04. | 9 | 202.95
23.04. | 10 | 202.95
23.04. | 11 | 202.95
23.04. | 12 | 202.95
23.04. | 13 | 202.95
23.04. | 14 | 202.95
23.04. | 15 | 202.95
23.04. | 16 | 202.95
23.04. | 17 | 202.95
23.04. | 18 | 202.95
23.04. | 19 | 202.95
23.04. | 20 | 202.95
23.04. | 21 | 202.95
23.04. | 22 | 202.95
23.04. | 23 | 202.95
23.04. | 24 | 202.95
24.04. | 1 | 202.95
24.04. | 2 | 202.95
24.04. | 3 | 202.95
24.04. | 4 | 202.95
24.04. | 5 | 202.95
24.04. | 6 | 202.95
24.04. | 7 | 202.95
24.04. | 8 | 202.95
24.04. | 9 | 202.95
24.04. | 10 | 202.95
24.04. | 11 | 202.95
24.04. | 12 | 202.95
24.04. | 13 | 202.95
24.04. | 14 | 202.95
24.04. | 15 | 202.95
24.04. | 16 | 202.95
24.04. | 17 | 202.95
24.04. | 18 | 202.95
24.04. | 19 | 202.95
24.04. | 20 | 202.95
24.04. | 21 | 202.95
24.04. | 22 | 202.95
24.04. | 23 | 202.95
24.04. | 24 | 202.95
25.04. | 1 | 202.95
25.04. | 2 | 202.95
25.04. | 3 | 202.95
25.04. | 4 | 202.95
25.04. | 5 | 202.95
25.04. | 6 | 202.95
25.04. | 7 | 202.95
25.04. | 8 | 202.95
25.04. | 9 | 202.95
25.04. | 10 | 202.95
25.04. | 11 | 202.95
25.04. | 12 | 202.95
25.04. | 13 | 202.95
25.04. | 14 | 202.95
25.04. | 15 | 202.95
25.04. | 16 | 202.95
25.04. | 17 | 202.95
25.04. | 18 | 202.95
25.04. | 19 | 202.95
25.04. | 20 | 202.95
25.04. | 21 | 202.95
25.04. | 22 | 202.95
25.04. | 23 | 202.95
25.04. | 24 | 202.95
26.04. | 1 | 202.95
26.04. | 2 | 202.95
26.04. | 3 | 202.95
26.04. | 4 | 202.95
26.04. | 5 | 202.95
26.04. | 6 | 202.95
26.04. | 7 | 202.95
26.04. | 8 | 202.95
26.04. | 9 | 202.95
26.04. | 10 | 202.95
26.04. | 11 | 202.95
26.04. | 12 | 202.95
26.04. | 13 | 202.95
26.04. | 14 | 202.95
26.04. | 15 | 202.95
26.04. | 16 | 202.95
26.04. | 17 | 202.95
26.04. | 18 | 202.95
26.04. | 19 | 202.95
26.04. | 20 | 202.95
26.04. | 21 | 202.95
26.04. | 22 | 202.95
26.04. | 23 | 202.95
26.04. | 24 | 202.95
27.04. | 1 | 202.95
27.04. | 2 | 202.95
27.04. | 3 | 202.95
27.04. | 4 | 202.95
27.04. | 5 | 202.95
27.04. | 6 | 202.95
27.04. | 7 | 202.95
27.04. | 8 | 202.95
27.04. | 9 | 202.95
27.04. | 10 | 202.95
27.04. | 11 | 202.95
27.04. | 12 | 202.95
27.04. | 13 | 202.95
27.04. | 14 | 202.95
27.04. | 15 | 202.95
27.04. | 16 | 202.95
27.04. | 17 | 202.95
27.04. | 18 | 202.95
27.04. | 19 | 202.95
27.04. | 20 | 202.95
27.04. | 21 | 202.95
27.04. | 22 | 202.95
27.04. | 23 | 202.95
27.04. | 24 | 202.95
28.04. | 1 | 202.95
28.04. | 2 | 202.95
28.04. | 3 | 202.95
28.04. | 4 | 202.95
28.04. | 5 | 202.95
28.04. | 6 | 202.95
28.04. | 7 | 202.95
28.04. | 8 | 202.95
28.04. | 9 | 202.95
28.04. | 10 | 202.95
28.04. | 11 | 202.95
28.04. | 12 | 202.95
28.04. | 13 | 202.95
28.04. | 14 | 202.95
28.04. | 15 | 202.95
28.04. | 16 | 202.95
28.04. | 17 | 202.95
28.04. | 18 | 202.95
28.04. | 19 | 202.95
28.04. | 20 | 202.95
28.04. | 21 | 202.95
28.04. | 22 | 202.95
28.04. | 23 | 202.95
28.04. | 24 | 202.95
29.04. | 1 | 202.95
29.04. | 2 | 202.95
29.04. | 3 | 202.95
29.04. | 4 | 202.95
29.04. | 5 | 202.95
29.04. | 6 | 202.95
29.04. | 7 | 202.95
29.04. | 8 | 202.95
29.04. | 9 | 202.95
29.04. | 10 | 202.95
29.04. | 11 | 202.95
29.04. | 12 | 202.95
29.04. | 13 | 202.95
29.04. | 14 | 202.95
29.04. | 15 | 202.95
29.04. | 16 | 202.95
29.04. | 17 | 202.95
29.04. | 18 | 202.95
29.04. | 19 | 202.95
29.04. | 20 | 202.95
29.04. | 21 | 202.95
29.04. | 22 | 202.95
29.04. | 23 | 202.95
29.04. | 24 | 202.95
30.04. | 1 | 202.95
30.04. | 2 | 202.95
30.04. | 3 | 202.95
30.04. | 4 | 202.95
30.04. | 5 | 202.95
30.04. | 6 | 202.95
30.04. | 7 | 202.95
30.04. | 8 | 202.95
30.04. | 9 | 202.95
30.04. | 10 | 202.95
30.04. | 11 | 202.95
30.04. | 12 | 202.95
30.04. | 13 | 202.95
30.04. | 14 | 202.95
30.04. | 15 | 202.95
30.04. | 16 | 202.95
30.04. | 17 | 202.95
30.04. | 18 | 202.95
30.04. | 19 | 202.95
30.04. | 20 | 202.95
30.04. | 21 | 202.95
30.04. | 22 | 202.95
30.04. | 23 | 202.95
30.04. | 24 | 202.95
01.05. | 1 | 202.95
01.05. | 2 | 202.95
01.05. | 3 | 202.95
01.05. | 4 | 202.95
01.05. | 5 | 202.95
01.05. | 6 | 202.95
01.05. | 7 | 202.95
01.05. | 8 | 202.95
01.05. | 9 | 202.95
01.05. | 10 | 202.95
01.05. | 11 | 202.95
01.05. | 12 | 202.95
01.05. | 13 | 202.95
01.05. | 14 | 202.95
01.05. | 15 | 202.95
01.05. | 16 | 202.95
01.05. | 17 | 202.95
01.05. | 18 | 202.95
01.05. | 19 | 202.95
01.05. | 20 | 202.95
01.05. | 21 | 202.95
01.05. | 22 | 202.95
01.05. | 23 | 202.95
01.05. | 24 | 202.95
02.05. | 1 | 202.95
02.05. | 2 | 202.95
02.05. | 3 | 202.95
02.05. | 4 | 202.95
02.05. | 5 | 202.95
02.05. | 6 | 202.95
02.05. | 7 | 202.95
02.05. | 8 | 202.95
02.05. | 9 | 202.95
02.05. | 10 | 202.95
02.05. | 11 | 202.95
02.05. | 12 | 202.95
02.05. | 13 | 202.95
02.05. | 14 | 202.95
02.05. | 15 | 202.95
02.05. | 16 | 202.95
02.05. | 17 | 202.95
02.05. | 18 | 202.95
02.05. | 19 | 202.95
02.05. | 20 | 202.95
02.05. | 21 | 202.95
02.05. | 22 | 202.95
02.05. | 23 | 202.95
02.05. | 24 | 202.95
03.05. | 1 | 202.95
03.05. | 2 | 202.95
03.05. | 3 | 202.95
03.05. | 4 | 202.95
03.05. | 5 | 202.95
03.05. | 6 | 202.95
03.05. | 7 | 202.95
03.05. | 8 | 202.95
03.05. | 9 | 202.95
03.05. | 10 | 202.95
03.05. | 11 | 202.95
03.05. | 12 | 202.95
03.05. | 13 | 202.95
03.05. | 14 | 202.95
03.05. | 15 | 202.95
03.05. | 16 | 202.95
03.05. | 17 | 202.95
03.05. | 18 | 202.95
03.05. | 19 | 202.95
03.05. | 20 | 202.95
03.05. | 21 | 202.95
03.05. | 22 | 202.95
03.05. | 23 | 202.95
03.05. | 24 | 202.95
04.05. | 1 | 202.95
04.05. | 2 | 202.95
04.05. | 3 | 202.95
04.05. | 4 | 202.95
04.05. | 5 | 202.95
04.05. | 6 | 202.95
04.05. | 7 | 202.95
04.05. | 8 | 202.95
04.05. | 9 | 202.95
04.05. | 10 | 202.95
04.05. | 11 | 202.95
04.05. | 12 | 202.95
04.05. | 13 | 202.95
04.05. | 14 | 202.95
04.05. | 15 | 202.95
04.05. | 16 | 202.95
04.05. | 17 | 202.95
04.05. | 18 | 202.95
04.05. | 19 | 202.95
04.05. | 20 | 202.95
04.05. | 21 | 202.95
04.05. | 22 | 202.95
04.05. | 23 | 202.95
04.05. | 24 | 202.95
05.05. | 1 | 202.95
05.05. | 2 | 202.95
05.05. | 3 | 202.95
05.05. | 4 | 202.95
05.05. | 5 | 202.95
05.05. | 6 | 202.95
05.05. | 7 | 202.95
05.05. | 8 | 202.95
05.05. | 9 | 202.95
05.05. | 10 | 202.95
05.05. | 11 | 202.95
05.05. | 12 | 202.95
05.05. | 13 | 202.95
05.05. | 14 | 202.95
05.05. | 15 | 202.95
05.05. | 16 | 202.95
05.05. | 17 | 202.95
05.05. | 18 | 202.95
05.05. | 19 | 202.95
05.05. | 20 | 202.95
05.05. | 21 | 202.95
05.05. | 22 | 202.95
05.05. | 23 | 202.95
05.05. | 24 | 202.95
06.05. | 1 | 202.95
06.05. | 2 | 202.95
06.05. | 3 | 202.95
06.05. | 4 | 202.95
06.05. | 5 | 202.95
06.05. | 6 | 202.95
06.05. | 7 | 202.95
06.05. | 8 | 202.95
06.05. | 9 | 202.95
06.05. | 10 | 202.95
06.05. | 11 | 202.95
06.05. | 12 | 202.95
06.05. | 13 | 202.95
06.05. | 14 | 202.95
06.05. | 15 | 202.95
06.05. | 16 | 202.95
06.05. | 17 | 202.95
06.05. | 18 | 202.95
06.05. | 19 | 202.95
06.05. | 20 | 202.95
06.05. | 21 | 202.95
06.05. | 22 | 202.95
06.05. | 23 | 202.95
06.05. | 24 | 202.95
07.05. | 1 | 202.95
07.05. | 2 | 202.95
07.05. | 3 | 202.95
07.05. | 4 | 202.95
07.05. | 5 | 202.95
07.05. | 6 | 202.95
07.05. | 7 | 202.95
07.05. | 8 | 202.95
07.05. | 9 | 202.95
07.05. | 10 | 202.95
07.05. | 11 | 202.95
07.05. | 12 | 202.95
07.05. | 13 | 202.95
07.05. | 14 | 202.95
07.05. | 15 | 202.95
07.05. | 16 | 202.95
07.05. | 17 | 202.95
07.05. | 18 | 202.95
07.05. | 19 | 202.95
07.05. | 20 | 202.95
07.05. | 21 | 202.95
07.05. | 22 | 202.95
07.05. | 23 | 202.95
07.05. | 24 | 202.95
08.05. | 1 | 202.95
08.05. | 2 | 202.95
08.05. | 3 | 202.95
08.05. | 4 | 202.95
08.05. | 5 | 202.95
08.05. | 6 | 202.95
08.05. | 7 | 202.95
08.05. | 8 | 202.95
08.05. | 9 | 202.95
08.05. | 10 | 202.95
08.05. | 11 | 202.95
08.05. | 12 | 202.95
08.05. | 13 | 202.95
08.05. | 14 | 202.95
08.05. | 15 | 202.95
08.05. | 16 | 202.95
08.05. | 17 | 202.95
08.05. | 18 | 202.95
08.05. | 19 | 202.95
08.05. | 20 | 202.95
08.05. | 21 | 202.95
08.05. | 22 | 202.95
08.05. | 23 | 202.95
08.05. | 24 | 202.95
09.05. | 1 | 202.95
09.05. | 2 | 202.95
09.05. | 3 | 202.95
09.05. | 4 | 202.95
09.05. | 5 | 202.95
09.05. | 6 | 202.95
09.05. | 7 | 202.95
09.05. | 8 | 202.95
09.05. | 9 | 202.95
09.05. | 10 | 202.95
09.05. | 11 | 202.95
09.05. | 12 | 202.95
09.05. | 13 | 202.95
09.05. | 14 | 202.95
09.05. | 15 | 202.95
09.05. | 16 | 202.95
09.05. | 17 | 202.95
09.05. | 18 | 202.95
09.05. | 19 | 202.95
09.05. | 20 | 202.95
09.05. | 21 | 202.95
09.05. | 22 | 202.95
09.05. | 23 | 202.95
09.05. | 24 | 202.95
10.05. | 1 | 202.95
10.05. | 2 | 202.95
10.05. | 3 | 202.95
10.05. | 4 | 202.95
10.05. | 5 | 202.95
10.05. | 6 | 202.95
10.05. | 7 | 202.95
10.05. | 8 | 202.95
10.05. | 9 | 202.95
10.05. | 10 | 202.95
10.05. | 11 | 202.95
10.05. | 12 | 202.95
10.05. | 13 | 202.95
10.05. | 14 | 202.95
10.05. | 15 | 202.95
10.05. | 16 | 202.95
10.05. | 17 | 202.95
10.05. | 18 | 202.95
10.05. | 19 | 202.95
10.05. | 20 | 202.95
10.05. | 21 | 202.95
10.05. | 22 | 202.95
10.05. | 23 | 202.95
10.05. | 24 | 202.95
11.05. | 1 | 202.95
11.05. | 2 | 202.95
11.05. | 3 | 202.95
11.05. | 4 | 202.95
11.05. | 5 | 202.95
11.05. | 6 | 202.95
11.05. | 7 | 202.95
11.05. | 8 | 202.95
11.05. | 9 | 202.95
11.05. | 10 | 202.95
11.05. | 11 | 202.95
11.05. | 12 | 202.95
11.05. | 13 | 202.95
11.05. | 14 | 202.95
11.05. | 15 | 202.95
11.05. | 16 | 202.95
11.05. | 17 | 202.95
11.05. | 18 | 202.95
11.05. | 19 | 202.95
11.05. | 20 | 202.95
11.05. | 21 | 202.95
11.05. | 22 | 202.95
11.05. | 23 | 202.95
11.05. | 24 | 202.95
12.05. | 1 | 202.95
12.05. | 2 | 202.95
12.05. | 3 | 202.95
12.05. | 4 | 202.95
12.05. | 5 | 202.95
12.05. | 6 | 202.95
12.05. | 7 | 202.95
12.05. | 8 | 202.95
12.05. | 9 | 202.95
12.05. | 10 | 202.95
12.05. | 11 | 202.95
12.05. | 12 | 202.95
12.05. | 13 | 202.95
12.05. | 14 | 202.95
12.05. | 15 | 202.95
12.05. | 16 | 202.95
12.05. | 17 | 202.95
12.05. | 18 | 202.95
12.05. | 19 | 202.95
12.05. | 20 | 202.95
12.05. | 21 | 202.95
12.05. | 22 | 202.95
12.05. | 23 | 202.95
12.05. | 24 | 202.95
13.05. | 1 | 202.95
13.05. | 2 | 202.95
13.05. | 3 | 202.95
13.05. | 4 | 202.95
13.05. | 5 | 202.95
13.05. | 6 | 202.95
13.05. | 7 | 202.95
13.05. | 8 | 202.95
13.05. | 9 | 202.95
13.05. | 10 | 202.95
13.05. | 11 | 202.95
13.05. | 12 | 202.95
13.05. | 13 | 202.95
13.05. | 14 | 202.95
13.05. | 15 | 202.95
13.05. | 16 | 202.95
13.05. | 17 | 202.95
13.05. | 18 | 202.95
13.05. | 19 | 202.95
13.05. | 20 | 202.95
13.05. | 21 | 202.95
13.05. | 22 | 202.95
13.05. | 23 | 202.95
13.05. | 24 | 202.95
14.05. | 1 | 202.95
14.05. | 2 | 202.95
14.05. | 3 | 202.95
14.05. | 4 | 202.95
14.05. | 5 | 202.95
14.05. | 6 | 202.95
14.05. | 7 | 202.95
14.05. | 8 | 202.95
14.05. | 9 | 202.95
14.05. | 10 | 202.95
14.05. | 11 | 202.95
14.05. | 12 | 202.95
14.05. | 13 | 202.95
14.05. | 14 | 202.95
14.05. | 15 | 202.95
14.05. | 16 | 202.95
14.05. | 17 | 202.95
14.05. | 18 | 202.95
14.05. | 19 | 202.95
14.05. | 20 | 202.95
14.05. | 21 | 202.95
14.05. | 22 | 202.95
14.05. | 23 | 202.95
14.05. | 24 | 202.95
15.05. | 1 | 202.95
15.05. | 2 | 202.95
15.05. | 3 | 202.95
15.05. | 4 | 202.95
15.05. | 5 | 202.95
15.05. | 6 | 202.95
15.05. | 7 | 202.95
15.05. | 8 | 202.95
15.05. | 9 | 202.95
15.05. | 10 | 202.95
15.05. | 11 | 202.95
15.05. | 12 | 202.95
15.05. | 13 | 202.95
15.05. | 14 | 202.95
15.05. | 15 | 202.95
15.05. | 16 | 202.95
15.05. | 17 | 202.95
15.05. | 18 | 202.95
15.05. | 19 | 202.95
15.05. | 20 | 202.95
15.05. | 21 | 202.95
15.05. | 22 | 202.95
15.05. | 23 | 202.95
15.05. | 24 | 202.95
16.05. | 1 | 202.95
16.05. | 2 | 202.95
16.05. | 3 | 202.95
16.05. | 4 | 202.95
16.05. | 5 | 202.95
16.05. | 6 | 202.95
16.05. | 7 | 202.95
16.05. | 8 | 202.95
16.05. | 9 | 202.95
16.05. | 10 | 202.95
16.05. | 11 | 202.95
16.05. | 12 | 202.95
16.05. | 13 | 202.95
16.05. | 14 | 202.95
16.05. | 15 | 202.95
16.05. | 16 | 202.95
16.05. | 17 | 202.95
16.05. | 18 | 202.95
16.05. | 19 | 202.95
16.05. | 20 | 202.95
16.05. | 21 | 202.95
16.05. | 22 | 202.95
16.05. | 23 | 202.95
16.05. | 24 | 202.95
17.05. | 1 | 202.95
17.05. | 2 | 202.95
17.05. | 3 | 202.95
17.05. | 4 | 202.95
17.05. | 5 | 202.95
17.05. | 6 | 202.95
17.05. | 7 | 202.95
17.05. | 8 | 202.95
17.05. | 9 | 202.95
17.05. | 10 | 202.95
17.05. | 11 | 202.95
17.05. | 12 | 202.95
17.05. | 13 | 202.95
17.05. | 14 | 202.95
17.05. | 15 | 202.95
17.05. | 16 | 202.95
17.05. | 17 | 202.95
17.05. | 18 | 202.95
17.05. | 19 | 202.95
17.05. | 20 | 202.95
17.05. | 21 | 202.95
17.05. | 22 | 202.95
17.05. | 23 | 202.95
17.05. | 24 | 202.95
18.05. | 1 | 202.95
18.05. | 2 | 202.95
18.05. | 3 | 202.95
18.05. | 4 | 202.95
18.05. | 5 | 202.95
18.05. | 6 | 202.95
18.05. | 7 | 202.95
18.05. | 8 | 202.95
18.05. | 9 | 202.95
18.05. | 10 | 202.95
18.05. | 11 | 202.95
18.05. | 12 | 202.95
18.05. | 13 | 202.95
18.05. | 14 | 202.95
18.05. | 15 | 202.95
18.05. | 16 | 202.95
18.05. | 17 | 202.95
18.05. | 18 | 202.95
18.05. | 19 | 202.95
18.05. | 20 | 202.95
18.05. | 21 | 202.95
18.05. | 22 | 202.95
18.05. | 23 | 202.95
18.05. | 24 | 202.95
19.05. | 1 | 202.95
19.05. | 2 | 202.95
19.05. | 3 | 202.95
19.05. | 4 | 202.95
19.05. | 5 | 202.95
19.05. | 6 | 202.95
19.05. | 7 | 202.95
19.05. | 8 | 202.95
19.05. | 9 | 202.95
19.05. | 10 | 202.95
19.05. | 11 | 202.95
19.05. | 12 | 202.95
19.05. | 13 | 202.95
19.05. | 14 | 202.95
19.05. | 15 | 202.95
19.05. | 16 | 202.95
19.05. | 17 | 202.95
19.05. | 18 | 202.95
19.05. | 19 | 202.95
19.05. | 20 | 202.95
19.05. | 21 | 202.95
19.05. | 22 | 202.95
19.05. | 23 | 202.95
19.05. | 24 | 202.95
20.05. | 1 | 202.95
20.05. | 2 | 202.95
20.05. | 3 | 202.95
20.05. | 4 | 202.95
20.05. | 5 | 202.95
20.05. | 6 | 202.95
20.05. | 7 | 202.95
20.05. | 8 | 202.95
20.05. | 9 | 202.95
20.05. | 10 | 202.95
20.05. | 11 | 202.95
20.05. | 12 | 202.95
20.05. | 13 | 202.95
20.05. | 14 | 202.95
20.05. | 15 | 202.95
20.05. | 16 | 202.95
20.05. | 17 | 202.95
20.05. | 18 | 202.95
20.05. | 19 | 202.95
20.05. | 20 | 202.95
20.05. | 21 | 202.95
20.05. | 22 | 202.95
20.05. | 23 | 202.95
20.05. | 24 | 202.95
21.05. | 1 | 202.95
21.05. | 2 | 202.95
21.05. | 3 | 202.95
21.05. | 4 | 202.95
21.05. | 5 | 202.95
21.05. | 6 | 202.95
21.05. | 7 | 202.95
21.05. | 8 | 202.95
21.05. | 9 | 202.95
21.05. | 10 | 202.95
21.05. | 11 | 202.95
21.05. | 12 | 202.95
21.05. | 13 | 202.95
21.05. | 14 | 202.95
21.05. | 15 | 202.95
21.05. | 16 | 202.95
21.05. | 17 | 202.95
21.05. | 18 | 202.95
21.05. | 19 | 202.95
21.05. | 20 | 202.95
21.05. | 21 | 202.95
21.05. | 22 | 202.95
21.05. | 23 | 202.95
21.05. | 24 | 202.95
22.05. | 1 | 202.95
22.05. | 2 | 202.95
22.05. | 3 | 202.95
22.05. | 4 | 202.95
22.05. | 5 | 202.95
22.05. | 6 | 202.95
22.05. | 7 | 202.95
22.05. | 8 | 202.95
22.05. | 9 | 202.95
22.05. | 10 | 202.95
22.05. | 11 | 202.95
22.05. | 12 | 202.95
22.05. | 13 | 202.95
22.05. | 14 | 202.95
22.05. | 15 | 202.95
22.05. | 16 | 202.95
22.05. | 17 | 202.95
22.05. | 18 | 202.95
22.05. | 19 | 202.95
22.05. | 20 | 202.95
22.05. | 21 | 202.95
22.05. | 22 | 202.95
22.05. | 23 | 202.95
22.05. | 24 | 202.95
23.05. | 1 | 202.95
23.05. | 2 | 202.95
23.05. | 3 | 202.95
23.05. | 4 | 202.95
23.05. | 5 | 202.95
23.05. | 6 | 202.95
23.05. | 7 | 202.95
23.05. | 8 | 202.95
23.05. | 9 | 202.95
23.05. | 10 | 202.95
23.05. | 11 | 202.95
23.05. | 12 | 202.95
23.05. | 13 | 202.95
23.05. | 14 | 202.95
23.05. | 15 | 202.95
23.05. | 16 | 202.95
23.05. | 17 | 202.95
23.05. | 18 | 202.95
23.05. | 19 | 202.95
23.05. | 20 | 202.95
23.05. | 21 | 202.95
23.05. | 22 | 202.95
23.05. | 23 | 202.95
23.05. | 24 | 202.95
24.05. | 1 | 202.95
24.05. | 2 | 202.95
24.05. | 3 | 202.95
24.05. | 4 | 202.95
24.05. | 5 | 202.95
24.05. | 6 | 202.95
24.05. | 7 | 202.95
24.05. | 8 | 202.95
24.05. | 9 | 202.95
24.05. | 10 | 202.95
24.05. | 11 | 202.95
24.05. | 12 | 202.95
24.05. | 13 | 202.95
24.05. | 14 | 202.95
24.05. | 15 | 202.95
24.05. | 16 | 202.95
24.05. | 17 | 202.95
24.05. | 18 | 202.95
24.05. | 19 | 202.95
24.05. | 20 | 202.95
24.05. | 21 | 202.95
24.05. | 22 | 202.95
24.05. | 23 | 202.95
24.05. | 24 | 202.95
25.05. | 1 | 202.95
25.05. | 2 | 202.95
25.05. | 3 | 202.95
25.05. | 4 | 202.95
25.05. | 5 | 202.95
25.05. | 6 | 202.95
25.05. | 7 | 202.95
25.05. | 8 | 202.95
25.05. | 9 | 202.95
25.05. | 10 | 202.95
25.05. | 11 | 202.95
25.05. | 12 | 202.95
25.05. | 13 | 202.95
25.05. | 14 | 202.95
25.05. | 15 | 202.95
25.05. | 16 | 202.95
25.05. | 17 | 202.95
25.05. | 18 | 202.95
25.05. | 19 | 202.95
25.05. | 20 | 202.95
25.05. | 21 | 202.95
25.05. | 22 | 202.95
25.05. | 23 | 202.95
25.05. | 24 | 202.95
26.05. | 1 | 202.95
26.05. | 2 | 202.95
26.05. | 3 | 202.95
26.05. | 4 | 202.95
26.05. | 5 | 202.95
26.05. | 6 | 202.95
26.05. | 7 | 202.95
26.05. | 8 | 202.95
26.05. | 9 | 202.95
26.05. | 10 | 202.95
26.05. | 11 | 202.95
26.05. | 12 | 202.95
26.05. | 13 | 202.95
26.05. | 14 | 202.95
26.05. | 15 | 202.95
26.05. | 16 | 202.95
26.05. | 17 | 202.95
26.05. | 18 | 202.95
26.05. | 19 | 202.95
26.05. | 20 | 202.95
26.05. | 21 | 202.95
26.05. | 22 | 202.95
26.05. | 23 | 202.95
26.05. | 24 | 202.95
27.05. | 1 | 202.95
27.05. | 2 | 202.95
27.05. | 3 | 202.95
27.05. | 4 | 202.95
27.05. | 5 | 202.95
27.05. | 6 | 202.95
27.05. | 7 | 202.95
27.05. | 8 | 202.95
27.05. | 9 | 202.95
27.05. | 10 | 202.95
27.05. | 11 | 202.95
27.05. | 12 | 202.95
27.05. | 13 | 202.95
27.05. | 14 | 202.95
27.05. | 15 | 202.95
27.05. | 16 | 202.95
27.05. | 17 | 202.95
27.05. | 18 | 202.95
27.05. | 19 | 202.95
27.05. | 20 | 202.95
27.05. | 21 | 202.95
27.05. | 22 | 202.95
27.05. | 23 | 202.95
27.05. | 24 | 202.95
28.05. | 1 | 202.95
28.05. | 2 | 202.95
28.05. | 3 | 202.95
28.05. | 4 | 202.95
28.05. | 5 | 202.95
28.05. | 6 | 202.95
28.05. | 7 | 202.95
28.05. | 8 | 202.95
28.05. | 9 | 202.95
28.05. | 10 | 202.95
28.05. | 11 | 202.95
28.05. | 12 | 202.95
28.05. | 13 | 202.95
28.05. | 14 | 202.95
28.05. | 15 | 202.95
28.05. | 16 | 202.95
28.05. | 17 | 202.95
28.05. | 18 | 202.95
28.05. | 19 | 202.95
28.05. | 20 | 202.95
28.05. | 21 | 202.95
28.05. | 22 | 202.95
28.05. | 23 | 202.95
28.05. | 24 | 202.95
29.05. | 1 | 202.95
29.05. | 2 | 202.95
29.05. | 3 | 202.95
29.05. | 4 | 202.95
29.05. | 5 | 202.95
29.05. | 6 | 202.95
29.05. | 7 | 202.95
29.05. | 8 | 202.95
29.05. | 9 | 202.95
29.05. | 10 | 202.95
29.05. | 11 | 202.95
29.05. | 12 | 202.95
29.05. | 13 | 202.95
29.05. | 14 | 202.95
29.05. | 15 | 202.95
29.05. | 16 | 202.95
29.05. | 17 | 202.95
29.05. | 18 | 202.95
29.05. | 19 | 202.95
29.05. | 20 | 202.95
29.05. | 21 | 202.95
29.05. | 22 | 202.95
29.05. | 23 | 202.95
29.05. | 24 | 202.95
30.05. | 1 | 202.95
30.05. | 2 | 202.95
30.05. | 3 | 202.95
30.05. | 4 | 202.95
30.05. | 5 | 202.95
30.05. | 6 | 202.95
30.05. | 7 | 202.95
30.05. | 8 | 202.95
30.05. | 9 | 202.95
30.05. | 10 | 202.95
30.05. | 11 | 202.95
30.05. | 12 | 202.95
30.05. | 13 | 202.95
30.05. | 14 | 202.95
30.05. | 15 | 202.95
30.05. | 16 | 202.95
30.05. | 17 | 202.95
30.05. | 18 | 202.95
30.05. | 19 | 202.95
30.05. | 20 | 202.95
30.05. | 21 | 202.95
30.05. | 22 | 202.95
30.05. | 23 | 202.95
30.05. | 24 | 202.95
31.05. | 1 | 202.95
31.05. | 2 | 202.95
31.05. | 3 | 202.95
31.05. | 4 | 202.95
31.05. | 5 | 202.95
31.05. | 6 | 202.95
31.05. | 7 | 202.95
31.05. | 8 | 202.95
31.05. | 9 | 202.95
31.05. | 10 | 202.95
31.05. | 11 | 202.95
31.05. | 12 | 202.95
31.05. | 13 | 202.95
31.05. | 14 | 202.95
31.05. | 15 | 202.95
31.05. | 16 | 202.95
31.05. | 17 | 202.95
31.05. | 18 | 202.95
31.05. | 19 | 202.95
31.05. | 20 | 202.95
31.05. | 21 | 202.95
31.05. | 22 | 202.95
31.05. | 23 | 202.95
31.05. | 24 | 202.95
01.06. | 1 | 202.95
01.06. | 2 | 202.95
01.06. | 3 | 202.95
01.06. | 4 | 202.95
01.06. | 5 | 202.95
01.06. | 6 | 202.95
01.06. | 7 | 202.95
01.06. | 8 | 202.95
01.06. | 9 | 202.95
01.06. | 10 | 202.95
01.06. | 11 | 202.95
01.06. | 12 | 202.95
01.06. | 13 | 202.95
01.06. | 14 | 202.95
01.06. | 15 | 202.95
01.06. | 16 | 202.95
01.06. | 17 | 202.95
01.06. | 18 | 202.95
01.06. | 19 | 202.95
01.06. | 20 | 202.95
01.06. | 21 | 202.95
01.06. | 22 | 202.95
01.06. | 23 | 202.95
01.06. | 24 | 202.95
02.06. | 1 | 202.95
02.06. | 2 | 202.95
02.06. | 3 | 202.95
02.06. | 4 | 202.95
02.06. | 5 | 202.95
02.06. | 6 | 202.95
02.06. | 7 | 202.95
02.06. | 8 | 202.95
02.06. | 9 | 202.95
02.06. | 10 | 202.95
02.06. | 11 | 202.95
02.06. | 12 | 202.95
02.06. | 13 | 202.95
02.06. | 14 | 202.95
02.06. | 15 | 202.95
02.06. | 16 | 202.95
02.06. | 17 | 202.95
02.06. | 18 | 202.95
02.06. | 19 | 202.95
02.06. | 20 | 202.95
02.06. | 21 | 202.95
02.06. | 22 | 202.95
02.06. | 23 | 202.95
02.06. | 24 | 202.95
03.06. | 1 | 202.95
03.06. | 2 | 202.95
03.06. | 3 | 202.95
03.06. | 4 | 202.95
03.06. | 5 | 202.95
03.06. | 6 | 202.95
03.06. | 7 | 202.95
03.06. | 8 | 202.95
03.06. | 9 | 202.95
03.06. | 10 | 202.95
03.06. | 11 | 202.95
03.06. | 12 | 202.95
03.06. | 13 | 202.95
03.06. | 14 | 202.95
03.06. | 15 | 202.95
03.06. | 16 | 202.95
03.06. | 17 | 202.95
03.06. | 18 | 202.95
03.06. | 19 | 202.95
03.06. | 20 | 202.95
03.06. | 21 | 202.95
03.06. | 22 | 202.95
03.06. | 23 | 202.95
03.06. | 24 | 202.95
04.06. | 1 | 202.95
04.06. | 2 | 202.95
04.06. | 3 | 202.95
04.06. | 4 | 202.95
04.06. | 5 | 202.95
04.06. | 6 | 202.95
04.06. | 7 | 202.95
04.06. | 8 | 202.95
04.06. | 9 | 202.95
04.06. | 10 | 202.95
04.06. | 11 | 202.95
04.06. | 12 | 202.95
04.06. | 13 | 202.95
04.06. | 14 | 202.95
04.06. | 15 | 202.95
04.06. | 16 | 202.95
04.06. | 17 | 202.95
04.06. | 18 | 202.95
04.06. | 19 | 202.95
04.06. | 20 | 202.95
04.06. | 21 | 202.95
04.06. | 22 | 202.95
04.06. | 23 | 202.95
04.06. | 24 | 202.95
05.06. | 1 | 202.95
05.06. | 2 | 202.95
05.06. | 3 | 202.95
05.06. | 4 | 202.95
05.06. | 5 | 202.95
05.06. | 6 | 202.95
05.06. | 7 | 202.95
05.06. | 8 | 202.95
05.06. | 9 | 202.95
05.06. | 10 | 202.95
05.06. | 11 | 202.95
05.06. | 12 | 202.95
05.06. | 13 | 202.95
05.06. | 14 | 202.95
05.06. | 15 | 202.95
05.06. | 16 | 202.95
05.06. | 17 | 202.95
05.06. | 18 | 202.95
05.06. | 19 | 202.95
05.06. | 20 | 202.95
05.06. | 21 | 202.95
05.06. | 22 | 202.95
05.06. | 23 | 202.95
05.06. | 24 | 202.95
06.06. | 1 | 202.95
06.06. | 2 | 202.95
06.06. | 3 | 202.95
06.06. | 4 | 202.95
06.06. | 5 | 202.95
06.06. | 6 | 202.95
06.06. | 7 | 202.95
06.06. | 8 | 202.95
06.06. | 9 | 202.95
06.06. | 10 | 202.95
06.06. | 11 | 202.95
06.06. | 12 | 202.95
06.06. | 13 | 202.95
06.06. | 14 | 202.95
06.06. | 15 | 202.95
06.06. | 16 | 202.95
06.06. | 17 | 202.95
06.06. | 18 | 202.95
06.06. | 19 | 202.95
06.06. | 20 | 202.95
06.06. | 21 | 202.95
06.06. | 22 | 202.95
06.06. | 23 | 202.95
06.06. | 24 | 202.95
07.06. | 1 | 202.95
07.06. | 2 | 202.95
07.06. | 3 | 202.95
07.06. | 4 | 202.95
07.06. | 5 | 202.95
07.06. | 6 | 202.95
07.06. | 7 | 202.95
07.06. | 8 | 202.95
07.06. | 9 | 202.95
07.06. | 10 | 202.95
07.06. | 11 | 202.95
07.06. | 12 | 202.95
07.06. | 13 | 202.95
07.06. | 14 | 202.95
07.06. | 15 | 202.95
07.06. | 16 | 202.95
07.06. | 17 | 202.95
07.06. | 18 | 202.95
07.06. | 19 | 202.95
07.06. | 20 | 202.95
07.06. | 21 | 202.95
07.06. | 22 | 202.95
07.06. | 23 | 202.95
07.06. | 24 | 202.95
08.06. | 1 | 202.95
08.06. | 2 | 202.95
08.06. | 3 | 202.95
08.06. | 4 | 202.95
08.06. | 5 | 202.95
08.06. | 6 | 202.95
08.06. | 7 | 202.95
08.06. | 8 | 202.95
08.06. | 9 | 202.95
08.06. | 10 | 202.95
08.06. | 11 | 202.95
08.06. | 12 | 202.95
08.06. | 13 | 202.95
08.06. | 14 | 202.95
08.06. | 15 | 202.95
08.06. | 16 | 202.95
08.06. | 17 | 202.95
08.06. | 18 | 202.95
08.06. | 19 | 202.95
08.06. | 20 | 202.95
08.06. | 21 | 202.95
08.06. | 22 | 202.95
08.06. | 23 | 202.95
08.06. | 24 | 202.95
09.06. | 1 | 202.95
09.06. | 2 | 202.95
09.06. | 3 | 202.95
09.06. | 4 | 202.95
09.06. | 5 | 202.95
09.06. | 6 | 202.95
09.06. | 7 | 202.95
09.06. | 8 | 202.95
09.06. | 9 | 202.95
09.06. | 10 | 202.95
09.06. | 11 | 202.95
09.06. | 12 | 202.95
09.06. | 13 | 202.95
09.06. | 14 | 202.95
09.06. | 15 | 202.95
09.06. | 16 | 202.95
09.06. | 17 | 202.95
09.06. | 18 | 202.95
09.06. | 19 | 202.95
09.06. | 20 | 202.95
09.06. | 21 | 202.95
09.06. | 22 | 202.95
09.06. | 23 | 202.95
09.06. | 24 | 202.95
10.06. | 1 | 202.95
10.06. | 2 | 202.95
10.06. | 3 | 202.95
10.06. | 4 | 202.95
10.06. | 5 | 202.95
10.06. | 6 | 202.95
10.06. | 7 | 202.95
10.06. | 8 | 202.95
10.06. | 9 | 202.95
10.06. | 10 | 202.95
10.06. | 11 | 202.95
10.06. | 12 | 202.95
10.06. | 13 | 202.95
10.06. | 14 | 202.95
10.06. | 15 | 202.95
10.06. | 16 | 202.95
10.06. | 17 | 202.95
10.06. | 18 | 202.95
10.06. | 19 | 202.95
10.06. | 20 | 202.95
10.06. | 21 | 202.95
10.06. | 22 | 202.95
10.06. | 23 | 202.95
10.06. | 24 | 202.95
11.06. | 1 | 202.95
11.06. | 2 | 202.95
11.06. | 3 | 202.95
11.06. | 4 | 202.95
11.06. | 5 | 202.95
11.06. | 6 | 202.95
11.06. | 7 | 202.95
11.06. | 8 | 202.95
11.06. | 9 | 202.95
11.06. | 10 | 202.95
11.06. | 11 | 202.95
11.06. | 12 | 202.95
11.06. | 13 | 202.95
11.06. | 14 | 202.95
11.06. | 15 | 202.95
11.06. | 16 | 202.95
11.06. | 17 | 202.95
11.06. | 18 | 202.95
11.06. | 19 | 202.95
11.06. | 20 | 202.95
11.06. | 21 | 202.95
11.06. | 22 | 202.95
11.06. | 23 | 202.95
11.06. | 24 | 202.95
12.06. | 1 | 202.95
12.06. | 2 | 202.95
12.06. | 3 | 202.95
12.06. | 4 | 202.95
12.06. | 5 | 202.95
12.06. | 6 | 202.95
12.06. | 7 | 202.95
12.06. | 8 | 202.95
12.06. | 9 | 202.95
12.06. | 10 | 202.95
12.06. | 11 | 202.95
12.06. | 12 | 202.95
12.06. | 13 | 202.95
12.06. | 14 | 202.95
12.06. | 15 | 202.95
12.06. | 16 | 202.95
12.06. | 17 | 202.95
12.06. | 18 | 202.95
12.06. | 19 | 202.95
12.06. | 20 | 202.95
12.06. | 21 | 202.95
12.06. | 22 | 202.95
12.06. | 23 | 202.95
12.06. | 24 | 202.95
13.06. | 1 | 202.95
13.06. | 2 | 202.95
13.06. | 3 | 202.95
13.06. | 4 | 202.95
13.06. | 5 | 202.95
13.06. | 6 | 202.95
13.06. | 7 | 202.95
13.06. | 8 | 202.95
13.06. | 9 | 202.95
13.06. | 10 | 202.95
13.06. | 11 | 202.95
13.06. | 12 | 202.95
13.06. | 13 | 202.95
13.06. | 14 | 202.95
13.06. | 15 | 202.95
13.06. | 16 | 202.95
13.06. | 17 | 202.95
13.06. | 18 | 202.95
13.06. | 19 | 202.95
13.06. | 20 | 202.95
13.06. | 21 | 202.95
13.06. | 22 | 202.95
13.06. | 23 | 202.95
13.06. | 24 | 202.95
14.06. | 1 | 202.95
14.06. | 2 | 202.95
14.06. | 3 | 202.95
14.06. | 4 | 202.95
14.06. | 5 | 202.95
14.06. | 6 | 202.95
14.06. | 7 | 202.95
14.06. | 8 | 202.95
14.06. | 9 | 202.95
14.06. | 10 | 202.95
14.06. | 11 | 202.95
14.06. | 12 | 202.95
14.06. | 13 | 202.95
14.06. | 14 | 202.95
14.06. | 15 | 202.95
14.06. | 16 | 202.95
14.06. | 17 | 202.95
14.06. | 18 | 202.95
14.06. | 19 | 202.95
14.06. | 20 | 202.95
14.06. | 21 | 202.95
14.06. | 22 | 202.95
14.06. | 23 | 202.95
14.06. | 24 | 202.95
15.06. | 1 | 202.95
15.06. | 2 | 202.95
15.06. | 3 | 202.95
15.06. | 4 | 202.95
15.06. | 5 | 202.95
15.06. | 6 | 202.95
15.06. | 7 | 202.95
15.06. | 8 | 202.95
15.06. | 9 | 202.95
15.06. | 10 | 202.95
15.06. | 11 | 202.95
15.06. | 12 | 202.95
15.06. | 13 | 202.95
15.06. | 14 | 202.95
15.06. | 15 | 202.95
15.06. | 16 | 202.95
15.06. | 17 | 202.95
15.06. | 18 | 202.95
15.06. | 19 | 202.95
15.06. | 20 | 202.95
15.06. | 21 | 202.95
15.06. | 22 | 202.95
15.06. | 23 | 202.95
15.06. | 24 | 202.95
16.06. | 1 | 202.95
16.06. | 2 | 202.95
16.06. | 3 | 202.95
16.06. | 4 | 202.95
16.06. | 5 | 202.95
16.06. | 6 | 202.95
16.06. | 7 | 202.95
16.06. | 8 | 202.95
16.06. | 9 | 202.95
16.06. | 10 | 202.95
16.06. | 11 | 202.95
16.06. | 12 | 202.95
16.06. | 13 | 202.95
16.06. | 14 | 202.95
16.06. | 15 | 202.95
16.06. | 16 | 202.95
16.06. | 17 | 202.95
16.06. | 18 | 202.95
16.06. | 19 | 202.95
16.06. | 20 | 202.95
16.06. | 21 | 202.95
16.06. | 22 | 202.95
16.06. | 23 | 202.95
16.06. | 24 | 202.95
17.06. | 1 | 202.95
17.06. | 2 | 202.95
17.06. | 3 | 202.95
17.06. | 4 | 202.95
17.06. | 5 | 202.95
17.06. | 6 | 202.95
17.06. | 7 | 202.95
17.06. | 8 | 202.95
17.06. | 9 | 202.95
17.06. | 10 | 202.95
17.06. | 11 | 202.95
17.06. | 12 | 202.95
17.06. | 13 | 202.95
17.06. | 14 | 202.95
17.06. | 15 | 202.95
17.06. | 16 | 202.95
17.06. | 17 | 202.95
17.06. | 18 | 202.95
17.06. | 19 | 202.95
17.06. | 20 | 202.95
17.06. | 21 | 202.95
17.06. | 22 | 202.95
17.06. | 23 | 202.95
17.06. | 24 | 202.95
18.06. | 1 | 202.95
18.06. | 2 | 202.95
18.06. | 3 | 202.95
18.06. | 4 | 202.95
18.06. | 5 | 202.95
18.06. | 6 | 202.95
18.06. | 7 | 202.95
18.06. | 8 | 202.95
18.06. | 9 | 202.95
18.06. | 10 | 202.95
18.06. | 11 | 202.95
18.06. | 12 | 202.95
18.06. | 13 | 202.95
18.06. | 14 | 202.95
18.06. | 15 | 202.95
18.06. | 16 | 202.95
18.06. | 17 | 202.95
18.06. | 18 | 202.95
18.06. | 19 | 202.95
18.06. | 20 | 202.95
18.06. | 21 | 202.95
18.06. | 22 | 202.95
18.06. | 23 | 202.95
18.06. | 24 | 202.95
19.06. | 1 | 202.95
19.06. | 2 | 202.95
19.06. | 3 | 202.95
19.06. | 4 | 202.95
19.06. | 5 | 202.95
19.06. | 6 | 202.95
19.06. | 7 | 202.95
19.06. | 8 | 202.95
19.06. | 9 | 202.95
19.06. | 10 | 202.95
19.06. | 11 | 202.95
19.06. | 12 | 202.95
19.06. | 13 | 202.95
19.06. | 14 | 202.95
19.06. | 15 | 202.95
19.06. | 16 | 202.95
19.06. | 17 | 202.95
19.06. | 18 | 202.95
19.06. | 19 | 202.95
19.06. | 20 | 202.95
19.06. | 21 | 202.95
19.06. | 22 | 202.95
19.06. | 23 | 202.95
19.06. | 24 | 202.95
20.06. | 1 | 202.95
20.06. | 2 | 202.95
20.06. | 3 | 202.95
20.06. | 4 | 202.95
20.06. | 5 | 202.95
20.06. | 6 | 202.95
20.06. | 7 | 202.95
20.06. | 8 | 202.95
20.06. | 9 | 202.95
20.06. | 10 | 202.95
20.06. | 11 | 202.95
20.06. | 12 | 202.95
20.06. | 13 | 202.95
20.06. | 14 | 202.95
20.06. | 15 | 202.95
20.06. | 16 | 202.95
20.06. | 17 | 202.95
20.06. | 18 | 202.95
20.06. | 19 | 202.95
20.06. | 20 | 202.95
20.06. | 21 | 202.95
20.06. | 22 | 202.95
20.06. | 23 | 202.95
20.06. | 24 | 202.95
21.06. | 1 | 202.95
21.06. | 2 | 202.95
21.06. | 3 | 202.95
21.06. | 4 | 202.95
21.06. | 5 | 202.95
21.06. | 6 | 202.95
21.06. | 7 | 202.95
21.06. | 8 | 202.95
21.06. | 9 | 202.95
21.06. | 10 | 202.95
21.06. | 11 | 202.95
21.06. | 12 | 202.95
21.06. | 13 | 202.95
21.06. | 14 | 202.95
21.06. | 15 | 202.95
21.06. | 16 | 202.95
21.06. | 17 | 202.95
21.06. | 18 | 202.95
21.06. | 19 | 202.95
21.06. | 20 | 202.95
21.06. | 21 | 202.95
21.06. | 22 | 202.95
21.06. | 23 | 202.95
21.06. | 24 | 202.95
22.06. | 1 | 202.95
22.06. | 2 | 202.95
22.06. | 3 | 202.95
22.06. | 4 | 202.95
22.06. | 5 | 202.95
22.06. | 6 | 202.95
22.06. | 7 | 202.95
22.06. | 8 | 202.95
22.06. | 9 | 202.95
22.06. | 10 | 202.95
22.06. | 11 | 202.95
22.06. | 12 | 202.95
22.06. | 13 | 202.95
22.06. | 14 | 202.95
22.06. | 15 | 202.95
22.06. | 16 | 202.95
22.06. | 17 | 202.95
22.06. | 18 | 202.95
22.06. | 19 | 202.95
22.06. | 20 | 202.95
22.06. | 21 | 202.95
22.06. | 22 | 202.95
22.06. | 23 | 202.95
22.06. | 24 | 202.95
23.06. | 1 | 202.95
23.06. | 2 | 202.95
23.06. | 3 | 202.95
23.06. | 4 | 202.95
23.06. | 5 | 202.95
23.06. | 6 | 202.95
23.06. | 7 | 202.95
23.06. | 8 | 202.95
23.06. | 9 | 202.95
23.06. | 10 | 202.95
23.06. | 11 | 202.95
23.06. | 12 | 202.95
23.06. | 13 | 202.95
23.06. | 14 | 202.95
23.06. | 15 | 202.95
23.06. | 16 | 202.95
23.06. | 17 | 202.95
23.06. | 18 | 202.95
23.06. | 19 | 202.95
23.06. | 20 | 202.95
23.06. | 21 | 202.95
23.06. | 22 | 202.95
23.06. | 23 | 202.95
23.06. | 24 | 202.95
24.06. | 1 | 202.95
24.06. | 2 | 202.95
24.06. | 3 | 202.95
24.06. | 4 | 202.95
24.06. | 5 | 202.95
24.06. | 6 | 202.95
24.06. | 7 | 202.95
24.06. | 8 | 202.95
24.06. | 9 | 202.95
24.06. | 10 | 202.95
24.06. | 11 | 202.95
24.06. | 12 | 202.95
24.06. | 13 | 202.95
24.06. | 14 | 202.95
24.06. | 15 | 202.95
24.06. | 16 | 202.95
24.06. | 17 | 202.95
24.06. | 18 | 202.95
24.06. | 19 | 202.95
24.06. | 20 | 202.95
24.06. | 21 | 202.95
24.06. | 22 | 202.95
24.06. | 23 | 202.95
24.06. | 24 | 202.95
25.06. | 1 | 202.95
25.06. | 2 | 202.95
25.06. | 3 | 202.95
25.06. | 4 | 202.95
25.06. | 5 | 202.95
25.06. | 6 | 202.95
25.06. | 7 | 202.95
25.06. | 8 | 202.95
25.06. | 9 | 202.95
25.06. | 10 | 202.95
25.06. | 11 | 202.95
25.06. | 12 | 202.95
25.06. | 13 | 202.95
25.06. | 14 | 202.95
25.06. | 15 | 202.95
25.06. | 16 | 202.95
25.06. | 17 | 202.95
25.06. | 18 | 202.95
25.06. | 19 | 202.95
25.06. | 20 | 202.95
25.06. | 21 | 202.95
25.06. | 22 | 202.95
25.06. | 23 | 202.95
25.06. | 24 | 202.95
26.06. | 1 | 202.95
26.06. | 2 | 202.95
26.06. | 3 | 202.95
26.06. | 4 | 202.95
26.06. | 5 | 202.95
26.06. | 6 | 202.95
26.06. | 7 | 202.95
26.06. | 8 | 202.95
26.06. | 9 | 202.95
26.06. | 10 | 202.95
26.06. | 11 | 202.95
26.06. | 12 | 202.95
26.06. | 13 | 202.95
26.06. | 14 | 202.95
26.06. | 15 | 202.95
26.06. | 16 | 202.95
26.06. | 17 | 202.95
26.06. | 18 | 202.95
26.06. | 19 | 202.95
26.06. | 20 | 202.95
26.06. | 21 | 202.95
26.06. | 22 | 202.95
26.06. | 23 | 202.95
26.06. | 24 | 202.95
27.06. | 1 | 202.95
27.06. | 2 | 202.95
27.06. | 3 | 202.95
27.06. | 4 | 202.95
27.06. | 5 | 202.95
27.06. | 6 | 202.95
27.06. | 7 | 202.95
27.06. | 8 | 202.95
27.06. | 9 | 202.95
27.06. | 10 | 202.95
27.06. | 11 | 202.95
27.06. | 12 | 202.95
27.06. | 13 | 202.95
27.06. | 14 | 202.95
27.06. | 15 | 202.95
27.06. | 16 | 202.95
27.06. | 17 | 202.95
27.06. | 18 | 202.95
27.06. | 19 | 202.95
27.06. | 20 | 202.95
27.06. | 21 | 202.95
27.06. | 22 | 202.95
27.06. | 23 | 202.95
27.06. | 24 | 202.95
28.06. | 1 | 202.95
28.06. | 2 | 202.95
28.06. | 3 | 202.95
28.06. | 4 | 202.95
28.06. | 5 | 202.95
28.06. | 6 | 202.95
28.06. | 7 | 202.95
28.06. | 8 | 202.95
28.06. | 9 | 202.95
28.06. | 10 | 202.95
28.06. | 11 | 202.95
28.06. | 12 | 202.95
28.06. | 13 | 202.95
28.06. | 14 | 202.95
28.06. | 15 | 202.95
28.06. | 16 | 202.95
28.06. | 17 | 202.95
28.06. | 18 | 202.95
28.06. | 19 | 202.95
28.06. | 20 | 202.95
28.06. | 21 | 202.95
28.06. | 22 | 202.95
28.06. | 23 | 202.95
28.06. | 24 | 202.95
29.06. | 1 | 202.95
29.06. | 2 | 202.95
29.06. | 3 | 202.95
29.06. | 4 | 202.95
29.06. | 5 | 202.95
29.06. | 6 | 202.95
29.06. | 7 | 202.95
29.06. | 8 | 202.95
29.06. | 9 | 202.95
29.06. | 10 | 202.95
29.06. | 11 | 202.95
29.06. | 12 | 202.95
29.06. | 13 | 202.95
29.06. | 14 | 202.95
29.06. | 15 | 202.95
29.06. | 16 | 202.95
29.06. | 17 | 202.95
29.06. | 18 | 202.95
29.06. | 19 | 202.95
29.06. | 20 | 202.95
29.06. | 21 | 202.95
29.06. | 22 | 202.95
29.06. | 23 | 202.95
29.06. | 24 | 202.95
30.06. | 1 | 202.95
30.06. | 2 | 202.95
30.06. | 3 | 202.95
30.06. | 4 | 202.95
30.06. | 5 | 202.95
30.06. | 6 | 202.95
30.06. | 7 | 202.95
30.06. | 8 | 202.95
30.06. | 9 | 202.95
30.06. | 10 | 202.95
30.06. | 11 | 202.95
30.06. | 12 | 202.95
30.06. | 13 | 202.95
30.06. | 14 | 202.95
30.06. | 15 | 202.95
30.06. | 16 | 202.95
30.06. | 17 | 202.95
30.06. | 18 | 202.95
30.06. | 19 | 202.95
30.06. | 20 | 202.95
30.06. | 21 | 202.95
30.06. | 22 | 202.95
30.06. | 23 | 202.95
30.06. | 24 | 202.95
01.07. | 1 | 202.95
01.07. | 2 | 202.95
01.07. | 3 | 202.95
01.07. | 4 | 202.95
01.07. | 5 | 202.95
01.07. | 6 | 202.95
01.07. | 7 | 202.95
01.07. | 8 | 202.95
01.07. | 9 | 202.95
01.07. | 10 | 202.95
01.07. | 11 | 202.95
01.07. | 12 | 202.95
01.07. | 13 | 202.95
01.07. | 14 | 202.95
01.07. | 15 | 202.95
01.07. | 16 | 202.95
01.07. | 17 | 202.95
01.07. | 18 | 202.95
01.07. | 19 | 202.95
01.07. | 20 | 202.95
01.07. | 21 | 202.95
01.07. | 22 | 202.95
01.07. | 23 | 202.95
01.07. | 24 | 202.95
02.07. | 1 | 202.95
02.07. | 2 | 202.95
02.07. | 3 | 202.95
02.07. | 4 | 202.95
02.07. | 5 | 202.95
02.07. | 6 | 202.95
02.07. | 7 | 202.95
02.07. | 8 | 202.95
02.07. | 9 | 202.95
02.07. | 10 | 202.95
02.07. | 11 | 202.95
02.07. | 12 | 202.95
02.07. | 13 | 202.95
02.07. | 14 | 202.95
02.07. | 15 | 202.95
02.07. | 16 | 202.95
02.07. | 17 | 202.95
02.07. | 18 | 202.95
02.07. | 19 | 202.95
02.07. | 20 | 202.95
02.07. | 21 | 202.95
02.07. | 22 | 202.95
02.07. | 23 | 202.95
02.07. | 24 | 202.95
03.07. | 1 | 202.95
03.07. | 2 | 202.95
03.07. | 3 | 202.95
03.07. | 4 | 202.95
03.07. | 5 | 202.95
03.07. | 6 | 202.95
03.07. | 7 | 202.95
03.07. | 8 | 202.95
03.07. | 9 | 202.95
03.07. | 10 | 202.95
03.07. | 11 | 202.95
03.07. | 12 | 202.95
03.07. | 13 | 202.95
03.07. | 14 | 202.95
03.07. | 15 | 202.95
03.07. | 16 | 202.95
03.07. | 17 | 202.95
03.07. | 18 | 202.95
03.07. | 19 | 202.95
03.07. | 20 | 202.95
03.07. | 21 | 202.95
03.07. | 22 | 202.95
03.07. | 23 | 202.95
03.07. | 24 | 202.95
04.07. | 1 | 202.95
04.07. | 2 | 202.95
04.07. | 3 | 202.95
04.07. | 4 | 202.95
04.07. | 5 | 202.95
04.07. | 6 | 202.95
04.07. | 7 | 202.95
04.07. | 8 | 202.95
04.07. | 9 | 202.95
04.07. | 10 | 202.95
04.07. | 11 | 202.95
04.07. | 12 | 202.95
04.07. | 13 | 202.95
04.07. | 14 | 202.95
04.07. | 15 | 202.95
04.07. | 16 | 202.95
04.07. | 17 | 202.95
04.07. | 18 | 202.95
04.07. | 19 | 202.95
04.07. | 20 | 202.95
04.07. | 21 | 202.95
04.07. | 22 | 202.95
04.07. | 23 | 202.95
04.07. | 24 | 202.95
05.07. | 1 | 202.95
05.07. | 2 | 202.95
05.07. | 3 | 202.95
05.07. | 4 | 202.95
05.07. | 5 | 202.95
05.07. | 6 | 202.95
05.07. | 7 | 202.95
05.07. | 8 | 202.95
05.07. | 9 | 202.95
05.07. | 10 | 202.95
05.07. | 11 | 202.95
05.07. | 12 | 202.95
05.07. | 13 | 202.95
05.07. | 14 | 202.95
05.07. | 15 | 202.95
05.07. | 16 | 202.95
05.07. | 17 | 202.95
05.07. | 18 | 202.95
05.07. | 19 | 202.95
05.07. | 20 | 202.95
05.07. | 21 | 202.95
05.07. | 22 | 202.95
05.07. | 23 | 202.95
05.07. | 24 | 202.95
06.07. | 1 | 202.95
06.07. | 2 | 202.95
06.07. | 3 | 202.95
06.07. | 4 | 202.95
06.07. | 5 | 202.95
06.07. | 6 | 202.95
06.07. | 7 | 202.95
06.07. | 8 | 202.95
06.07. | 9 | 202.95
06.07. | 10 | 202.95
06.07. | 11 | 202.95
06.07. | 12 | 202.95
06.07. | 13 | 202.95
06.07. | 14 | 202.95
06.07. | 15 | 202.95
06.07. | 16 | 202.95
06.07. | 17 | 202.95
06.07. | 18 | 202.95
06.07. | 19 | 202.95
06.07. | 20 | 202.95
06.07. | 21 | 202.95
06.07. | 22 | 202.95
06.07. | 23 | 202.95
06.07. | 24 | 202.95
07.07. | 1 | 202.95
07.07. | 2 | 202.95
07.07. | 3 | 202.95
07.07. | 4 | 202.95
07.07. | 5 | 202.95
07.07. | 6 | 202.95
07.07. | 7 | 202.95
07.07. | 8 | 202.95
07.07. | 9 | 202.95
07.07. | 10 | 202.95
07.07. | 11 | 202.95
07.07. | 12 | 202.95
07.07. | 13 | 202.95
07.07. | 14 | 202.95
07.07. | 15 | 202.95
07.07. | 16 | 202.95
07.07. | 17 | 202.95
07.07. | 18 | 202.95
07.07. | 19 | 202.95
07.07. | 20 | 202.95
07.07. | 21 | 202.95
07.07. | 22 | 202.95
07.07. | 23 | 202.95
07.07. | 24 | 202.95
08.07. | 1 | 202.95
08.07. | 2 | 202.95
08.07. | 3 | 202.95
08.07. | 4 | 202.95
08.07. | 5 | 202.95
08.07. | 6 | 202.95
08.07. | 7 | 202.95
08.07. | 8 | 202.95
08.07. | 9 | 202.95
08.07. | 10 | 202.95
08.07. | 11 | 202.95
08.07. | 12 | 202.95
08.07. | 13 | 202.95
08.07. | 14 | 202.95
08.07. | 15 | 202.95
08.07. | 16 | 202.95
08.07. | 17 | 202.95
08.07. | 18 | 202.95
08.07. | 19 | 202.95
08.07. | 20 | 202.95
08.07. | 21 | 202.95
08.07. | 22 | 202.95
08.07. | 23 | 202.95
08.07. | 24 | 202.95
09.07. | 1 | 202.95
09.07. | 2 | 202.95
09.07. | 3 | 202.95
09.07. | 4 | 202.95
09.07. | 5 | 202.95
09.07. | 6 | 202.95
09.07. | 7 | 202.95
09.07. | 8 | 202.95
09.07. | 9 | 202.95
09.07. | 10 | 202.95
09.07. | 11 | 202.95
09.07. | 12 | 202.95
09.07. | 13 | 202.95
09.07. | 14 | 202.95
09.07. | 15 | 202.95
09.07. | 16 | 202.95
09.07. | 17 | 202.95
09.07. | 18 | 202.95
09.07. | 19 | 202.95
09.07. | 20 | 202.95
09.07. | 21 | 202.95
09.07. | 22 | 202.95
09.07. | 23 | 202.95
09.07. | 24 | 202.95
10.07. | 1 | 202.95
10.07. | 2 | 202.95
10.07. | 3 | 202.95
10.07. | 4 | 202.95
10.07. | 5 | 202.95
10.07. | 6 | 202.95
10.07. | 7 | 202.95
10.07. | 8 | 202.95
10.07. | 9 | 202.95
10.07. | 10 | 202.95
10.07. | 11 | 202.95
10.07. | 12 | 202.95
10.07. | 13 | 202.95
10.07. | 14 | 202.95
10.07. | 15 | 202.95
10.07. | 16 | 202.95
10.07. | 17 | 202.95
10.07. | 18 | 202.95
10.07. | 19 | 202.95
10.07. | 20 | 202.95
10.07. | 21 | 202.95
10.07. | 22 | 202.95
10.07. | 23 | 202.95
10.07. | 24 | 202.95
11.07. | 1 | 202.95
11.07. | 2 | 202.95
11.07. | 3 | 202.95
11.07. | 4 | 202.95
11.07. | 5 | 202.95
11.07. | 6 | 202.95
11.07. | 7 | 202.95
11.07. | 8 | 202.95
11.07. | 9 | 202.95
11.07. | 10 | 202.95
11.07. | 11 | 202.95
11.07. | 12 | 202.95
11.07. | 13 | 202.95
11.07. | 14 | 202.95
11.07. | 15 | 202.95
11.07. | 16 | 202.95
11.07. | 17 | 202.95
11.07. | 18 | 202.95
11.07. | 19 | 202.95
11.07. | 20 | 202.95
11.07. | 21 | 202.95
11.07. | 22 | 202.95
11.07. | 23 | 202.95
11.07. | 24 | 202.95
12.07. | 1 | 202.95
12.07. | 2 | 202.95
12.07. | 3 | 202.95
12.07. | 4 | 202.95
12.07. | 5 | 202.95
12.07. | 6 | 202.95
12.07. | 7 | 202.95
12.07. | 8 | 202.95
12.07. | 9 | 202.95
12.07. | 10 | 202.95
12.07. | 11 | 202.95
12.07. | 12 | 202.95
12.07. | 13 | 202.95
12.07. | 14 | 202.95
12.07. | 15 | 202.95
12.07. | 16 | 202.95
12.07. | 17 | 202.95
12.07. | 18 | 202.95
12.07. | 19 | 202.95
12.07. | 20 | 202.95
12.07. | 21 | 202.95
12.07. | 22 | 202.95
12.07. | 23 | 202.95
12.07. | 24 | 202.95
13.07. | 1 | 202.95
13.07. | 2 | 202.95
13.07. | 3 | 202.95
13.07. | 4 | 202.95
13.07. | 5 | 202.95
13.07. | 6 | 202.95
13.07. | 7 | 202.95
13.07. | 8 | 202.95
13.07. | 9 | 202.95
13.07. | 10 | 202.95
13.07. | 11 | 202.95
13.07. | 12 | 202.95
13.07. | 13 | 202.95
13.07. | 14 | 202.95
13.07. | 15 | 202.95
13.07. | 16 | 202.95
13.07. | 17 | 202.95
13.07. | 18 | 202.95
13.07. | 19 | 202.95
13.07. | 20 | 202.95
13.07. | 21 | 202.95
13.07. | 22 | 202.95
13.07. | 23 | 202.95
13.07. | 24 | 202.95
14.07. | 1 | 202.95
14.07. | 2 | 202.95
14.07. | 3 | 202.95
14.07. | 4 | 202.95
14.07. | 5 | 202.95
14.07. | 6 | 202.95
14.07. | 7 | 202.95
14.07. | 8 | 202.95
14.07. | 9 | 202.95
14.07. | 10 | 202.95
14.07. | 11 | 202.95
14.07. | 12 | 202.95
14.07. | 13 | 202.95
14.07. | 14 | 202.95
14.07. | 15 | 202.95
14.07. | 16 | 202.95
14.07. | 17 | 202.95
14.07. | 18 | 202.95
14.07. | 19 | 202.95
14.07. | 20 | 202.95
14.07. | 21 | 202.95
14.07. | 22 | 202.95
14.07. | 23 | 202.95
14.07. | 24 | 202.95
15.07. | 1 | 202.95
15.07. | 2 | 202.95
15.07. | 3 | 202.95
15.07. | 4 | 202.95
15.07. | 5 | 202.95
15.07. | 6 | 202.95
15.07. | 7 | 202.95
15.07. | 8 | 202.95
15.07. | 9 | 202.95
15.07. | 10 | 202.95
15.07. | 11 | 202.95
15.07. | 12 | 202.95
15.07. | 13 | 202.95
15.07. | 14 | 202.95
15.07. | 15 | 202.95
15.07. | 16 | 202.95
15.07. | 17 | 202.95
15.07. | 18 | 202.95
15.07. | 19 | 202.95
15.07. | 20 | 202.95
15.07. | 21 | 202.95
15.07. | 22 | 202.95
15.07. | 23 | 202.95
15.07. | 24 | 202.95
16.07. | 1 | 202.95
16.07. | 2 | 202.95
16.07. | 3 | 202.95
16.07. | 4 | 202.95
16.07. | 5 | 202.95
16.07. | 6 | 202.95
16.07. | 7 | 202.95
16.07. | 8 | 202.95
16.07. | 9 | 202.95
16.07. | 10 | 202.95
16.07. | 11 | 202.95
16.07. | 12 | 202.95
16.07. | 13 | 202.95
16.07. | 14 | 202.95
16.07. | 15 | 202.95
16.07. | 16 | 202.95
16.07. | 17 | 202.95
16.07. | 18 | 202.95
16.07. | 19 | 202.95
16.07. | 20 | 202.95
16.07. | 21 | 202.95
16.07. | 22 | 202.95
16.07. | 23 | 202.95
16.07. | 24 | 202.95
17.07. | 1 | 202.95
17.07. | 2 | 202.95
17.07. | 3 | 202.95
17.07. | 4 | 202.95
17.07. | 5 | 202.95
17.07. | 6 | 202.95
17.07. | 7 | 202.95
17.07. | 8 | 202.95
17.07. | 9 | 202.95
17.07. | 10 | 202.95
17.07. | 11 | 202.95
17.07. | 12 | 202.95
17.07. | 13 | 202.95
17.07. | 14 | 202.95
17.07. | 15 | 202.95
17.07. | 16 | 202.95
17.07. | 17 | 202.95
17.07. | 18 | 202.95
17.07. | 19 | 202.95
17.07. | 20 | 202.95
17.07. | 21 | 202.95
17.07. | 22 | 202.95
17.07. | 23 | 202.95
17.07. | 24 | 202.95
18.07. | 1 | 202.95
18.07. | 2 | 202.95
18.07. | 3 | 202.95
18.07. | 4 | 202.95
18.07. | 5 | 202.95
18.07. | 6 | 202.95
18.07. | 7 | 202.95
18.07. | 8 | 202.95
18.07. | 9 | 202.95
18.07. | 10 | 202.95
18.07. | 11 | 202.95
18.07. | 12 | 202.95
18.07. | 13 | 202.95
18.07. | 14 | 202.95
18.07. | 15 | 202.95
18.07. | 16 | 202.95
18.07. | 17 | 202.95
18.07. | 18 | 202.95
18.07. | 19 | 202.95
18.07. | 20 | 202.95
18.07. | 21 | 202.95
18.07. | 22 | 202.95
18.07. | 23 | 202.95
18.07. | 24 | 202.95
19.07. | 1 | 202.95
19.07. | 2 | 202.95
19.07. | 3 | 202.95
19.07. | 4 | 202.95
19.07. | 5 | 202.95
19.07. | 6 | 202.95
19.07. | 7 | 202.95
19.07. | 8 | 202.95
19.07. | 9 | 202.95
19.07. | 10 | 202.95
19.07. | 11 | 202.95
19.07. | 12 | 202.95
19.07. | 13 | 202.95
19.07. | 14 | 202.95
19.07. | 15 | 202.95
19.07. | 16 | 202.95
19.07. | 17 | 202.95
19.07. | 18 | 202.95
19.07. | 19 | 202.95
19.07. | 20 | 202.95
19.07. | 21 | 202.95
19.07. | 22 | 202.95
19.07. | 23 | 202.95
19.07. | 24 | 202.95
20.07. | 1 | 202.95
20.07. | 2 | 202.95
20.07. | 3 | 202.95
20.07. | 4 | 202.95
20.07. | 5 | 202.95
20.07. | 6 | 202.95
20.07. | 7 | 202.95
20.07. | 8 | 202.95
20.07. | 9 | 202.95
20.07. | 10 | 202.95
20.07. | 11 | 202.95
20.07. | 12 | 202.95
20.07. | 13 | 202.95
20.07. | 14 | 202.95
20.07. | 15 | 202.95
20.07. | 16 | 202.95
20.07. | 17 | 202.95
20.07. | 18 | 202.95
20.07. | 19 | 202.95
20.07. | 20 | 202.95
20.07. | 21 | 202.95
20.07. | 22 | 202.95
20.07. | 23 | 202.95
20.07. | 24 | 202.95
21.07. | 1 | 202.95
21.07. | 2 | 202.95
21.07. | 3 | 202.95
21.07. | 4 | 202.95
21.07. | 5 | 202.95
21.07. | 6 | 202.95
21.07. | 7 | 202.95
21.07. | 8 | 202.95
21.07. | 9 | 202.95
21.07. | 10 | 202.95
21.07. | 11 | 202.95
21.07. | 12 | 202.95
21.07. | 13 | 202.95
21.07. | 14 | 202.95
21.07. | 15 | 202.95
21.07. | 16 | 202.95
21.07. | 17 | 202.95
21.07. | 18 | 202.95
21.07. | 19 | 202.95
21.07. | 20 | 202.95
21.07. | 21 | 202.95
21.07. | 22 | 202.95
21.07. | 23 | 202.95
21.07. | 24 | 202.95
22.07. | 1 | 202.95
22.07. | 2 | 202.95
22.07. | 3 | 202.95
22.07. | 4 | 202.95
22.07. | 5 | 202.95
22.07. | 6 | 202.95
22.07. | 7 | 202.95
22.07. | 8 | 202.95
22.07. | 9 | 202.95
22.07. | 10 | 202.95
22.07. | 11 | 202.95
22.07. | 12 | 202.95
22.07. | 13 | 202.95
22.07. | 14 | 202.95
22.07. | 15 | 202.95
22.07. | 16 | 202.95
22.07. | 17 | 202.95
22.07. | 18 | 202.95
22.07. | 19 | 202.95
22.07. | 20 | 202.95
22.07. | 21 | 202.95
22.07. | 22 | 202.95
22.07. | 23 | 202.95
22.07. | 24 | 202.95
23.07. | 1 | 202.95
23.07. | 2 | 202.95
23.07. | 3 | 202.95
23.07. | 4 | 202.95
23.07. | 5 | 202.95
23.07. | 6 | 202.95
23.07. | 7 | 202.95
23.07. | 8 | 202.95
23.07. | 9 | 202.95
23.07. | 10 | 202.95
23.07. | 11 | 202.95
23.07. | 12 | 202.95
23.07. | 13 | 202.95
23.07. | 14 | 202.95
23.07. | 15 | 202.95
23.07. | 16 | 202.95
23.07. | 17 | 202.95
23.07. | 18 | 202.95
23.07. | 19 | 202.95
23.07. | 20 | 202.95
23.07. | 21 | 202.95
23.07. | 22 | 202.95
23.07. | 23 | 202.95
23.07. | 24 | 202.95
24.07. | 1 | 202.95
24.07. | 2 | 202.95
24.07. | 3 | 202.95
24.07. | 4 | 202.95
24.07. | 5 | 202.95
24.07. | 6 | 202.95
24.07. | 7 | 202.95
24.07. | 8 | 202.95
24.07. | 9 | 202.95
24.07. | 10 | 202.95
24.07. | 11 | 202.95
24.07. | 12 | 202.95
24.07. | 13 | 202.95
24.07. | 14 | 202.95
24.07. | 15 | 202.95
24.07. | 16 | 202.95
24.07. | 17 | 202.95
24.07. | 18 | 202.95
24.07. | 19 | 202.95
24.07. | 20 | 202.95
24.07. | 21 | 202.95
24.07. | 22 | 202.95
24.07. | 23 | 202.95
24.07. | 24 | 202.95
25.07. | 1 | 202.95
25.07. | 2 | 202.95
25.07. | 3 | 202.95
25.07. | 4 | 202.95
25.07. | 5 | 202.95
25.07. | 6 | 202.95
25.07. | 7 | 202.95
25.07. | 8 | 202.95
25.07. | 9 | 202.95
25.07. | 10 | 202.95
25.07. | 11 | 202.95
25.07. | 12 | 202.95
25.07. | 13 | 202.95
25.07. | 14 | 202.95
25.07. | 15 | 202.95
25.07. | 16 | 202.95
25.07. | 17 | 202.95
25.07. | 18 | 202.95
25.07. | 19 | 202.95
25.07. | 20 | 202.95
25.07. | 21 | 202.95
25.07. | 22 | 202.95
25.07. | 23 | 202.95
25.07. | 24 | 202.95
26.07. | 1 | 202.95
26.07. | 2 | 202.95
26.07. | 3 | 202.95
26.07. | 4 | 202.95
26.07. | 5 | 202.95
26.07. | 6 | 202.95
26.07. | 7 | 202.95
26.07. | 8 | 202.95
26.07. | 9 | 202.95
26.07. | 10 | 202.95
26.07. | 11 | 202.95
26.07. | 12 | 202.95
26.07. | 13 | 202.95
26.07. | 14 | 202.95
26.07. | 15 | 202.95
26.07. | 16 | 202.95
26.07. | 17 | 202.95
26.07. | 18 | 202.95
26.07. | 19 | 202.95
26.07. | 20 | 202.95
26.07. | 21 | 202.95
26.07. | 22 | 202.95
26.07. | 23 | 202.95
26.07. | 24 | 202.95
27.07. | 1 | 202.95
27.07. | 2 | 202.95
27.07. | 3 | 202.95
27.07. | 4 | 202.95
27.07. | 5 | 202.95
27.07. | 6 | 202.95
27.07. | 7 | 202.95
27.07. | 8 | 202.95
27.07. | 9 | 202.95
27.07. | 10 | 202.95
27.07. | 11 | 202.95
27.07. | 12 | 202.95
27.07. | 13 | 202.95
27.07. | 14 | 202.95
27.07. | 15 | 202.95
27.07. | 16 | 202.95
27.07. | 17 | 202.95
27.07. | 18 | 202.95
27.07. | 19 | 202.95
27.07. | 20 | 202.95
27.07. | 21 | 202.95
27.07. | 22 | 202.95
27.07. | 23 | 202.95
27.07. | 24 | 202.95
28.07. | 1 | 202.95
28.07. | 2 | 202.95
28.07. | 3 | 202.95
28.07. | 4 | 202.95
28.07. | 5 | 202.95
28.07. | 6 | 202.95
28.07. | 7 | 202.95
28.07. | 8 | 202.95
28.07. | 9 | 202.95
28.07. | 10 | 202.95
28.07. | 11 | 202.95
28.07. | 12 | 202.95
28.07. | 13 | 202.95
28.07. | 14 | 202.95
28.07. | 15 | 202.95
28.07. | 16 | 202.95
28.07. | 17 | 202.95
28.07. | 18 | 202.95
28.07. | 19 | 202.95
28.07. | 20 | 202.95
28.07. | 21 | 202.95
28.07. | 22 | 202.95
28.07. | 23 | 202.95
28.07. | 24 | 202.95
29.07. | 1 | 202.95
29.07. | 2 | 202.95
29.07. | 3 | 202.95
29.07. | 4 | 202.95
29.07. | 5 | 202.95
29.07. | 6 | 202.95
29.07. | 7 | 202.95
29.07. | 8 | 202.95
29.07. | 9 | 202.95
29.07. | 10 | 202.95
29.07. | 11 | 202.95
29.07. | 12 | 202.95
29.07. | 13 | 202.95
29.07. | 14 | 202.95
29.07. | 15 | 202.95
29.07. | 16 | 202.95
29.07. | 17 | 202.95
29.07. | 18 | 202.95
29.07. | 19 | 202.95
29.07. | 20 | 202.95
29.07. | 21 | 202.95
29.07. | 22 | 202.95
29.07. | 23 | 202.95
29.07. | 24 | 202.95
30.07. | 1 | 202.95
30.07. | 2 | 202.95
30.07. | 3 | 202.95
30.07. | 4 | 202.95
30.07. | 5 | 202.95
30.07. | 6 | 202.95
30.07. | 7 | 202.95
30.07. | 8 | 202.95
30.07. | 9 | 202.95
30.07. | 10 | 202.95
30.07. | 11 | 202.95
30.07. | 12 | 202.95
30.07. | 13 | 202.95
30.07. | 14 | 202.95
30.07. | 15 | 202.95
30.07. | 16 | 202.95
30.07. | 17 | 202.95
30.07. | 18 | 202.95
30.07. | 19 | 202.95
30.07. | 20 | 202.95
30.07. | 21 | 202.95
30.07. | 22 | 202.95
30.07. | 23 | 202.95
30.07. | 24 | 202.95
31.07. | 1 | 202.95
31.07. | 2 | 202.95
31.07. | 3 | 202.95
31.07. | 4 | 202.95
31.07. | 5 | 202.95
31.07. | 6 | 202.95
31.07. | 7 | 202.95
31.07. | 8 | 202.95
31.07. | 9 | 202.95
31.07. | 10 | 202.95
31.07. | 11 | 202.95
31.07. | 12 | 202.95
31.07. | 13 | 202.95
31.07. | 14 | 202.95
31.07. | 15 | 202.95
31.07. | 16 | 202.95
31.07. | 17 | 202.95
31.07. | 18 | 202.95
31.07. | 19 | 202.95
31.07. | 20 | 202.95
31.07. | 21 | 202.95
31.07. | 22 | 202.95
31.07. | 23 | 202.95
31.07. | 24 | 202.95
01.08. | 1 | 202.95
01.08. | 2 | 202.95
01.08. | 3 | 202.95
01.08. | 4 | 202.95
01.08. | 5 | 202.95
01.08. | 6 | 202.95
01.08. | 7 | 202.95
01.08. | 8 | 202.95
01.08. | 9 | 202.95
01.08. | 10 | 202.95
01.08. | 11 | 202.95
01.08. | 12 | 202.95
01.08. | 13 | 202.95
01.08. | 14 | 202.95
01.08. | 15 | 202.95
01.08. | 16 | 202.95
01.08. | 17 | 202.95
01.08. | 18 | 202.95
01.08. | 19 | 202.95
01.08. | 20 | 202.95
01.08. | 21 | 202.95
01.08. | 22 | 202.95
01.08. | 23 | 202.95
01.08. | 24 | 202.95
02.08. | 1 | 202.95
02.08. | 2 | 202.95
02.08. | 3 | 202.95
02.08. | 4 | 202.95
02.08. | 5 | 202.95
02.08. | 6 | 202.95
02.08. | 7 | 202.95
02.08. | 8 | 202.95
02.08. | 9 | 202.95
02.08. | 10 | 202.95
02.08. | 11 | 202.95
02.08. | 12 | 202.95
02.08. | 13 | 202.95
02.08. | 14 | 202.95
02.08. | 15 | 202.95
02.08. | 16 | 202.95
02.08. | 17 | 202.95
02.08. | 18 | 202.95
02.08. | 19 | 202.95
02.08. | 20 | 202.95
02.08. | 21 | 202.95
02.08. | 22 | 202.95
02.08. | 23 | 202.95
02.08. | 24 | 202.95
03.08. | 1 | 202.95
03.08. | 2 | 202.95
03.08. | 3 | 202.95
03.08. | 4 | 202.95
03.08. | 5 | 202.95
03.08. | 6 | 202.95
03.08. | 7 | 202.95
03.08. | 8 | 202.95
03.08. | 9 | 202.95
03.08. | 10 | 202.95
03.08. | 11 | 202.95
03.08. | 12 | 202.95
03.08. | 13 | 202.95
03.08. | 14 | 202.95
03.08. | 15 | 202.95
03.08. | 16 | 202.95
03.08. | 17 | 202.95
03.08. | 18 | 202.95
03.08. | 19 | 202.95
03.08. | 20 | 202.95
03.08. | 21 | 202.95
03.08. | 22 | 202.95
03.08. | 23 | 202.95
03.08. | 24 | 202.95
04.08. | 1 | 202.95
04.08. | 2 | 202.95
04.08. | 3 | 202.95
04.08. | 4 | 202.95
04.08. | 5 | 202.95
04.08. | 6 | 202.95
04.08. | 7 | 202.95
04.08. | 8 | 202.95
04.08. | 9 | 202.95
04.08. | 10 | 202.95
04.08. | 11 | 202.95
04.08. | 12 | 202.95
04.08. | 13 | 202.95
04.08. | 14 | 202.95
04.08. | 15 | 202.95
04.08. | 16 | 202.95
04.08. | 17 | 202.95
04.08. | 18 | 202.95
04.08. | 19 | 202.95
04.08. | 20 | 202.95
04.08. | 21 | 202.95
04.08. | 22 | 202.95
04.08. | 23 | 202.95
04.08. | 24 | 202.95
05.08. | 1 | 202.95
05.08. | 2 | 202.95
05.08. | 3 | 202.95
05.08. | 4 | 202.95
05.08. | 5 | 202.95
05.08. | 6 | 202.95
05.08. | 7 | 202.95
05.08. | 8 | 202.95
05.08. | 9 | 202.95
05.08. | 10 | 202.95
05.08. | 11 | 202.95
05.08. | 12 | 202.95
05.08. | 13 | 202.95
05.08. | 14 | 202.95
05.08. | 15 | 202.95
05.08. | 16 | 202.95
05.08. | 17 | 202.95
05.08. | 18 | 202.95
05.08. | 19 | 202.95
05.08. | 20 | 202.95
05.08. | 21 | 202.95
05.08. | 22 | 202.95
05.08. | 23 | 202.95
05.08. | 24 | 202.95
06.08. | 1 | 202.95
06.08. | 2 | 202.95
06.08. | 3 | 202.95
06.08. | 4 | 202.95
06.08. | 5 | 202.95
06.08. | 6 | 202.95
06.08. | 7 | 202.95
06.08. | 8 | 202.95
06.08. | 9 | 202.95
06.08. | 10 | 202.95
06.08. | 11 | 202.95
06.08. | 12 | 202.95
06.08. | 13 | 202.95
06.08. | 14 | 202.95
06.08. | 15 | 202.95
06.08. | 16 | 202.95
06.08. | 17 | 202.95
06.08. | 18 | 202.95
06.08. | 19 | 202.95
06.08. | 20 | 202.95
06.08. | 21 | 202.95
06.08. | 22 | 202.95
06.08. | 23 | 202.95
06.08. | 24 | 202.95
07.08. | 1 | 202.95
07.08. | 2 | 202.95
07.08. | 3 | 202.95
07.08. | 4 | 202.95
07.08. | 5 | 202.95
07.08. | 6 | 202.95
07.08. | 7 | 202.95
07.08. | 8 | 202.95
07.08. | 9 | 202.95
07.08. | 10 | 202.95
07.08. | 11 | 202.95
07.08. | 12 | 202.95
07.08. | 13 | 202.95
07.08. | 14 | 202.95
07.08. | 15 | 202.95
07.08. | 16 | 202.95
07.08. | 17 | 202.95
07.08. | 18 | 202.95
07.08. | 19 | 202.95
07.08. | 20 | 202.95
07.08. | 21 | 202.95
07.08. | 22 | 202.95
07.08. | 23 | 202.95
07.08. | 24 | 202.95
08.08. | 1 | 202.95
08.08. | 2 | 202.95
08.08. | 3 | 202.95
08.08. | 4 | 202.95
08.08. | 5 | 202.95
08.08. | 6 | 202.95
08.08. | 7 | 202.95
08.08. | 8 | 202.95
08.08. | 9 | 202.95
08.08. | 10 | 202.95
08.08. | 11 | 202.95
08.08. | 12 | 202.95
08.08. | 13 | 202.95
08.08. | 14 | 202.95
08.08. | 15 | 202.95
08.08. | 16 | 202.95
08.08. | 17 | 202.95
08.08. | 18 | 202.95
08.08. | 19 | 202.95
08.08. | 20 | 202.95
08.08. | 21 | 202.95
08.08. | 22 | 202.95
08.08. | 23 | 202.95
08.08. | 24 | 202.95
09.08. | 1 | 202.95
09.08. | 2 | 202.95
09.08. | 3 | 202.95
09.08. | 4 | 202.95
09.08. | 5 | 202.95
09.08. | 6 | 202.95
09.08. | 7 | 202.95
09.08. | 8 | 202.95
09.08. | 9 | 202.95
09.08. | 10 | 202.95
09.08. | 11 | 202.95
09.08. | 12 | 202.95
09.08. | 13 | 202.95
09.08. | 14 | 202.95
09.08. | 15 | 202.95
09.08. | 16 | 202.95
09.08. | 17 | 202.95
09.08. | 18 | 202.95
09.08. | 19 | 202.95
09.08. | 20 | 202.95
09.08. | 21 | 202.95
09.08. | 22 | 202.95
09.08. | 23 | 202.95
09.08. | 24 | 202.95
10.08. | 1 | 202.95
10.08. | 2 | 202.95
10.08. | 3 | 202.95
10.08. | 4 | 202.95
10.08. | 5 | 202.95
10.08. | 6 | 202.95
10.08. | 7 | 202.95
10.08. | 8 | 202.95
10.08. | 9 | 202.95
10.08. | 10 | 202.95
10.08. | 11 | 202.95
10.08. | 12 | 202.95
10.08. | 13 | 202.95
10.08. | 14 | 202.95
10.08. | 15 | 202.95
10.08. | 16 | 202.95
10.08. | 17 | 202.95
10.08. | 18 | 202.95
10.08. | 19 | 202.95
10.08. | 20 | 202.95
10.08. | 21 | 202.95
10.08. | 22 | 202.95
10.08. | 23 | 202.95
10.08. | 24 | 202.95
11.08. | 1 | 202.95
11.08. | 2 | 202.95
11.08. | 3 | 202.95
11.08. | 4 | 202.95
11.08. | 5 | 202.95
11.08. | 6 | 202.95
11.08. | 7 | 202.95
11.08. | 8 | 202.95
11.08. | 9 | 202.95
11.08. | 10 | 202.95
11.08. | 11 | 202.95
11.08. | 12 | 202.95
11.08. | 13 | 202.95
11.08. | 14 | 202.95
11.08. | 15 | 202.95
11.08. | 16 | 202.95
11.08. | 17 | 202.95
11.08. | 18 | 202.95
11.08. | 19 | 202.95
11.08. | 20 | 202.95
11.08. | 21 | 202.95
11.08. | 22 | 202.95
11.08. | 23 | 202.95
11.08. | 24 | 202.95
12.08. | 1 | 202.95
12.08. | 2 | 202.95
12.08. | 3 | 202.95
12.08. | 4 | 202.95
12.08. | 5 | 202.95
12.08. | 6 | 202.95
12.08. | 7 | 202.95
12.08. | 8 | 202.95
12.08. | 9 | 202.95
12.08. | 10 | 202.95
12.08. | 11 | 202.95
12.08. | 12 | 202.95
12.08. | 13 | 202.95
12.08. | 14 | 202.95
12.08. | 15 | 202.95
12.08. | 16 | 202.95
12.08. | 17 | 202.95
12.08. | 18 | 202.95
12.08. | 19 | 202.95
12.08. | 20 | 202.95
12.08. | 21 | 202.95
12.08. | 22 | 202.95
12.08. | 23 | 202.95
12.08. | 24 | 202.95
13.08. | 1 | 202.95
13.08. | 2 | 202.95
13.08. | 3 | 202.95
13.08. | 4 | 202.95
13.08. | 5 | 202.95
13.08. | 6 | 202.95
13.08. | 7 | 202.95
13.08. | 8 | 202.95
13.08. | 9 | 202.95
13.08. | 10 | 202.95
13.08. | 11 | 202.95
13.08. | 12 | 202.95
13.08. | 13 | 202.95
13.08. | 14 | 202.95
13.08. | 15 | 202.95
13.08. | 16 | 202.95
13.08. | 17 | 202.95
13.08. | 18 | 202.95
13.08. | 19 | 202.95
13.08. | 20 | 202.95
13.08. | 21 | 202.95
13.08. | 22 | 202.95
13.08. | 23 | 202.95
13.08. | 24 | 202.95
14.08. | 1 | 202.95
14.08. | 2 | 202.95
14.08. | 3 | 202.95
14.08. | 4 | 202.95
14.08. | 5 | 202.95
14.08. | 6 | 202.95
14.08. | 7 | 202.95
14.08. | 8 | 202.95
14.08. | 9 | 202.95
14.08. | 10 | 202.95
14.08. | 11 | 202.95
14.08. | 12 | 202.95
14.08. | 13 | 202.95
14.08. | 14 | 202.95
14.08. | 15 | 202.95
14.08. | 16 | 202.95
14.08. | 17 | 202.95
14.08. | 18 | 202.95
14.08. | 19 | 202.95
14.08. | 20 | 202.95
14.08. | 21 | 202.95
14.08. | 22 | 202.95
14.08. | 23 | 202.95
14.08. | 24 | 202.95
15.08. | 1 | 202.95
15.08. | 2 | 202.95
15.08. | 3 | 202.95
15.08. | 4 | 202.95
15.08. | 5 | 202.95
15.08. | 6 | 202.95
15.08. | 7 | 202.95
15.08. | 8 | 202.95
15.08. | 9 | 202.95
15.08. | 10 | 202.95
15.08. | 11 | 202.95
15.08. | 12 | 202.95
15.08. | 13 | 202.95
15.08. | 14 | 202.95
15.08. | 15 | 202.95
15.08. | 16 | 202.95
15.08. | 17 | 202.95
15.08. | 18 | 202.95
15.08. | 19 | 202.95
15.08. | 20 | 202.95
15.08. | 21 | 202.95
15.08. | 22 | 202.95
15.08. | 23 | 202.95
15.08. | 24 | 202.95
16.08. | 1 | 202.95
16.08. | 2 | 202.95
16.08. | 3 | 202.95
16.08. | 4 | 202.95
16.08. | 5 | 202.95
16.08. | 6 | 202.95
16.08. | 7 | 202.95
16.08. | 8 | 202.95
16.08. | 9 | 202.95
16.08. | 10 | 202.95
16.08. | 11 | 202.95
16.08. | 12 | 202.95
16.08. | 13 | 202.95
16.08. | 14 | 202.95
16.08. | 15 | 202.95
16.08. | 16 | 202.95
16.08. | 17 | 202.95
16.08. | 18 | 202.95
16.08. | 19 | 202.95
16.08. | 20 | 202.95
16.08. | 21 | 202.95
16.08. | 22 | 202.95
16.08. | 23 | 202.95
16.08. | 24 | 202.95
17.08. | 1 | 202.95
17.08. | 2 | 202.95
17.08. | 3 | 202.95
17.08. | 4 | 202.95
17.08. | 5 | 202.95
17.08. | 6 | 202.95
17.08. | 7 | 202.95
17.08. | 8 | 202.95
17.08. | 9 | 202.95
17.08. | 10 | 202.95
17.08. | 11 | 202.95
17.08. | 12 | 202.95
17.08. | 13 | 202.95
17.08. | 14 | 202.95
17.08. | 15 | 202.95
17.08. | 16 | 202.95
17.08. | 17 | 202.95
17.08. | 18 | 202.95
17.08. | 19 | 202.95
17.08. | 20 | 202.95
17.08. | 21 | 202.95
17.08. | 22 | 202.95
17.08. | 23 | 202.95
17.08. | 24 | 202.95
18.08. | 1 | 202.95
18.08. | 2 | 202.95
18.08. | 3 | 202.95
18.08. | 4 | 202.95
18.08. | 5 | 202.95
18.08. | 6 | 202.95
18.08. | 7 | 202.95
18.08. | 8 | 202.95
18.08. | 9 | 202.95
18.08. | 10 | 202.95
18.08. | 11 | 202.95
18.08. | 12 | 202.95
18.08. | 13 | 202.95
18.08. | 14 | 202.95
18.08. | 15 | 202.95
18.08. | 16 | 202.95
18.08. | 17 | 202.95
18.08. | 18 | 202.95
18.08. | 19 | 202.95
18.08. | 20 | 202.95
18.08. | 21 | 202.95
18.08. | 22 | 202.95
18.08. | 23 | 202.95
18.08. | 24 | 202.95
19.08. | 1 | 202.95
19.08. | 2 | 202.95
19.08. | 3 | 202.95
19.08. | 4 | 202.95
19.08. | 5 | 202.95
19.08. | 6 | 202.95
19.08. | 7 | 202.95
19.08. | 8 | 202.95
19.08. | 9 | 202.95
19.08. | 10 | 202.95
19.08. | 11 | 202.95
19.08. | 12 | 202.95
19.08. | 13 | 202.95
19.08. | 14 | 202.95
19.08. | 15 | 202.95
19.08. | 16 | 202.95
19.08. | 17 | 202.95
19.08. | 18 | 202.95
19.08. | 19 | 202.95
19.08. | 20 | 202.95
19.08. | 21 | 202.95
19.08. | 22 | 202.95
19.08. | 23 | 202.95
19.08. | 24 | 202.95
20.08. | 1 | 202.95
20.08. | 2 | 202.95
20.08. | 3 | 202.95
20.08. | 4 | 202.95
20.08. | 5 | 202.95
20.08. | 6 | 202.95
20.08. | 7 | 202.95
20.08. | 8 | 202.95
20.08. | 9 | 202.95
20.08. | 10 | 202.95
20.08. | 11 | 202.95
20.08. | 12 | 202.95
20.08. | 13 | 202.95
20.08. | 14 | 202.95
20.08. | 15 | 202.95
20.08. | 16 | 202.95
20.08. | 17 | 202.95
20.08. | 18 | 202.95
20.08. | 19 | 202.95
20.08. | 20 | 202.95
20.08. | 21 | 202.95
20.08. | 22 | 202.95
20.08. | 23 | 202.95
20.08. | 24 | 202.95
21.08. | 1 | 202.95
21.08. | 2 | 202.95
21.08. | 3 | 202.95
21.08. | 4 | 202.95
21.08. | 5 | 202.95
21.08. | 6 | 202.95
21.08. | 7 | 202.95
21.08. | 8 | 202.95
21.08. | 9 | 202.95
21.08. | 10 | 202.95
21.08. | 11 | 202.95
21.08. | 12 | 202.95
21.08. | 13 | 202.95
21.08. | 14 | 202.95
21.08. | 15 | 202.95
21.08. | 16 | 202.95
21.08. | 17 | 202.95
21.08. | 18 | 202.95
21.08. | 19 | 202.95
21.08. | 20 | 202.95
21.08. | 21 | 202.95
21.08. | 22 | 202.95
21.08. | 23 | 202.95
21.08. | 24 | 202.95
22.08. | 1 | 202.95
22.08. | 2 | 202.95
22.08. | 3 | 202.95
22.08. | 4 | 202.95
22.08. | 5 | 202.95
22.08. | 6 | 202.95
22.08. | 7 | 202.95
22.08. | 8 | 202.95
22.08. | 9 | 202.95
22.08. | 10 | 202.95
22.08. | 11 | 202.95
22.08. | 12 | 202.95
22.08. | 13 | 202.95
22.08. | 14 | 202.95
22.08. | 15 | 202.95
22.08. | 16 | 202.95
22.08. | 17 | 202.95
22.08. | 18 | 202.95
22.08. | 19 | 202.95
22.08. | 20 | 202.95
22.08. | 21 | 202.95
22.08. | 22 | 202.95
22.08. | 23 | 202.95
22.08. | 24 | 202.95
23.08. | 1 | 202.95
23.08. | 2 | 202.95
23.08. | 3 | 202.95
23.08. | 4 | 202.95
23.08. | 5 | 202.95
23.08. | 6 | 202.95
23.08. | 7 | 202.95
23.08. | 8 | 202.95
23.08. | 9 | 202.95
23.08. | 10 | 202.95
23.08. | 11 | 202.95
23.08. | 12 | 202.95
23.08. | 13 | 202.95
23.08. | 14 | 202.95
23.08. | 15 | 202.95
23.08. | 16 | 202.95
23.08. | 17 | 202.95
23.08. | 18 | 202.95
23.08. | 19 | 202.95
23.08. | 20 | 202.95
23.08. | 21 | 202.95
23.08. | 22 | 202.95
23.08. | 23 | 202.95
23.08. | 24 | 202.95
24.08. | 1 | 202.95
24.08. | 2 | 202.95
24.08. | 3 | 202.95
24.08. | 4 | 202.95
24.08. | 5 | 202.95
24.08. | 6 | 202.95
24.08. | 7 | 202.95
24.08. | 8 | 202.95
24.08. | 9 | 202.95
24.08. | 10 | 202.95
24.08. | 11 | 202.95
24.08. | 12 | 202.95
24.08. | 13 | 202.95
24.08. | 14 | 202.95
24.08. | 15 | 202.95
24.08. | 16 | 202.95
24.08. | 17 | 202.95
24.08. | 18 | 202.95
24.08. | 19 | 202.95
24.08. | 20 | 202.95
24.08. | 21 | 202.95
24.08. | 22 | 202.95
24.08. | 23 | 202.95
24.08. | 24 | 202.95
25.08. | 1 | 202.95
25.08. | 2 | 202.95
25.08. | 3 | 202.95
25.08. | 4 | 202.95
25.08. | 5 | 202.95
25.08. | 6 | 202.95
25.08. | 7 | 202.95
25.08. | 8 | 202.95
25.08. | 9 | 202.95
25.08. | 10 | 202.95
25.08. | 11 | 202.95
25.08. | 12 | 202.95
25.08. | 13 | 202.95
25.08. | 14 | 202.95
25.08. | 15 | 202.95
25.08. | 16 | 202.95
25.08. | 17 | 202.95
25.08. | 18 | 202.95
25.08. | 19 | 202.95
25.08. | 20 | 202.95
25.08. | 21 | 202.95
25.08. | 22 | 202.95
25.08. | 23 | 202.95
25.08. | 24 | 202.95
26.08. | 1 | 202.95
26.08. | 2 | 202.95
26.08. | 3 | 202.95
26.08. | 4 | 202.95
26.08. | 5 | 202.95
26.08. | 6 | 202.95
26.08. | 7 | 202.95
26.08. | 8 | 202.95
26.08. | 9 | 202.95
26.08. | 10 | 202.95
26.08. | 11 | 202.95
26.08. | 12 | 202.95
26.08. | 13 | 202.95
26.08. | 14 | 202.95
26.08. | 15 | 202.95
26.08. | 16 | 202.95
26.08. | 17 | 202.95
26.08. | 18 | 202.95
26.08. | 19 | 202.95
26.08. | 20 | 202.95
26.08. | 21 | 202.95
26.08. | 22 | 202.95
26.08. | 23 | 202.95
26.08. | 24 | 202.95
27.08. | 1 | 202.95
27.08. | 2 | 202.95
27.08. | 3 | 202.95
27.08. | 4 | 202.95
27.08. | 5 | 202.95
27.08. | 6 | 202.95
27.08. | 7 | 202.95
27.08. | 8 | 202.95
27.08. | 9 | 202.95
27.08. | 10 | 202.95
27.08. | 11 | 202.95
27.08. | 12 | 202.95
27.08. | 13 | 202.95
27.08. | 14 | 202.95
27.08. | 15 | 202.95
27.08. | 16 | 202.95
27.08. | 17 | 202.95
27.08. | 18 | 202.95
27.08. | 19 | 202.95
27.08. | 20 | 202.95
27.08. | 21 | 202.95
27.08. | 22 | 202.95
27.08. | 23 | 202.95
27.08. | 24 | 202.95
28.08. | 1 | 202.95
28.08. | 2 | 202.95
28.08. | 3 | 202.95
28.08. | 4 | 202.95
28.08. | 5 | 202.95
28.08. | 6 | 202.95
28.08. | 7 | 202.95
28.08. | 8 | 202.95
28.08. | 9 | 202.95
28.08. | 10 | 202.95
28.08. | 11 | 202.95
28.08. | 12 | 202.95
28.08. | 13 | 202.95
28.08. | 14 | 202.95
28.08. | 15 | 202.95
28.08. | 16 | 202.95
28.08. | 17 | 202.95
28.08. | 18 | 202.95
28.08. | 19 | 202.95
28.08. | 20 | 202.95
28.08. | 21 | 202.95
28.08. | 22 | 202.95
28.08. | 23 | 202.95
28.08. | 24 | 202.95
29.08. | 1 | 202.95
29.08. | 2 | 202.95
29.08. | 3 | 202.95
29.08. | 4 | 202.95
29.08. | 5 | 202.95
29.08. | 6 | 202.95
29.08. | 7 | 202.95
29.08. | 8 | 202.95
29.08. | 9 | 202.95
29.08. | 10 | 202.95
29.08. | 11 | 202.95
29.08. | 12 | 202.95
29.08. | 13 | 202.95
29.08. | 14 | 202.95
29.08. | 15 | 202.95
29.08. | 16 | 202.95
29.08. | 17 | 202.95
29.08. | 18 | 202.95
29.08. | 19 | 202.95
29.08. | 20 | 202.95
29.08. | 21 | 202.95
29.08. | 22 | 202.95
29.08. | 23 | 202.95
29.08. | 24 | 202.95
30.08. | 1 | 202.95
30.08. | 2 | 202.95
30.08. | 3 | 202.95
30.08. | 4 | 202.95
30.08. | 5 | 202.95
30.08. | 6 | 202.95
30.08. | 7 | 202.95
30.08. | 8 | 202.95
30.08. | 9 | 202.95
30.08. | 10 | 202.95
30.08. | 11 | 202.95
30.08. | 12 | 202.95
30.08. | 13 | 202.95
30.08. | 14 | 202.95
30.08. | 15 | 202.95
30.08. | 16 | 202.95
30.08. | 17 | 202.95
30.08. | 18 | 202.95
30.08. | 19 | 202.95
30.08. | 20 | 202.95
30.08. | 21 | 202.95
30.08. | 22 | 202.95
30.08. | 23 | 202.95
30.08. | 24 | 202.95
31.08. | 1 | 202.95
31.08. | 2 | 202.95
31.08. | 3 | 202.95
31.08. | 4 | 202.95
31.08. | 5 | 202.95
31.08. | 6 | 202.95
31.08. | 7 | 202.95
31.08. | 8 | 202.95
31.08. | 9 | 202.95
31.08. | 10 | 202.95
31.08. | 11 | 202.95
31.08. | 12 | 202.95
31.08. | 13 | 202.95
31.08. | 14 | 202.95
31.08. | 15 | 202.95
31.08. | 16 | 202.95
31.08. | 17 | 202.95
31.08. | 18 | 202.95
31.08. | 19 | 202.95
31.08. | 20 | 202.95
31.08. | 21 | 202.95
31.08. | 22 | 202.95
31.08. | 23 | 202.95
31.08. | 24 | 202.95
01.09. | 1 | 202.95
01.09. | 2 | 202.95
01.09. | 3 | 202.95
01.09. | 4 | 202.95
01.09. | 5 | 202.95
01.09. | 6 | 202.95
01.09. | 7 | 202.95
01.09. | 8 | 202.95
01.09. | 9 | 202.95
01.09. | 10 | 202.95
01.09. | 11 | 202.95
01.09. | 12 | 202.95
01.09. | 13 | 202.95
01.09. | 14 | 202.95
01.09. | 15 | 202.95
01.09. | 16 | 202.95
01.09. | 17 | 202.95
01.09. | 18 | 202.95
01.09. | 19 | 202.95
01.09. | 20 | 202.95
01.09. | 21 | 202.95
01.09. | 22 | 202.95
01.09. | 23 | 202.95
01.09. | 24 | 202.95
02.09. | 1 | 202.95
02.09. | 2 | 202.95
02.09. | 3 | 202.95
02.09. | 4 | 202.95
02.09. | 5 | 202.95
02.09. | 6 | 202.95
02.09. | 7 | 202.95
02.09. | 8 | 202.95
02.09. | 9 | 202.95
02.09. | 10 | 202.95
02.09. | 11 | 202.95
02.09. | 12 | 202.95
02.09. | 13 | 202.95
02.09. | 14 | 202.95
02.09. | 15 | 202.95
02.09. | 16 | 202.95
02.09. | 17 | 202.95
02.09. | 18 | 202.95
02.09. | 19 | 202.95
02.09. | 20 | 202.95
02.09. | 21 | 202.95
02.09. | 22 | 202.95
02.09. | 23 | 202.95
02.09. | 24 | 202.95
03.09. | 1 | 202.95
03.09. | 2 | 202.95
03.09. | 3 | 202.95
03.09. | 4 | 202.95
03.09. | 5 | 202.95
03.09. | 6 | 202.95
03.09. | 7 | 202.95
03.09. | 8 | 202.95
03.09. | 9 | 202.95
03.09. | 10 | 202.95
03.09. | 11 | 202.95
03.09. | 12 | 202.95
03.09. | 13 | 202.95
03.09. | 14 | 202.95
03.09. | 15 | 202.95
03.09. | 16 | 202.95
03.09. | 17 | 202.95
03.09. | 18 | 202.95
03.09. | 19 | 202.95
03.09. | 20 | 202.95
03.09. | 21 | 202.95
03.09. | 22 | 202.95
03.09. | 23 | 202.95
03.09. | 24 | 202.95
04.09. | 1 | 202.95
04.09. | 2 | 202.95
04.09. | 3 | 202.95
04.09. | 4 | 202.95
04.09. | 5 | 202.95
04.09. | 6 | 202.95
04.09. | 7 | 202.95
04.09. | 8 | 202.95
04.09. | 9 | 202.95
04.09. | 10 | 202.95
04.09. | 11 | 202.95
04.09. | 12 | 202.95
04.09. | 13 | 202.95
04.09. | 14 | 202.95
04.09. | 15 | 202.95
04.09. | 16 | 202.95
04.09. | 17 | 202.95
04.09. | 18 | 202.95
04.09. | 19 | 202.95
04.09. | 20 | 202.95
04.09. | 21 | 202.95
04.09. | 22 | 202.95
04.09. | 23 | 202.95
04.09. | 24 | 202.95
05.09. | 1 | 202.95
05.09. | 2 | 202.95
05.09. | 3 | 202.95
05.09. | 4 | 202.95
05.09. | 5 | 202.95
05.09. | 6 | 202.95
05.09. | 7 | 202.95
05.09. | 8 | 202.95
05.09. | 9 | 202.95
05.09. | 10 | 202.95
05.09. | 11 | 202.95
05.09. | 12 | 202.95
05.09. | 13 | 202.95
05.09. | 14 | 202.95
05.09. | 15 | 202.95
05.09. | 16 | 202.95
05.09. | 17 | 202.95
05.09. | 18 | 202.95
05.09. | 19 | 202.95
05.09. | 20 | 202.95
05.09. | 21 | 202.95
05.09. | 22 | 202.95
05.09. | 23 | 202.95
05.09. | 24 | 202.95
06.09. | 1 | 202.95
06.09. | 2 | 202.95
06.09. | 3 | 202.95
06.09. | 4 | 202.95
06.09. | 5 | 202.95
06.09. | 6 | 202.95
06.09. | 7 | 202.95
06.09. | 8 | 202.95
06.09. | 9 | 202.95
06.09. | 10 | 202.95
06.09. | 11 | 202.95
06.09. | 12 | 202.95
06.09. | 13 | 202.95
06.09. | 14 | 202.95
06.09. | 15 | 202.95
06.09. | 16 | 202.95
06.09. | 17 | 202.95
06.09. | 18 | 202.95
06.09. | 19 | 202.95
06.09. | 20 | 202.95
06.09. | 21 | 202.95
06.09. | 22 | 202.95
06.09. | 23 | 202.95
06.09. | 24 | 202.95
07.09. | 1 | 202.95
07.09. | 2 | 202.95
07.09. | 3 | 202.95
07.09. | 4 | 202.95
07.09. | 5 | 202.95
07.09. | 6 | 202.95
07.09. | 7 | 202.95
07.09. | 8 | 202.95
07.09. | 9 | 202.95
07.09. | 10 | 202.95
07.09. | 11 | 202.95
07.09. | 12 | 202.95
07.09. | 13 | 202.95
07.09. | 14 | 202.95
07.09. | 15 | 202.95
07.09. | 16 | 202.95
07.09. | 17 | 202.95
07.09. | 18 | 202.95
07.09. | 19 | 202.95
07.09. | 20 | 202.95
07.09. | 21 | 202.95
07.09. | 22 | 202.95
07.09. | 23 | 202.95
07.09. | 24 | 202.95
08.09. | 1 | 202.95
08.09. | 2 | 202.95
08.09. | 3 | 202.95
08.09. | 4 | 202.95
08.09. | 5 | 202.95
08.09. | 6 | 202.95
08.09. | 7 | 202.95
08.09. | 8 | 202.95
08.09. | 9 | 202.95
08.09. | 10 | 202.95
08.09. | 11 | 202.95
08.09. | 12 | 202.95
08.09. | 13 | 202.95
08.09. | 14 | 202.95
08.09. | 15 | 202.95
08.09. | 16 | 202.95
08.09. | 17 | 202.95
08.09. | 18 | 202.95
08.09. | 19 | 202.95
08.09. | 20 | 202.95
08.09. | 21 | 202.95
08.09. | 22 | 202.95
08.09. | 23 | 202.95
08.09. | 24 | 202.95
09.09. | 1 | 202.95
09.09. | 2 | 202.95
09.09. | 3 | 202.95
09.09. | 4 | 202.95
09.09. | 5 | 202.95
09.09. | 6 | 202.95
09.09. | 7 | 202.95
09.09. | 8 | 202.95
09.09. | 9 | 202.95
09.09. | 10 | 202.95
09.09. | 11 | 202.95
09.09. | 12 | 202.95
09.09. | 13 | 202.95
09.09. | 14 | 202.95
09.09. | 15 | 202.95
09.09. | 16 | 202.95
09.09. | 17 | 202.95
09.09. | 18 | 202.95
09.09. | 19 | 202.95
09.09. | 20 | 202.95
09.09. | 21 | 202.95
09.09. | 22 | 202.95
09.09. | 23 | 202.95
09.09. | 24 | 202.95
10.09. | 1 | 202.95
10.09. | 2 | 202.95
10.09. | 3 | 202.95
10.09. | 4 | 202.95
10.09. | 5 | 202.95
10.09. | 6 | 202.95
10.09. | 7 | 202.95
10.09. | 8 | 202.95
10.09. | 9 | 202.95
10.09. | 10 | 202.95
10.09. | 11 | 202.95
10.09. | 12 | 202.95
10.09. | 13 | 202.95
10.09. | 14 | 202.95
10.09. | 15 | 202.95
10.09. | 16 | 202.95
10.09. | 17 | 202.95
10.09. | 18 | 202.95
10.09. | 19 | 202.95
10.09. | 20 | 202.95
10.09. | 21 | 202.95
10.09. | 22 | 202.95
10.09. | 23 | 202.95
10.09. | 24 | 202.95
11.09. | 1 | 202.95
11.09. | 2 | 202.95
11.09. | 3 | 202.95
11.09. | 4 | 202.95
11.09. | 5 | 202.95
11.09. | 6 | 202.95
11.09. | 7 | 202.95
11.09. | 8 | 202.95
11.09. | 9 | 202.95
11.09. | 10 | 202.95
11.09. | 11 | 202.95
11.09. | 12 | 202.95
11.09. | 13 | 202.95
11.09. | 14 | 202.95
11.09. | 15 | 202.95
11.09. | 16 | 202.95
11.09. | 17 | 202.95
11.09. | 18 | 202.95
11.09. | 19 | 202.95
11.09. | 20 | 202.95
11.09. | 21 | 202.95
11.09. | 22 | 202.95
11.09. | 23 | 202.95
11.09. | 24 | 202.95
12.09. | 1 | 202.95
12.09. | 2 | 202.95
12.09. | 3 | 202.95
12.09. | 4 | 202.95
12.09. | 5 | 202.95
12.09. | 6 | 202.95
12.09. | 7 | 202.95
12.09. | 8 | 202.95
12.09. | 9 | 202.95
12.09. | 10 | 202.95
12.09. | 11 | 202.95
12.09. | 12 | 202.95
12.09. | 13 | 202.95
12.09. | 14 | 202.95
12.09. | 15 | 202.95
12.09. | 16 | 202.95
12.09. | 17 | 202.95
12.09. | 18 | 202.95
12.09. | 19 | 202.95
12.09. | 20 | 202.95
12.09. | 21 | 202.95
12.09. | 22 | 202.95
12.09. | 23 | 202.95
12.09. | 24 | 202.95
13.09. | 1 | 202.95
13.09. | 2 | 202.95
13.09. | 3 | 202.95
13.09. | 4 | 202.95
13.09. | 5 | 202.95
13.09. | 6 | 202.95
13.09. | 7 | 202.95
13.09. | 8 | 202.95
13.09. | 9 | 202.95
13.09. | 10 | 202.95
13.09. | 11 | 202.95
13.09. | 12 | 202.95
13.09. | 13 | 202.95
13.09. | 14 | 202.95
13.09. | 15 | 202.95
13.09. | 16 | 202.95
13.09. | 17 | 202.95
13.09. | 18 | 202.95
13.09. | 19 | 202.95
13.09. | 20 | 202.95
13.09. | 21 | 202.95
13.09. | 22 | 202.95
13.09. | 23 | 202.95
13.09. | 24 | 202.95
14.09. | 1 | 202.95
14.09. | 2 | 202.95
14.09. | 3 | 202.95
14.09. | 4 | 202.95
14.09. | 5 | 202.95
14.09. | 6 | 202.95
14.09. | 7 | 202.95
14.09. | 8 | 202.95
14.09. | 9 | 202.95
14.09. | 10 | 202.95
14.09. | 11 | 202.95
14.09. | 12 | 202.95
14.09. | 13 | 202.95
14.09. | 14 | 202.95
14.09. | 15 | 202.95
14.09. | 16 | 202.95
14.09. | 17 | 202.95
14.09. | 18 | 202.95
14.09. | 19 | 202.95
14.09. | 20 | 202.95
14.09. | 21 | 202.95
14.09. | 22 | 202.95
14.09. | 23 | 202.95
14.09. | 24 | 202.95
15.09. | 1 | 202.95
15.09. | 2 | 202.95
15.09. | 3 | 202.95
15.09. | 4 | 202.95
15.09. | 5 | 202.95
15.09. | 6 | 202.95
15.09. | 7 | 202.95
15.09. | 8 | 202.95
15.09. | 9 | 202.95
15.09. | 10 | 202.95
15.09. | 11 | 202.95
15.09. | 12 | 202.95
15.09. | 13 | 202.95
15.09. | 14 | 202.95
15.09. | 15 | 202.95
15.09. | 16 | 202.95
15.09. | 17 | 202.95
15.09. | 18 | 202.95
15.09. | 19 | 202.95
15.09. | 20 | 202.95
15.09. | 21 | 202.95
15.09. | 22 | 202.95
15.09. | 23 | 202.95
15.09. | 24 | 202.95
16.09. | 1 | 202.95
16.09. | 2 | 202.95
16.09. | 3 | 202.95
16.09. | 4 | 202.95
16.09. | 5 | 202.95
16.09. | 6 | 202.95
16.09. | 7 | 202.95
16.09. | 8 | 202.95
16.09. | 9 | 202.95
16.09. | 10 | 202.95
16.09. | 11 | 202.95
16.09. | 12 | 202.95
16.09. | 13 | 202.95
16.09. | 14 | 202.95
16.09. | 15 | 202.95
16.09. | 16 | 202.95
16.09. | 17 | 202.95
16.09. | 18 | 202.95
16.09. | 19 | 202.95
16.09. | 20 | 202.95
16.09. | 21 | 202.95
16.09. | 22 | 202.95
16.09. | 23 | 202.95
16.09. | 24 | 202.95
17.09. | 1 | 202.95
17.09. | 2 | 202.95
17.09. | 3 | 202.95
17.09. | 4 | 202.95
17.09. | 5 | 202.95
17.09. | 6 | 202.95
17.09. | 7 | 202.95
17.09. | 8 | 202.95
17.09. | 9 | 202.95
17.09. | 10 | 202.95
17.09. | 11 | 202.95
17.09. | 12 | 202.95
17.09. | 13 | 202.95
17.09. | 14 | 202.95
17.09. | 15 | 202.95
17.09. | 16 | 202.95
17.09. | 17 | 202.95
17.09. | 18 | 202.95
17.09. | 19 | 202.95
17.09. | 20 | 202.95
17.09. | 21 | 202.95
17.09. | 22 | 202.95
17.09. | 23 | 202.95
17.09. | 24 | 202.95
18.09. | 1 | 202.95
18.09. | 2 | 202.95
18.09. | 3 | 202.95
18.09. | 4 | 202.95
18.09. | 5 | 202.95
18.09. | 6 | 202.95
18.09. | 7 | 202.95
18.09. | 8 | 202.95
18.09. | 9 | 202.95
18.09. | 10 | 202.95
18.09. | 11 | 202.95
18.09. | 12 | 202.95
18.09. | 13 | 202.95
18.09. | 14 | 202.95
18.09. | 15 | 202.95
18.09. | 16 | 202.95
18.09. | 17 | 202.95
18.09. | 18 | 202.95
18.09. | 19 | 202.95
18.09. | 20 | 202.95
18.09. | 21 | 202.95
18.09. | 22 | 202.95
18.09. | 23 | 202.95
18.09. | 24 | 202.95
19.09. | 1 | 202.95
19.09. | 2 | 202.95
19.09. | 3 | 202.95
19.09. | 4 | 202.95
19.09. | 5 | 202.95
19.09. | 6 | 202.95
19.09. | 7 | 202.95
19.09. | 8 | 202.95
19.09. | 9 | 202.95
19.09. | 10 | 202.95
19.09. | 11 | 202.95
19.09. | 12 | 202.95
19.09. | 13 | 202.95
19.09. | 14 | 202.95
19.09. | 15 | 202.95
19.09. | 16 | 202.95
19.09. | 17 | 202.95
19.09. | 18 | 202.95
19.09. | 19 | 202.95
19.09. | 20 | 202.95
19.09. | 21 | 202.95
19.09. | 22 | 202.95
19.09. | 23 | 202.95
19.09. | 24 | 202.95
20.09. | 1 | 202.95
20.09. | 2 | 202.95
20.09. | 3 | 202.95
20.09. | 4 | 202.95
20.09. | 5 | 202.95
20.09. | 6 | 202.95
20.09. | 7 | 202.95
20.09. | 8 | 202.95
20.09. | 9 | 202.95
20.09. | 10 | 202.95
20.09. | 11 | 202.95
20.09. | 12 | 202.95
20.09. | 13 | 202.95
20.09. | 14 | 202.95
20.09. | 15 | 202.95
20.09. | 16 | 202.95
20.09. | 17 | 202.95
20.09. | 18 | 202.95
20.09. | 19 | 202.95
20.09. | 20 | 202.95
20.09. | 21 | 202.95
20.09. | 22 | 202.95
20.09. | 23 | 202.95
20.09. | 24 | 202.95
21.09. | 1 | 202.95
21.09. | 2 | 202.95
21.09. | 3 | 202.95
21.09. | 4 | 202.95
21.09. | 5 | 202.95
21.09. | 6 | 202.95
21.09. | 7 | 202.95
21.09. | 8 | 202.95
21.09. | 9 | 202.95
21.09. | 10 | 202.95
21.09. | 11 | 202.95
21.09. | 12 | 202.95
21.09. | 13 | 202.95
21.09. | 14 | 202.95
21.09. | 15 | 202.95
21.09. | 16 | 202.95
21.09. | 17 | 202.95
21.09. | 18 | 202.95
21.09. | 19 | 202.95
21.09. | 20 | 202.95
21.09. | 21 | 202.95
21.09. | 22 | 202.95
21.09. | 23 | 202.95
21.09. | 24 | 202.95
22.09. | 1 | 202.95
22.09. | 2 | 202.95
22.09. | 3 | 202.95
22.09. | 4 | 202.95
22.09. | 5 | 202.95
22.09. | 6 | 202.95
22.09. | 7 | 202.95
22.09. | 8 | 202.95
22.09. | 9 | 202.95
22.09. | 10 | 202.95
22.09. | 11 | 202.95
22.09. | 12 | 202.95
22.09. | 13 | 202.95
22.09. | 14 | 202.95
22.09. | 15 | 202.95
22.09. | 16 | 202.95
22.09. | 17 | 202.95
22.09. | 18 | 202.95
22.09. | 19 | 202.95
22.09. | 20 | 202.95
22.09. | 21 | 202.95
22.09. | 22 | 202.95
22.09. | 23 | 202.95
22.09. | 24 | 202.95
23.09. | 1 | 202.95
23.09. | 2 | 202.95
23.09. | 3 | 202.95
23.09. | 4 | 202.95
23.09. | 5 | 202.95
23.09. | 6 | 202.95
23.09. | 7 | 202.95
23.09. | 8 | 202.95
23.09. | 9 | 202.95
23.09. | 10 | 202.95
23.09. | 11 | 202.95
23.09. | 12 | 202.95
23.09. | 13 | 202.95
23.09. | 14 | 202.95
23.09. | 15 | 202.95
23.09. | 16 | 202.95
23.09. | 17 | 202.95
23.09. | 18 | 202.95
23.09. | 19 | 202.95
23.09. | 20 | 202.95
23.09. | 21 | 202.95
23.09. | 22 | 202.95
23.09. | 23 | 202.95
23.09. | 24 | 202.95
24.09. | 1 | 202.95
24.09. | 2 | 202.95
24.09. | 3 | 202.95
24.09. | 4 | 202.95
24.09. | 5 | 202.95
24.09. | 6 | 202.95
24.09. | 7 | 202.95
24.09. | 8 | 202.95
24.09. | 9 | 202.95
24.09. | 10 | 202.95
24.09. | 11 | 202.95
24.09. | 12 | 202.95
24.09. | 13 | 202.95
24.09. | 14 | 202.95
24.09. | 15 | 202.95
24.09. | 16 | 202.95
24.09. | 17 | 202.95
24.09. | 18 | 202.95
24.09. | 19 | 202.95
24.09. | 20 | 202.95
24.09. | 21 | 202.95
24.09. | 22 | 202.95
24.09. | 23 | 202.95
24.09. | 24 | 202.95
25.09. | 1 | 202.95
25.09. | 2 | 202.95
25.09. | 3 | 202.95
25.09. | 4 | 202.95
25.09. | 5 | 202.95
25.09. | 6 | 202.95
25.09. | 7 | 202.95
25.09. | 8 | 202.95
25.09. | 9 | 202.95
25.09. | 10 | 202.95
25.09. | 11 | 202.95
25.09. | 12 | 202.95
25.09. | 13 | 202.95
25.09. | 14 | 202.95
25.09. | 15 | 202.95
25.09. | 16 | 202.95
25.09. | 17 | 202.95
25.09. | 18 | 202.95
25.09. | 19 | 202.95
25.09. | 20 | 202.95
25.09. | 21 | 202.95
25.09. | 22 | 202.95
25.09. | 23 | 202.95
25.09. | 24 | 202.95
26.09. | 1 | 202.95
26.09. | 2 | 202.95
26.09. | 3 | 202.95
26.09. | 4 | 202.95
26.09. | 5 | 202.95
26.09. | 6 | 202.95
26.09. | 7 | 202.95
26.09. | 8 | 202.95
26.09. | 9 | 202.95
26.09. | 10 | 202.95
26.09. | 11 | 202.95
26.09. | 12 | 202.95
26.09. | 13 | 202.95
26.09. | 14 | 202.95
26.09. | 15 | 202.95
26.09. | 16 | 202.95
26.09. | 17 | 202.95
26.09. | 18 | 202.95
26.09. | 19 | 202.95
26.09. | 20 | 202.95
26.09. | 21 | 202.95
26.09. | 22 | 202.95
26.09. | 23 | 202.95
26.09. | 24 | 202.95
27.09. | 1 | 202.95
27.09. | 2 | 202.95
27.09. | 3 | 202.95
27.09. | 4 | 202.95
27.09. | 5 | 202.95
27.09. | 6 | 202.95
27.09. | 7 | 202.95
27.09. | 8 | 202.95
27.09. | 9 | 202.95
27.09. | 10 | 202.95
27.09. | 11 | 202.95
27.09. | 12 | 202.95
27.09. | 13 | 202.95
27.09. | 14 | 202.95
27.09. | 15 | 202.95
27.09. | 16 | 202.95
27.09. | 17 | 202.95
27.09. | 18 | 202.95
27.09. | 19 | 202.95
27.09. | 20 | 202.95
27.09. | 21 | 202.95
27.09. | 22 | 202.95
27.09. | 23 | 202.95
27.09. | 24 | 202.95
28.09. | 1 | 202.95
28.09. | 2 | 202.95
28.09. | 3 | 202.95
28.09. | 4 | 202.95
28.09. | 5 | 202.95
28.09. | 6 | 202.95
28.09. | 7 | 202.95
28.09. | 8 | 202.95
28.09. | 9 | 202.95
28.09. | 10 | 202.95
28.09. | 11 | 202.95
28.09. | 12 | 202.95
28.09. | 13 | 202.95
28.09. | 14 | 202.95
28.09. | 15 | 202.95
28.09. | 16 | 202.95
28.09. | 17 | 202.95
28.09. | 18 | 202.95
28.09. | 19 | 202.95
28.09. | 20 | 202.95
28.09. | 21 | 202.95
28.09. | 22 | 202.95
28.09. | 23 | 202.95
28.09. | 24 | 202.95
29.09. | 1 | 202.95
29.09. | 2 | 202.95
29.09. | 3 | 202.95
29.09. | 4 | 202.95
29.09. | 5 | 202.95
29.09. | 6 | 202.95
29.09. | 7 | 202.95
29.09. | 8 | 202.95
29.09. | 9 | 202.95
29.09. | 10 | 202.95
29.09. | 11 | 202.95
29.09. | 12 | 202.95
29.09. | 13 | 202.95
29.09. | 14 | 202.95
29.09. | 15 | 202.95
29.09. | 16 | 202.95
29.09. | 17 | 202.95
29.09. | 18 | 202.95
29.09. | 19 | 202.95
29.09. | 20 | 202.95
29.09. | 21 | 202.95
29.09. | 22 | 202.95
29.09. | 23 | 202.95
29.09. | 24 | 202.95
30.09. | 1 | 202.95
30.09. | 2 | 202.95
30.09. | 3 | 202.95
30.09. | 4 | 202.95
30.09. | 5 | 202.95
30.09. | 6 | 202.95
30.09. | 7 | 202.95
30.09. | 8 | 202.95
30.09. | 9 | 202.95
30.09. | 10 | 202.95
30.09. | 11 | 202.95
30.09. | 12 | 202.95
30.09. | 13 | 202.95
30.09. | 14 | 202.95
30.09. | 15 | 202.95
30.09. | 16 | 202.95
30.09. | 17 | 202.95
30.09. | 18 | 202.95
30.09. | 19 | 202.95
30.09. | 20 | 202.95
30.09. | 21 | 202.95
30.09. | 22 | 202.95
30.09. | 23 | 202.95
30.09. | 24 | 202.95
01.10. | 1 | 202.95
01.10. | 2 | 202.95
01.10. | 3 | 202.95
01.10. | 4 | 202.95
01.10. | 5 | 202.95
01.10. | 6 | 202.95
01.10. | 7 | 202.95
01.10. | 8 | 202.95
01.10. | 9 | 202.95
01.10. | 10 | 202.95
01.10. | 11 | 202.95
01.10. | 12 | 202.95
01.10. | 13 | 202.95
01.10. | 14 | 202.95
01.10. | 15 | 202.95
01.10. | 16 | 202.95
01.10. | 17 | 202.95
01.10. | 18 | 202.95
01.10. | 19 | 202.95
01.10. | 20 | 202.95
01.10. | 21 | 202.95
01.10. | 22 | 202.95
01.10. | 23 | 202.95
01.10. | 24 | 202.95
02.10. | 1 | 202.95
02.10. | 2 | 202.95
02.10. | 3 | 202.95
02.10. | 4 | 202.95
02.10. | 5 | 202.95
02.10. | 6 | 202.95
02.10. | 7 | 202.95
02.10. | 8 | 202.95
02.10. | 9 | 202.95
02.10. | 10 | 202.95
02.10. | 11 | 202.95
02.10. | 12 | 202.95
02.10. | 13 | 202.95
02.10. | 14 | 202.95
02.10. | 15 | 202.95
02.10. | 16 | 202.95
02.10. | 17 | 202.95
02.10. | 18 | 202.95
02.10. | 19 | 202.95
02.10. | 20 | 202.95
02.10. | 21 | 202.95
02.10. | 22 | 202.95
02.10. | 23 | 202.95
02.10. | 24 | 202.95
03.10. | 1 | 202.95
03.10. | 2 | 202.95
03.10. | 3 | 202.95
03.10. | 4 | 202.95
03.10. | 5 | 202.95
03.10. | 6 | 202.95
03.10. | 7 | 202.95
03.10. | 8 | 202.95
03.10. | 9 | 202.95
03.10. | 10 | 202.95
03.10. | 11 | 202.95
03.10. | 12 | 202.95
03.10. | 13 | 202.95
03.10. | 14 | 202.95
03.10. | 15 | 202.95
03.10. | 16 | 202.95
03.10. | 17 | 202.95
03.10. | 18 | 202.95
03.10. | 19 | 202.95
03.10. | 20 | 202.95
03.10. | 21 | 202.95
03.10. | 22 | 202.95
03.10. | 23 | 202.95
03.10. | 24 | 202.95
04.10. | 1 | 202.95
04.10. | 2 | 202.95
04.10. | 3 | 202.95
04.10. | 4 | 202.95
04.10. | 5 | 202.95
04.10. | 6 | 202.95
04.10. | 7 | 202.95
04.10. | 8 | 202.95
04.10. | 9 | 202.95
04.10. | 10 | 202.95
04.10. | 11 | 202.95
04.10. | 12 | 202.95
04.10. | 13 | 202.95
04.10. | 14 | 202.95
04.10. | 15 | 202.95
04.10. | 16 | 202.95
04.10. | 17 | 202.95
04.10. | 18 | 202.95
04.10. | 19 | 202.95
04.10. | 20 | 202.95
04.10. | 21 | 202.95
04.10. | 22 | 202.95
04.10. | 23 | 202.95
04.10. | 24 | 202.95
05.10. | 1 | 202.95
05.10. | 2 | 202.95
05.10. | 3 | 202.95
05.10. | 4 | 202.95
05.10. | 5 | 202.95
05.10. | 6 | 202.95
05.10. | 7 | 202.95
05.10. | 8 | 202.95
05.10. | 9 | 202.95
05.10. | 10 | 202.95
05.10. | 11 | 202.95
05.10. | 12 | 202.95
05.10. | 13 | 202.95
05.10. | 14 | 202.95
05.10. | 15 | 202.95
05.10. | 16 | 202.95
05.10. | 17 | 202.95
05.10. | 18 | 202.95
05.10. | 19 | 202.95
05.10. | 20 | 202.95
05.10. | 21 | 202.95
05.10. | 22 | 202.95
05.10. | 23 | 202.95
05.10. | 24 | 202.95
06.10. | 1 | 202.95
06.10. | 2 | 202.95
06.10. | 3 | 202.95
06.10. | 4 | 202.95
06.10. | 5 | 202.95
06.10. | 6 | 202.95
06.10. | 7 | 202.95
06.10. | 8 | 202.95
06.10. | 9 | 202.95
06.10. | 10 | 202.95
06.10. | 11 | 202.95
06.10. | 12 | 202.95
06.10. | 13 | 202.95
06.10. | 14 | 202.95
06.10. | 15 | 202.95
06.10. | 16 | 202.95
06.10. | 17 | 202.95
06.10. | 18 | 202.95
06.10. | 19 | 202.95
06.10. | 20 | 202.95
06.10. | 21 | 202.95
06.10. | 22 | 202.95
06.10. | 23 | 202.95
06.10. | 24 | 202.95
07.10. | 1 | 202.95
07.10. | 2 | 202.95
07.10. | 3 | 202.95
07.10. | 4 | 202.95
07.10. | 5 | 202.95
07.10. | 6 | 202.95
07.10. | 7 | 202.95
07.10. | 8 | 202.95
07.10. | 9 | 202.95
07.10. | 10 | 202.95
07.10. | 11 | 202.95
07.10. | 12 | 202.95
07.10. | 13 | 202.95
07.10. | 14 | 202.95
07.10. | 15 | 202.95
07.10. | 16 | 202.95
07.10. | 17 | 202.95
07.10. | 18 | 202.95
07.10. | 19 | 202.95
07.10. | 20 | 202.95
07.10. | 21 | 202.95
07.10. | 22 | 202.95
07.10. | 23 | 202.95
07.10. | 24 | 202.95
08.10. | 1 | 202.95
08.10. | 2 | 202.95
08.10. | 3 | 202.95
08.10. | 4 | 202.95
08.10. | 5 | 202.95
08.10. | 6 | 202.95
08.10. | 7 | 202.95
08.10. | 8 | 202.95
08.10. | 9 | 202.95
08.10. | 10 | 202.95
08.10. | 11 | 202.95
08.10. | 12 | 202.95
08.10. | 13 | 202.95
08.10. | 14 | 202.95
08.10. | 15 | 202.95
08.10. | 16 | 202.95
08.10. | 17 | 202.95
08.10. | 18 | 202.95
08.10. | 19 | 202.95
08.10. | 20 | 202.95
08.10. | 21 | 202.95
08.10. | 22 | 202.95
08.10. | 23 | 202.95
08.10. | 24 | 202.95
09.10. | 1 | 202.95
09.10. | 2 | 202.95
09.10. | 3 | 202.95
09.10. | 4 | 202.95
09.10. | 5 | 202.95
09.10. | 6 | 202.95
09.10. | 7 | 202.95
09.10. | 8 | 202.95
09.10. | 9 | 202.95
09.10. | 10 | 202.95
09.10. | 11 | 202.95
09.10. | 12 | 202.95
09.10. | 13 | 202.95
09.10. | 14 | 202.95
09.10. | 15 | 202.95
09.10. | 16 | 202.95
09.10. | 17 | 202.95
09.10. | 18 | 202.95
09.10. | 19 | 202.95
09.10. | 20 | 202.95
09.10. | 21 | 202.95
09.10. | 22 | 202.95
09.10. | 23 | 202.95
09.10. | 24 | 202.95
10.10. | 1 | 202.95
10.10. | 2 | 202.95
10.10. | 3 | 202.95
10.10. | 4 | 202.95
10.10. | 5 | 202.95
10.10. | 6 | 202.95
10.10. | 7 | 202.95
10.10. | 8 | 202.95
10.10. | 9 | 202.95
10.10. | 10 | 202.95
10.10. | 11 | 202.95
10.10. | 12 | 202.95
10.10. | 13 | 202.95
10.10. | 14 | 202.95
10.10. | 15 | 202.95
10.10. | 16 | 202.95
10.10. | 17 | 202.95
10.10. | 18 | 202.95
10.10. | 19 | 202.95
10.10. | 20 | 202.95
10.10. | 21 | 202.95
10.10. | 22 | 202.95
10.10. | 23 | 202.95
10.10. | 24 | 202.95
11.10. | 1 | 202.95
11.10. | 2 | 202.95
11.10. | 3 | 202.95
11.10. | 4 | 202.95
11.10. | 5 | 202.95
11.10. | 6 | 202.95
11.10. | 7 | 202.95
11.10. | 8 | 202.95
11.10. | 9 | 202.95
11.10. | 10 | 202.95
11.10. | 11 | 202.95
11.10. | 12 | 202.95
11.10. | 13 | 202.95
11.10. | 14 | 202.95
11.10. | 15 | 202.95
11.10. | 16 | 202.95
11.10. | 17 | 202.95
11.10. | 18 | 202.95
11.10. | 19 | 202.95
11.10. | 20 | 202.95
11.10. | 21 | 202.95
11.10. | 22 | 202.95
11.10. | 23 | 202.95
11.10. | 24 | 202.95
12.10. | 1 | 202.95
12.10. | 2 | 202.95
12.10. | 3 | 202.95
12.10. | 4 | 202.95
12.10. | 5 | 202.95
12.10. | 6 | 202.95
12.10. | 7 | 202.95
12.10. | 8 | 202.95
12.10. | 9 | 202.95
12.10. | 10 | 202.95
12.10. | 11 | 202.95
12.10. | 12 | 202.95
12.10. | 13 | 202.95
12.10. | 14 | 202.95
12.10. | 15 | 202.95
12.10. | 16 | 202.95
12.10. | 17 | 202.95
12.10. | 18 | 202.95
12.10. | 19 | 202.95
12.10. | 20 | 202.95
12.10. | 21 | 202.95
12.10. | 22 | 202.95
12.10. | 23 | 202.95
12.10. | 24 | 202.95
13.10. | 1 | 202.95
13.10. | 2 | 202.95
13.10. | 3 | 202.95
13.10. | 4 | 202.95
13.10. | 5 | 202.95
13.10. | 6 | 202.95
13.10. | 7 | 202.95
13.10. | 8 | 202.95
13.10. | 9 | 202.95
13.10. | 10 | 202.95
13.10. | 11 | 202.95
13.10. | 12 | 202.95
13.10. | 13 | 202.95
13.10. | 14 | 202.95
13.10. | 15 | 202.95
13.10. | 16 | 202.95
13.10. | 17 | 202.95
13.10. | 18 | 202.95
13.10. | 19 | 202.95
13.10. | 20 | 202.95
13.10. | 21 | 202.95
13.10. | 22 | 202.95
13.10. | 23 | 202.95
13.10. | 24 | 202.95
14.10. | 1 | 202.95
14.10. | 2 | 202.95
14.10. | 3 | 202.95
14.10. | 4 | 202.95
14.10. | 5 | 202.95
14.10. | 6 | 202.95
14.10. | 7 | 202.95
14.10. | 8 | 202.95
14.10. | 9 | 202.95
14.10. | 10 | 202.95
14.10. | 11 | 202.95
14.10. | 12 | 202.95
14.10. | 13 | 202.95
14.10. | 14 | 202.95
14.10. | 15 | 202.95
14.10. | 16 | 202.95
14.10. | 17 | 202.95
14.10. | 18 | 202.95
14.10. | 19 | 202.95
14.10. | 20 | 202.95
14.10. | 21 | 202.95
14.10. | 22 | 202.95
14.10. | 23 | 202.95
14.10. | 24 | 202.95
15.10. | 1 | 202.95
15.10. | 2 | 202.95
15.10. | 3 | 202.95
15.10. | 4 | 202.95
15.10. | 5 | 202.95
15.10. | 6 | 202.95
15.10. | 7 | 202.95
15.10. | 8 | 202.95
15.10. | 9 | 202.95
15.10. | 10 | 202.95
15.10. | 11 | 202.95
15.10. | 12 | 202.95
15.10. | 13 | 202.95
15.10. | 14 | 202.95
15.10. | 15 | 202.95
15.10. | 16 | 202.95
15.10. | 17 | 202.95
15.10. | 18 | 202.95
15.10. | 19 | 202.95
15.10. | 20 | 202.95
15.10. | 21 | 202.95
15.10. | 22 | 202.95
15.10. | 23 | 202.95
15.10. | 24 | 202.95
16.10. | 1 | 202.95
16.10. | 2 | 202.95
16.10. | 3 | 202.95
16.10. | 4 | 202.95
16.10. | 5 | 202.95
16.10. | 6 | 202.95
16.10. | 7 | 202.95
16.10. | 8 | 202.95
16.10. | 9 | 202.95
16.10. | 10 | 202.95
16.10. | 11 | 202.95
16.10. | 12 | 202.95
16.10. | 13 | 202.95
16.10. | 14 | 202.95
16.10. | 15 | 202.95
16.10. | 16 | 202.95
16.10. | 17 | 202.95
16.10. | 18 | 202.95
16.10. | 19 | 202.95
16.10. | 20 | 202.95
16.10. | 21 | 202.95
16.10. | 22 | 202.95
16.10. | 23 | 202.95
16.10. | 24 | 202.95
17.10. | 1 | 202.95
17.10. | 2 | 202.95
17.10. | 3 | 202.95
17.10. | 4 | 202.95
17.10. | 5 | 202.95
17.10. | 6 | 202.95
17.10. | 7 | 202.95
17.10. | 8 | 202.95
17.10. | 9 | 202.95
17.10. | 10 | 202.95
17.10. | 11 | 202.95
17.10. | 12 | 202.95
17.10. | 13 | 202.95
17.10. | 14 | 202.95
17.10. | 15 | 202.95
17.10. | 16 | 202.95
17.10. | 17 | 202.95
17.10. | 18 | 202.95
17.10. | 19 | 202.95
17.10. | 20 | 202.95
17.10. | 21 | 202.95
17.10. | 22 | 202.95
17.10. | 23 | 202.95
17.10. | 24 | 202.95
18.10. | 1 | 202.95
18.10. | 2 | 202.95
18.10. | 3 | 202.95
18.10. | 4 | 202.95
18.10. | 5 | 202.95
18.10. | 6 | 202.95
18.10. | 7 | 202.95
18.10. | 8 | 202.95
18.10. | 9 | 202.95
18.10. | 10 | 202.95
18.10. | 11 | 202.95
18.10. | 12 | 202.95
18.10. | 13 | 202.95
18.10. | 14 | 202.95
18.10. | 15 | 202.95
18.10. | 16 | 202.95
18.10. | 17 | 202.95
18.10. | 18 | 202.95
18.10. | 19 | 202.95
18.10. | 20 | 202.95
18.10. | 21 | 202.95
18.10. | 22 | 202.95
18.10. | 23 | 202.95
18.10. | 24 | 202.95
19.10. | 1 | 202.95
19.10. | 2 | 202.95
19.10. | 3 | 202.95
19.10. | 4 | 202.95
19.10. | 5 | 202.95
19.10. | 6 | 202.95
19.10. | 7 | 202.95
19.10. | 8 | 202.95
19.10. | 9 | 202.95
19.10. | 10 | 202.95
19.10. | 11 | 202.95
19.10. | 12 | 202.95
19.10. | 13 | 202.95
19.10. | 14 | 202.95
19.10. | 15 | 202.95
19.10. | 16 | 202.95
19.10. | 17 | 202.95
19.10. | 18 | 202.95
19.10. | 19 | 202.95
19.10. | 20 | 202.95
19.10. | 21 | 202.95
19.10. | 22 | 202.95
19.10. | 23 | 202.95
19.10. | 24 | 202.95
20.10. | 1 | 202.95
20.10. | 2 | 202.95
20.10. | 3 | 202.95
20.10. | 4 | 202.95
20.10. | 5 | 202.95
20.10. | 6 | 202.95
20.10. | 7 | 202.95
20.10. | 8 | 202.95
20.10. | 9 | 202.95
20.10. | 10 | 202.95
20.10. | 11 | 202.95
20.10. | 12 | 202.95
20.10. | 13 | 202.95
20.10. | 14 | 202.95
20.10. | 15 | 202.95
20.10. | 16 | 202.95
20.10. | 17 | 202.95
20.10. | 18 | 202.95
20.10. | 19 | 202.95
20.10. | 20 | 202.95
20.10. | 21 | 202.95
20.10. | 22 | 202.95
20.10. | 23 | 202.95
20.10. | 24 | 202.95
21.10. | 1 | 202.95
21.10. | 2 | 202.95
21.10. | 3 | 202.95
21.10. | 4 | 202.95
21.10. | 5 | 202.95
21.10. | 6 | 202.95
21.10. | 7 | 202.95
21.10. | 8 | 202.95
21.10. | 9 | 202.95
21.10. | 10 | 202.95
21.10. | 11 | 202.95
21.10. | 12 | 202.95
21.10. | 13 | 202.95
21.10. | 14 | 202.95
21.10. | 15 | 202.95
21.10. | 16 | 202.95
21.10. | 17 | 202.95
21.10. | 18 | 202.95
21.10. | 19 | 202.95
21.10. | 20 | 202.95
21.10. | 21 | 202.95
21.10. | 22 | 202.95
21.10. | 23 | 202.95
21.10. | 24 | 202.95
22.10. | 1 | 202.95
22.10. | 2 | 202.95
22.10. | 3 | 202.95
22.10. | 4 | 202.95
22.10. | 5 | 202.95
22.10. | 6 | 202.95
22.10. | 7 | 202.95
22.10. | 8 | 202.95
22.10. | 9 | 202.95
22.10. | 10 | 202.95
22.10. | 11 | 202.95
22.10. | 12 | 202.95
22.10. | 13 | 202.95
22.10. | 14 | 202.95
22.10. | 15 | 202.95
22.10. | 16 | 202.95
22.10. | 17 | 202.95
22.10. | 18 | 202.95
22.10. | 19 | 202.95
22.10. | 20 | 202.95
22.10. | 21 | 202.95
22.10. | 22 | 202.95
22.10. | 23 | 202.95
22.10. | 24 | 202.95
23.10. | 1 | 202.95
23.10. | 2 | 202.95
23.10. | 3 | 202.95
23.10. | 4 | 202.95
23.10. | 5 | 202.95
23.10. | 6 | 202.95
23.10. | 7 | 202.95
23.10. | 8 | 202.95
23.10. | 9 | 202.95
23.10. | 10 | 202.95
23.10. | 11 | 202.95
23.10. | 12 | 202.95
23.10. | 13 | 202.95
23.10. | 14 | 202.95
23.10. | 15 | 202.95
23.10. | 16 | 202.95
23.10. | 17 | 202.95
23.10. | 18 | 202.95
23.10. | 19 | 202.95
23.10. | 20 | 202.95
23.10. | 21 | 202.95
23.10. | 22 | 202.95
23.10. | 23 | 202.95
23.10. | 24 | 202.95
24.10. | 1 | 202.95
24.10. | 2 | 202.95
24.10. | 3 | 202.95
24.10. | 4 | 202.95
24.10. | 5 | 202.95
24.10. | 6 | 202.95
24.10. | 7 | 202.95
24.10. | 8 | 202.95
24.10. | 9 | 202.95
24.10. | 10 | 202.95
24.10. | 11 | 202.95
24.10. | 12 | 202.95
24.10. | 13 | 202.95
24.10. | 14 | 202.95
24.10. | 15 | 202.95
24.10. | 16 | 202.95
24.10. | 17 | 202.95
24.10. | 18 | 202.95
24.10. | 19 | 202.95
24.10. | 20 | 202.95
24.10. | 21 | 202.95
24.10. | 22 | 202.95
24.10. | 23 | 202.95
24.10. | 24 | 202.95
25.10. | 1 | 202.95
25.10. | 2 | 202.95
25.10. | 3 | 202.95
25.10. | 4 | 202.95
25.10. | 5 | 202.95
25.10. | 6 | 202.95
25.10. | 7 | 202.95
25.10. | 8 | 202.95
25.10. | 9 | 202.95
25.10. | 10 | 202.95
25.10. | 11 | 202.95
25.10. | 12 | 202.95
25.10. | 13 | 202.95
25.10. | 14 | 202.95
25.10. | 15 | 202.95
25.10. | 16 | 202.95
25.10. | 17 | 202.95
25.10. | 18 | 202.95
25.10. | 19 | 202.95
25.10. | 20 | 202.95
25.10. | 21 | 202.95
25.10. | 22 | 202.95
25.10. | 23 | 202.95
25.10. | 24 | 202.95
26.10. | 1 | 202.95
26.10. | 2 | 202.95
26.10. | 3 | 202.95
26.10. | 4 | 202.95
26.10. | 5 | 202.95
26.10. | 6 | 202.95
26.10. | 7 | 202.95
26.10. | 8 | 202.95
26.10. | 9 | 202.95
26.10. | 10 | 202.95
26.10. | 11 | 202.95
26.10. | 12 | 202.95
26.10. | 13 | 202.95
26.10. | 14 | 202.95
26.10. | 15 | 202.95
26.10. | 16 | 202.95
26.10. | 17 | 202.95
26.10. | 18 | 202.95
26.10. | 19 | 202.95
26.10. | 20 | 202.95
26.10. | 21 | 202.95
26.10. | 22 | 202.95
26.10. | 23 | 202.95
26.10. | 24 | 202.95
27.10. | 1 | 202.95
27.10. | 2 | 202.95
27.10. | 3 | 202.95
27.10. | 4 | 202.95
27.10. | 5 | 202.95
27.10. | 6 | 202.95
27.10. | 7 | 202.95
27.10. | 8 | 202.95
27.10. | 9 | 202.95
27.10. | 10 | 202.95
27.10. | 11 | 202.95
27.10. | 12 | 202.95
27.10. | 13 | 202.95
27.10. | 14 | 202.95
27.10. | 15 | 202.95
27.10. | 16 | 202.95
27.10. | 17 | 202.95
27.10. | 18 | 202.95
27.10. | 19 | 202.95
27.10. | 20 | 202.95
27.10. | 21 | 202.95
27.10. | 22 | 202.95
27.10. | 23 | 202.95
27.10. | 24 | 202.95
28.10. | 1 | 202.95
28.10. | 2 | 202.95
28.10. | 3 | 202.95
28.10. | 4 | 202.95
28.10. | 5 | 202.95
28.10. | 6 | 202.95
28.10. | 7 | 202.95
28.10. | 8 | 202.95
28.10. | 9 | 202.95
28.10. | 10 | 202.95
28.10. | 11 | 202.95
28.10. | 12 | 202.95
28.10. | 13 | 202.95
28.10. | 14 | 202.95
28.10. | 15 | 202.95
28.10. | 16 | 202.95
28.10. | 17 | 202.95
28.10. | 18 | 202.95
28.10. | 19 | 202.95
28.10. | 20 | 202.95
28.10. | 21 | 202.95
28.10. | 22 | 202.95
28.10. | 23 | 202.95
28.10. | 24 | 202.95
29.10. | 1 | 202.95
29.10. | 2 | 202.95
29.10. | 3 | 202.95
29.10. | 4 | 202.95
29.10. | 5 | 202.95
29.10. | 6 | 202.95
29.10. | 7 | 202.95
29.10. | 8 | 202.95
29.10. | 9 | 202.95
29.10. | 10 | 202.95
29.10. | 11 | 202.95
29.10. | 12 | 202.95
29.10. | 13 | 202.95
29.10. | 14 | 202.95
29.10. | 15 | 202.95
29.10. | 16 | 202.95
29.10. | 17 | 202.95
29.10. | 18 | 202.95
29.10. | 19 | 202.95
29.10. | 20 | 202.95
29.10. | 21 | 202.95
29.10. | 22 | 202.95
29.10. | 23 | 202.95
29.10. | 24 | 202.95
30.10. | 1 | 202.95
30.10. | 2 | 202.95
30.10. | 3 | 202.95
30.10. | 4 | 202.95
30.10. | 5 | 202.95
30.10. | 6 | 202.95
30.10. | 7 | 202.95
30.10. | 8 | 202.95
30.10. | 9 | 202.95
30.10. | 10 | 202.95
30.10. | 11 | 202.95
30.10. | 12 | 202.95
30.10. | 13 | 202.95
30.10. | 14 | 202.95
30.10. | 15 | 202.95
30.10. | 16 | 202.95
30.10. | 17 | 202.95
30.10. | 18 | 202.95
30.10. | 19 | 202.95
30.10. | 20 | 202.95
30.10. | 21 | 202.95
30.10. | 22 | 202.95
30.10. | 23 | 202.95
30.10. | 24 | 202.95
31.10. | 1 | 202.95
31.10. | 2 | 202.95
31.10. | 3 | 202.95
31.10. | 4 | 202.95
31.10. | 5 | 202.95
31.10. | 6 | 202.95
31.10. | 7 | 202.95
31.10. | 8 | 202.95
31.10. | 9 | 202.95
31.10. | 10 | 202.95
31.10. | 11 | 202.95
31.10. | 12 | 202.95
31.10. | 13 | 202.95
31.10. | 14 | 202.95
31.10. | 15 | 202.95
31.10. | 16 | 202.95
31.10. | 17 | 202.95
31.10. | 18 | 202.95
31.10. | 19 | 202.95
31.10. | 20 | 202.95
31.10. | 21 | 202.95
31.10. | 22 | 202.95
31.10. | 23 | 202.95
31.10. | 24 | 202.95
01.11. | 1 | 202.95
01.11. | 2 | 202.95
01.11. | 3 | 202.95
01.11. | 4 | 202.95
01.11. | 5 | 202.95
01.11. | 6 | 202.95
01.11. | 7 | 202.95
01.11. | 8 | 202.95
01.11. | 9 | 202.95
01.11. | 10 | 202.95
01.11. | 11 | 202.95
01.11. | 12 | 202.95
01.11. | 13 | 202.95
01.11. | 14 | 202.95
01.11. | 15 | 202.95
01.11. | 16 | 202.95
01.11. | 17 | 202.95
01.11. | 18 | 202.95
01.11. | 19 | 202.95
01.11. | 20 | 202.95
01.11. | 21 | 202.95
01.11. | 22 | 202.95
01.11. | 23 | 202.95
01.11. | 24 | 202.95
02.11. | 1 | 202.95
02.11. | 2 | 202.95
02.11. | 3 | 202.95
02.11. | 4 | 202.95
02.11. | 5 | 202.95
02.11. | 6 | 202.95
02.11. | 7 | 202.95
02.11. | 8 | 202.95
02.11. | 9 | 202.95
02.11. | 10 | 202.95
02.11. | 11 | 202.95
02.11. | 12 | 202.95
02.11. | 13 | 202.95
02.11. | 14 | 202.95
02.11. | 15 | 202.95
02.11. | 16 | 202.95
02.11. | 17 | 202.95
02.11. | 18 | 202.95
02.11. | 19 | 202.95
02.11. | 20 | 202.95
02.11. | 21 | 202.95
02.11. | 22 | 202.95
02.11. | 23 | 202.95
02.11. | 24 | 202.95
03.11. | 1 | 202.95
03.11. | 2 | 202.95
03.11. | 3 | 202.95
03.11. | 4 | 202.95
03.11. | 5 | 202.95
03.11. | 6 | 202.95
03.11. | 7 | 202.95
03.11. | 8 | 202.95
03.11. | 9 | 202.95
03.11. | 10 | 202.95
03.11. | 11 | 202.95
03.11. | 12 | 202.95
03.11. | 13 | 202.95
03.11. | 14 | 202.95
03.11. | 15 | 202.95
03.11. | 16 | 202.95
03.11. | 17 | 202.95
03.11. | 18 | 202.95
03.11. | 19 | 202.95
03.11. | 20 | 202.95
03.11. | 21 | 202.95
03.11. | 22 | 202.95
03.11. | 23 | 202.95
03.11. | 24 | 202.95
04.11. | 1 | 202.95
04.11. | 2 | 202.95
04.11. | 3 | 202.95
04.11. | 4 | 202.95
04.11. | 5 | 202.95
04.11. | 6 | 202.95
04.11. | 7 | 202.95
04.11. | 8 | 202.95
04.11. | 9 | 202.95
04.11. | 10 | 202.95
04.11. | 11 | 202.95
04.11. | 12 | 202.95
04.11. | 13 | 202.95
04.11. | 14 | 202.95
04.11. | 15 | 202.95
04.11. | 16 | 202.95
04.11. | 17 | 202.95
04.11. | 18 | 202.95
04.11. | 19 | 202.95
04.11. | 20 | 202.95
04.11. | 21 | 202.95
04.11. | 22 | 202.95
04.11. | 23 | 202.95
04.11. | 24 | 202.95
05.11. | 1 | 202.95
05.11. | 2 | 202.95
05.11. | 3 | 202.95
05.11. | 4 | 202.95
05.11. | 5 | 202.95
05.11. | 6 | 202.95
05.11. | 7 | 202.95
05.11. | 8 | 202.95
05.11. | 9 | 202.95
05.11. | 10 | 202.95
05.11. | 11 | 202.95
05.11. | 12 | 202.95
05.11. | 13 | 202.95
05.11. | 14 | 202.95
05.11. | 15 | 202.95
05.11. | 16 | 202.95
05.11. | 17 | 202.95
05.11. | 18 | 202.95
05.11. | 19 | 202.95
05.11. | 20 | 202.95
05.11. | 21 | 202.95
05.11. | 22 | 202.95
05.11. | 23 | 202.95
05.11. | 24 | 202.95
06.11. | 1 | 202.95
06.11. | 2 | 202.95
06.11. | 3 | 202.95
06.11. | 4 | 202.95
06.11. | 5 | 202.95
06.11. | 6 | 202.95
06.11. | 7 | 202.95
06.11. | 8 | 202.95
06.11. | 9 | 202.95
06.11. | 10 | 202.95
06.11. | 11 | 202.95
06.11. | 12 | 202.95
06.11. | 13 | 202.95
06.11. | 14 | 202.95
06.11. | 15 | 202.95
06.11. | 16 | 202.95
06.11. | 17 | 202.95
06.11. | 18 | 202.95
06.11. | 19 | 202.95
06.11. | 20 | 202.95
06.11. | 21 | 202.95
06.11. | 22 | 202.95
06.11. | 23 | 202.95
06.11. | 24 | 202.95
07.11. | 1 | 202.95
07.11. | 2 | 202.95
07.11. | 3 | 202.95
07.11. | 4 | 202.95
07.11. | 5 | 202.95
07.11. | 6 | 202.95
07.11. | 7 | 202.95
07.11. | 8 | 202.95
07.11. | 9 | 202.95
07.11. | 10 | 202.95
07.11. | 11 | 202.95
07.11. | 12 | 202.95
07.11. | 13 | 202.95
07.11. | 14 | 202.95
07.11. | 15 | 202.95
07.11. | 16 | 202.95
07.11. | 17 | 202.95
07.11. | 18 | 202.95
07.11. | 19 | 202.95
07.11. | 20 | 202.95
07.11. | 21 | 202.95
07.11. | 22 | 202.95
07.11. | 23 | 202.95
07.11. | 24 | 202.95
08.11. | 1 | 202.95
08.11. | 2 | 202.95
08.11. | 3 | 202.95
08.11. | 4 | 202.95
08.11. | 5 | 202.95
08.11. | 6 | 202.95
08.11. | 7 | 202.95
08.11. | 8 | 202.95
08.11. | 9 | 202.95
08.11. | 10 | 202.95
08.11. | 11 | 202.95
08.11. | 12 | 202.95
08.11. | 13 | 202.95
08.11. | 14 | 202.95
08.11. | 15 | 202.95
08.11. | 16 | 202.95
08.11. | 17 | 202.95
08.11. | 18 | 202.95
08.11. | 19 | 202.95
08.11. | 20 | 202.95
08.11. | 21 | 202.95
08.11. | 22 | 202.95
08.11. | 23 | 202.95
08.11. | 24 | 202.95
09.11. | 1 | 202.95
09.11. | 2 | 202.95
09.11. | 3 | 202.95
09.11. | 4 | 202.95
09.11. | 5 | 202.95
09.11. | 6 | 202.95
09.11. | 7 | 202.95
09.11. | 8 | 202.95
09.11. | 9 | 202.95
09.11. | 10 | 202.95
09.11. | 11 | 202.95
09.11. | 12 | 202.95
09.11. | 13 | 202.95
09.11. | 14 | 202.95
09.11. | 15 | 202.95
09.11. | 16 | 202.95
09.11. | 17 | 202.95
09.11. | 18 | 202.95
09.11. | 19 | 202.95
09.11. | 20 | 202.95
09.11. | 21 | 202.95
09.11. | 22 | 202.95
09.11. | 23 | 202.95
09.11. | 24 | 202.95
10.11. | 1 | 202.95
10.11. | 2 | 202.95
10.11. | 3 | 202.95
10.11. | 4 | 202.95
10.11. | 5 | 202.95
10.11. | 6 | 202.95
10.11. | 7 | 202.95
10.11. | 8 | 202.95
10.11. | 9 | 202.95
10.11. | 10 | 202.95
10.11. | 11 | 202.95
10.11. | 12 | 202.95
10.11. | 13 | 202.95
10.11. | 14 | 202.95
10.11. | 15 | 202.95
10.11. | 16 | 202.95
10.11. | 17 | 202.95
10.11. | 18 | 202.95
10.11. | 19 | 202.95
10.11. | 20 | 202.95
10.11. | 21 | 202.95
10.11. | 22 | 202.95
10.11. | 23 | 202.95
10.11. | 24 | 202.95
11.11. | 1 | 202.95
11.11. | 2 | 202.95
11.11. | 3 | 202.95
11.11. | 4 | 202.95
11.11. | 5 | 202.95
11.11. | 6 | 202.95
11.11. | 7 | 202.95
11.11. | 8 | 202.95
11.11. | 9 | 202.95
11.11. | 10 | 202.95
11.11. | 11 | 202.95
11.11. | 12 | 202.95
11.11. | 13 | 202.95
11.11. | 14 | 202.95
11.11. | 15 | 202.95
11.11. | 16 | 202.95
11.11. | 17 | 202.95
11.11. | 18 | 202.95
11.11. | 19 | 202.95
11.11. | 20 | 202.95
11.11. | 21 | 202.95
11.11. | 22 | 202.95
11.11. | 23 | 202.95
11.11. | 24 | 202.95
12.11. | 1 | 202.95
12.11. | 2 | 202.95
12.11. | 3 | 202.95
12.11. | 4 | 202.95
12.11. | 5 | 202.95
12.11. | 6 | 202.95
12.11. | 7 | 202.95
12.11. | 8 | 202.95
12.11. | 9 | 202.95
12.11. | 10 | 202.95
12.11. | 11 | 202.95
12.11. | 12 | 202.95
12.11. | 13 | 202.95
12.11. | 14 | 202.95
12.11. | 15 | 202.95
12.11. | 16 | 202.95
12.11. | 17 | 202.95
12.11. | 18 | 202.95
12.11. | 19 | 202.95
12.11. | 20 | 202.95
12.11. | 21 | 202.95
12.11. | 22 | 202.95
12.11. | 23 | 202.95
12.11. | 24 | 202.95
13.11. | 1 | 202.95
13.11. | 2 | 202.95
13.11. | 3 | 202.95
13.11. | 4 | 202.95
13.11. | 5 | 202.95
13.11. | 6 | 202.95
13.11. | 7 | 202.95
13.11. | 8 | 202.95
13.11. | 9 | 202.95
13.11. | 10 | 202.95
13.11. | 11 | 202.95
13.11. | 12 | 202.95
13.11. | 13 | 202.95
13.11. | 14 | 202.95
13.11. | 15 | 202.95
13.11. | 16 | 202.95
13.11. | 17 | 202.95
13.11. | 18 | 202.95
13.11. | 19 | 202.95
13.11. | 20 | 202.95
13.11. | 21 | 202.95
13.11. | 22 | 202.95
13.11. | 23 | 202.95
13.11. | 24 | 202.95
14.11. | 1 | 202.95
14.11. | 2 | 202.95
14.11. | 3 | 202.95
14.11. | 4 | 202.95
14.11. | 5 | 202.95
14.11. | 6 | 202.95
14.11. | 7 | 202.95
14.11. | 8 | 202.95
14.11. | 9 | 202.95
14.11. | 10 | 202.95
14.11. | 11 | 202.95
14.11. | 12 | 202.95
14.11. | 13 | 202.95
14.11. | 14 | 202.95
14.11. | 15 | 202.95
14.11. | 16 | 202.95
14.11. | 17 | 202.95
14.11. | 18 | 202.95
14.11. | 19 | 202.95
14.11. | 20 | 202.95
14.11. | 21 | 202.95
14.11. | 22 | 202.95
14.11. | 23 | 202.95
14.11. | 24 | 202.95
15.11. | 1 | 202.95
15.11. | 2 | 202.95
15.11. | 3 | 202.95
15.11. | 4 | 202.95
15.11. | 5 | 202.95
15.11. | 6 | 202.95
15.11. | 7 | 202.95
15.11. | 8 | 202.95
15.11. | 9 | 202.95
15.11. | 10 | 202.95
15.11. | 11 | 202.95
15.11. | 12 | 202.95
15.11. | 13 | 202.95
15.11. | 14 | 202.95
15.11. | 15 | 202.95
15.11. | 16 | 202.95
15.11. | 17 | 202.95
15.11. | 18 | 202.95
15.11. | 19 | 202.95
15.11. | 20 | 202.95
15.11. | 21 | 202.95
15.11. | 22 | 202.95
15.11. | 23 | 202.95
15.11. | 24 | 202.95
16.11. | 1 | 202.95
16.11. | 2 | 202.95
16.11. | 3 | 202.95
16.11. | 4 | 202.95
16.11. | 5 | 202.95
16.11. | 6 | 202.95
16.11. | 7 | 202.95
16.11. | 8 | 202.95
16.11. | 9 | 202.95
16.11. | 10 | 202.95
16.11. | 11 | 202.95
16.11. | 12 | 202.95
16.11. | 13 | 202.95
16.11. | 14 | 202.95
16.11. | 15 | 202.95
16.11. | 16 | 202.95
16.11. | 17 | 202.95
16.11. | 18 | 202.95
16.11. | 19 | 202.95
16.11. | 20 | 202.95
16.11. | 21 | 202.95
16.11. | 22 | 202.95
16.11. | 23 | 202.95
16.11. | 24 | 202.95
17.11. | 1 | 202.95
17.11. | 2 | 202.95
17.11. | 3 | 202.95
17.11. | 4 | 202.95
17.11. | 5 | 202.95
17.11. | 6 | 202.95
17.11. | 7 | 202.95
17.11. | 8 | 202.95
17.11. | 9 | 202.95
17.11. | 10 | 202.95
17.11. | 11 | 202.95
17.11. | 12 | 202.95
17.11. | 13 | 202.95
17.11. | 14 | 202.95
17.11. | 15 | 202.95
17.11. | 16 | 202.95
17.11. | 17 | 202.95
17.11. | 18 | 202.95
17.11. | 19 | 202.95
17.11. | 20 | 202.95
17.11. | 21 | 202.95
17.11. | 22 | 202.95
17.11. | 23 | 202.95
17.11. | 24 | 202.95
18.11. | 1 | 202.95
18.11. | 2 | 202.95
18.11. | 3 | 202.95
18.11. | 4 | 202.95
18.11. | 5 | 202.95
18.11. | 6 | 202.95
18.11. | 7 | 202.95
18.11. | 8 | 202.95
18.11. | 9 | 202.95
18.11. | 10 | 202.95
18.11. | 11 | 202.95
18.11. | 12 | 202.95
18.11. | 13 | 202.95
18.11. | 14 | 202.95
18.11. | 15 | 202.95
18.11. | 16 | 202.95
18.11. | 17 | 202.95
18.11. | 18 | 202.95
18.11. | 19 | 202.95
18.11. | 20 | 202.95
18.11. | 21 | 202.95
18.11. | 22 | 202.95
18.11. | 23 | 202.95
18.11. | 24 | 202.95
19.11. | 1 | 202.95
19.11. | 2 | 202.95
19.11. | 3 | 202.95
19.11. | 4 | 202.95
19.11. | 5 | 202.95
19.11. | 6 | 202.95
19.11. | 7 | 202.95
19.11. | 8 | 202.95
19.11. | 9 | 202.95
19.11. | 10 | 202.95
19.11. | 11 | 202.95
19.11. | 12 | 202.95
19.11. | 13 | 202.95
19.11. | 14 | 202.95
19.11. | 15 | 202.95
19.11. | 16 | 202.95
19.11. | 17 | 202.95
19.11. | 18 | 202.95
19.11. | 19 | 202.95
19.11. | 20 | 202.95
19.11. | 21 | 202.95
19.11. | 22 | 202.95
19.11. | 23 | 202.95
19.11. | 24 | 202.95
20.11. | 1 | 202.95
20.11. | 2 | 202.95
20.11. | 3 | 202.95
20.11. | 4 | 202.95
20.11. | 5 | 202.95
20.11. | 6 | 202.95
20.11. | 7 | 202.95
20.11. | 8 | 202.95
20.11. | 9 | 202.95
20.11. | 10 | 202.95
20.11. | 11 | 202.95
20.11. | 12 | 202.95
20.11. | 13 | 202.95
20.11. | 14 | 202.95
20.11. | 15 | 202.95
20.11. | 16 | 202.95
20.11. | 17 | 202.95
20.11. | 18 | 202.95
20.11. | 19 | 202.95
20.11. | 20 | 202.95
20.11. | 21 | 202.95
20.11. | 22 | 202.95
20.11. | 23 | 202.95
20.11. | 24 | 202.95
21.11. | 1 | 202.95
21.11. | 2 | 202.95
21.11. | 3 | 202.95
21.11. | 4 | 202.95
21.11. | 5 | 202.95
21.11. | 6 | 202.95
21.11. | 7 | 202.95
21.11. | 8 | 202.95
21.11. | 9 | 202.95
21.11. | 10 | 202.95
21.11. | 11 | 202.95
21.11. | 12 | 202.95
21.11. | 13 | 202.95
21.11. | 14 | 202.95
21.11. | 15 | 202.95
21.11. | 16 | 202.95
21.11. | 17 | 202.95
21.11. | 18 | 202.95
21.11. | 19 | 202.95
21.11. | 20 | 202.95
21.11. | 21 | 202.95
21.11. | 22 | 202.95
21.11. | 23 | 202.95
21.11. | 24 | 202.95
22.11. | 1 | 202.95
22.11. | 2 | 202.95
22.11. | 3 | 202.95
22.11. | 4 | 202.95
22.11. | 5 | 202.95
22.11. | 6 | 202.95
22.11. | 7 | 202.95
22.11. | 8 | 202.95
22.11. | 9 | 202.95
22.11. | 10 | 202.95
22.11. | 11 | 202.95
22.11. | 12 | 202.95
22.11. | 13 | 202.95
22.11. | 14 | 202.95
22.11. | 15 | 202.95
22.11. | 16 | 202.95
22.11. | 17 | 202.95
22.11. | 18 | 202.95
22.11. | 19 | 202.95
22.11. | 20 | 202.95
22.11. | 21 | 202.95
22.11. | 22 | 202.95
22.11. | 23 | 202.95
22.11. | 24 | 202.95
23.11. | 1 | 202.95
23.11. | 2 | 202.95
23.11. | 3 | 202.95
23.11. | 4 | 202.95
23.11. | 5 | 202.95
23.11. | 6 | 202.95
23.11. | 7 | 202.95
23.11. | 8 | 202.95
23.11. | 9 | 202.95
23.11. | 10 | 202.95
23.11. | 11 | 202.95
23.11. | 12 | 202.95
23.11. | 13 | 202.95
23.11. | 14 | 202.95
23.11. | 15 | 202.95
23.11. | 16 | 202.95
23.11. | 17 | 202.95
23.11. | 18 | 202.95
23.11. | 19 | 202.95
23.11. | 20 | 202.95
23.11. | 21 | 202.95
23.11. | 22 | 202.95
23.11. | 23 | 202.95
23.11. | 24 | 202.95
24.11. | 1 | 202.95
24.11. | 2 | 202.95
24.11. | 3 | 202.95
24.11. | 4 | 202.95
24.11. | 5 | 202.95
24.11. | 6 | 202.95
24.11. | 7 | 202.95
24.11. | 8 | 202.95
24.11. | 9 | 202.95
24.11. | 10 | 202.95
24.11. | 11 | 202.95
24.11. | 12 | 202.95
24.11. | 13 | 202.95
24.11. | 14 | 202.95
24.11. | 15 | 202.95
24.11. | 16 | 202.95
24.11. | 17 | 202.95
24.11. | 18 | 202.95
24.11. | 19 | 202.95
24.11. | 20 | 202.95
24.11. | 21 | 202.95
24.11. | 22 | 202.95
24.11. | 23 | 202.95
24.11. | 24 | 202.95
25.11. | 1 | 202.95
25.11. | 2 | 202.95
25.11. | 3 | 202.95
25.11. | 4 | 202.95
25.11. | 5 | 202.95
25.11. | 6 | 202.95
25.11. | 7 | 202.95
25.11. | 8 | 202.95
25.11. | 9 | 202.95
25.11. | 10 | 202.95
25.11. | 11 | 202.95
25.11. | 12 | 202.95
25.11. | 13 | 202.95
25.11. | 14 | 202.95
25.11. | 15 | 202.95
25.11. | 16 | 202.95
25.11. | 17 | 202.95
25.11. | 18 | 202.95
25.11. | 19 | 202.95
25.11. | 20 | 202.95
25.11. | 21 | 202.95
25.11. | 22 | 202.95
25.11. | 23 | 202.95
25.11. | 24 | 202.95
26.11. | 1 | 202.95
26.11. | 2 | 202.95
26.11. | 3 | 202.95
26.11. | 4 | 202.95
26.11. | 5 | 202.95
26.11. | 6 | 202.95
26.11. | 7 | 202.95
26.11. | 8 | 202.95
26.11. | 9 | 202.95
26.11. | 10 | 202.95
26.11. | 11 | 202.95
26.11. | 12 | 202.95
26.11. | 13 | 202.95
26.11. | 14 | 202.95
26.11. | 15 | 202.95
26.11. | 16 | 202.95
26.11. | 17 | 202.95
26.11. | 18 | 202.95
26.11. | 19 | 202.95
26.11. | 20 | 202.95
26.11. | 21 | 202.95
26.11. | 22 | 202.95
26.11. | 23 | 202.95
26.11. | 24 | 202.95
27.11. | 1 | 202.95
27.11. | 2 | 202.95
27.11. | 3 | 202.95
27.11. | 4 | 202.95
27.11. | 5 | 202.95
27.11. | 6 | 202.95
27.11. | 7 | 202.95
27.11. | 8 | 202.95
27.11. | 9 | 202.95
27.11. | 10 | 202.95
27.11. | 11 | 202.95
27.11. | 12 | 202.95
27.11. | 13 | 202.95
27.11. | 14 | 202.95
27.11. | 15 | 202.95
27.11. | 16 | 202.95
27.11. | 17 | 202.95
27.11. | 18 | 202.95
27.11. | 19 | 202.95
27.11. | 20 | 202.95
27.11. | 21 | 202.95
27.11. | 22 | 202.95
27.11. | 23 | 202.95
27.11. | 24 | 202.95
28.11. | 1 | 202.95
28.11. | 2 | 202.95
28.11. | 3 | 202.95
28.11. | 4 | 202.95
28.11. | 5 | 202.95
28.11. | 6 | 202.95
28.11. | 7 | 202.95
28.11. | 8 | 202.95
28.11. | 9 | 202.95
28.11. | 10 | 202.95
28.11. | 11 | 202.95
28.11. | 12 | 202.95
28.11. | 13 | 202.95
28.11. | 14 | 202.95
28.11. | 15 | 202.95
28.11. | 16 | 202.95
28.11. | 17 | 202.95
28.11. | 18 | 202.95
28.11. | 19 | 202.95
28.11. | 20 | 202.95
28.11. | 21 | 202.95
28.11. | 22 | 202.95
28.11. | 23 | 202.95
28.11. | 24 | 202.95
29.11. | 1 | 202.95
29.11. | 2 | 202.95
29.11. | 3 | 202.95
29.11. | 4 | 202.95
29.11. | 5 | 202.95
29.11. | 6 | 202.95
29.11. | 7 | 202.95
29.11. | 8 | 202.95
29.11. | 9 | 202.95
29.11. | 10 | 202.95
29.11. | 11 | 202.95
29.11. | 12 | 202.95
29.11. | 13 | 202.95
29.11. | 14 | 202.95
29.11. | 15 | 202.95
29.11. | 16 | 202.95
29.11. | 17 | 202.95
29.11. | 18 | 202.95
29.11. | 19 | 202.95
29.11. | 20 | 202.95
29.11. | 21 | 202.95
29.11. | 22 | 202.95
29.11. | 23 | 202.95
29.11. | 24 | 202.95
30.11. | 1 | 202.95
30.11. | 2 | 202.95
30.11. | 3 | 202.95
30.11. | 4 | 202.95
30.11. | 5 | 202.95
30.11. | 6 | 202.95
30.11. | 7 | 202.95
30.11. | 8 | 202.95
30.11. | 9 | 202.95
30.11. | 10 | 202.95
30.11. | 11 | 202.95
30.11. | 12 | 202.95
30.11. | 13 | 202.95
30.11. | 14 | 202.95
30.11. | 15 | 202.95
30.11. | 16 | 202.95
30.11. | 17 | 202.95
30.11. | 18 | 202.95
30.11. | 19 | 202.95
30.11. | 20 | 202.95
30.11. | 21 | 202.95
30.11. | 22 | 202.95
30.11. | 23 | 202.95
30.11. | 24 | 202.95
01.12. | 1 | 202.95
01.12. | 2 | 202.95
01.12. | 3 | 202.95
01.12. | 4 | 202.95
01.12. | 5 | 202.95
01.12. | 6 | 202.95
01.12. | 7 | 202.95
01.12. | 8 | 202.95
01.12. | 9 | 202.95
01.12. | 10 | 202.95
01.12. | 11 | 202.95
01.12. | 12 | 202.95
01.12. | 13 | 202.95
01.12. | 14 | 202.95
01.12. | 15 | 202.95
01.12. | 16 | 202.95
01.12. | 17 | 202.95
01.12. | 18 | 202.95
01.12. | 19 | 202.95
01.12. | 20 | 202.95
01.12. | 21 | 202.95
01.12. | 22 | 202.95
01.12. | 23 | 202.95
01.12. | 24 | 202.95
02.12. | 1 | 202.95
02.12. | 2 | 202.95
02.12. | 3 | 202.95
02.12. | 4 | 202.95
02.12. | 5 | 202.95
02.12. | 6 | 202.95
02.12. | 7 | 202.95
02.12. | 8 | 202.95
02.12. | 9 | 202.95
02.12. | 10 | 202.95
02.12. | 11 | 202.95
02.12. | 12 | 202.95
02.12. | 13 | 202.95
02.12. | 14 | 202.95
02.12. | 15 | 202.95
02.12. | 16 | 202.95
02.12. | 17 | 202.95
02.12. | 18 | 202.95
02.12. | 19 | 202.95
02.12. | 20 | 202.95
02.12. | 21 | 202.95
02.12. | 22 | 202.95
02.12. | 23 | 202.95
02.12. | 24 | 202.95
03.12. | 1 | 202.95
03.12. | 2 | 202.95
03.12. | 3 | 202.95
03.12. | 4 | 202.95
03.12. | 5 | 202.95
03.12. | 6 | 202.95
03.12. | 7 | 202.95
03.12. | 8 | 202.95
03.12. | 9 | 202.95
03.12. | 10 | 202.95
03.12. | 11 | 202.95
03.12. | 12 | 202.95
03.12. | 13 | 202.95
03.12. | 14 | 202.95
03.12. | 15 | 202.95
03.12. | 16 | 202.95
03.12. | 17 | 202.95
03.12. | 18 | 202.95
03.12. | 19 | 202.95
03.12. | 20 | 202.95
03.12. | 21 | 202.95
03.12. | 22 | 202.95
03.12. | 23 | 202.95
03.12. | 24 | 202.95
04.12. | 1 | 202.95
04.12. | 2 | 202.95
04.12. | 3 | 202.95
04.12. | 4 | 202.95
04.12. | 5 | 202.95
04.12. | 6 | 202.95
04.12. | 7 | 202.95
04.12. | 8 | 202.95
04.12. | 9 | 202.95
04.12. | 10 | 202.95
04.12. | 11 | 202.95
04.12. | 12 | 202.95
04.12. | 13 | 202.95
04.12. | 14 | 202.95
04.12. | 15 | 202.95
04.12. | 16 | 202.95
04.12. | 17 | 202.95
04.12. | 18 | 202.95
04.12. | 19 | 202.95
04.12. | 20 | 202.95
04.12. | 21 | 202.95
04.12. | 22 | 202.95
04.12. | 23 | 202.95
04.12. | 24 | 202.95
05.12. | 1 | 202.95
05.12. | 2 | 202.95
05.12. | 3 | 202.95
05.12. | 4 | 202.95
05.12. | 5 | 202.95
05.12. | 6 | 202.95
05.12. | 7 | 202.95
05.12. | 8 | 202.95
05.12. | 9 | 202.95
05.12. | 10 | 202.95
05.12. | 11 | 202.95
05.12. | 12 | 202.95
05.12. | 13 | 202.95
05.12. | 14 | 202.95
05.12. | 15 | 202.95
05.12. | 16 | 202.95
05.12. | 17 | 202.95
05.12. | 18 | 202.95
05.12. | 19 | 202.95
05.12. | 20 | 202.95
05.12. | 21 | 202.95
05.12. | 22 | 202.95
05.12. | 23 | 202.95
05.12. | 24 | 202.95
06.12. | 1 | 202.95
06.12. | 2 | 202.95
06.12. | 3 | 202.95
06.12. | 4 | 202.95
06.12. | 5 | 202.95
06.12. | 6 | 202.95
06.12. | 7 | 202.95
06.12. | 8 | 202.95
06.12. | 9 | 202.95
06.12. | 10 | 202.95
06.12. | 11 | 202.95
06.12. | 12 | 202.95
06.12. | 13 | 202.95
06.12. | 14 | 202.95
06.12. | 15 | 202.95
06.12. | 16 | 202.95
06.12. | 17 | 202.95
06.12. | 18 | 202.95
06.12. | 19 | 202.95
06.12. | 20 | 202.95
06.12. | 21 | 202.95
06.12. | 22 | 202.95
06.12. | 23 | 202.95
06.12. | 24 | 202.95
07.12. | 1 | 202.95
07.12. | 2 | 202.95
07.12. | 3 | 202.95
07.12. | 4 | 202.95
07.12. | 5 | 202.95
07.12. | 6 | 202.95
07.12. | 7 | 202.95
07.12. | 8 | 202.95
07.12. | 9 | 202.95
07.12. | 10 | 202.95
07.12. | 11 | 202.95
07.12. | 12 | 202.95
07.12. | 13 | 202.95
07.12. | 14 | 202.95
07.12. | 15 | 202.95
07.12. | 16 | 202.95
07.12. | 17 | 202.95
07.12. | 18 | 202.95
07.12. | 19 | 202.95
07.12. | 20 | 202.95
07.12. | 21 | 202.95
07.12. | 22 | 202.95
07.12. | 23 | 202.95
07.12. | 24 | 202.95
08.12. | 1 | 202.95
08.12. | 2 | 202.95
08.12. | 3 | 202.95
08.12. | 4 | 202.95
08.12. | 5 | 202.95
08.12. | 6 | 202.95
08.12. | 7 | 202.95
08.12. | 8 | 202.95
08.12. | 9 | 202.95
08.12. | 10 | 202.95
08.12. | 11 | 202.95
08.12. | 12 | 202.95
08.12. | 13 | 202.95
08.12. | 14 | 202.95
08.12. | 15 | 202.95
08.12. | 16 | 202.95
08.12. | 17 | 202.95
08.12. | 18 | 202.95
08.12. | 19 | 202.95
08.12. | 20 | 202.95
08.12. | 21 | 202.95
08.12. | 22 | 202.95
08.12. | 23 | 202.95
08.12. | 24 | 202.95
09.12. | 1 | 202.95
09.12. | 2 | 202.95
09.12. | 3 | 202.95
09.12. | 4 | 202.95
09.12. | 5 | 202.95
09.12. | 6 | 202.95
09.12. | 7 | 202.95
09.12. | 8 | 202.95
09.12. | 9 | 202.95
09.12. | 10 | 202.95
09.12. | 11 | 202.95
09.12. | 12 | 202.95
09.12. | 13 | 202.95
09.12. | 14 | 202.95
09.12. | 15 | 202.95
09.12. | 16 | 202.95
09.12. | 17 | 202.95
09.12. | 18 | 202.95
09.12. | 19 | 202.95
09.12. | 20 | 202.95
09.12. | 21 | 202.95
09.12. | 22 | 202.95
09.12. | 23 | 202.95
09.12. | 24 | 202.95
10.12. | 1 | 202.95
10.12. | 2 | 202.95
10.12. | 3 | 202.95
10.12. | 4 | 202.95
10.12. | 5 | 202.95
10.12. | 6 | 202.95
10.12. | 7 | 202.95
10.12. | 8 | 202.95
10.12. | 9 | 202.95
10.12. | 10 | 202.95
10.12. | 11 | 202.95
10.12. | 12 | 202.95
10.12. | 13 | 202.95
10.12. | 14 | 202.95
10.12. | 15 | 202.95
10.12. | 16 | 202.95
10.12. | 17 | 202.95
10.12. | 18 | 202.95
10.12. | 19 | 202.95
10.12. | 20 | 202.95
10.12. | 21 | 202.95
10.12. | 22 | 202.95
10.12. | 23 | 202.95
10.12. | 24 | 202.95
11.12. | 1 | 202.95
11.12. | 2 | 202.95
11.12. | 3 | 202.95
11.12. | 4 | 202.95
11.12. | 5 | 202.95
11.12. | 6 | 202.95
11.12. | 7 | 202.95
11.12. | 8 | 202.95
11.12. | 9 | 202.95
11.12. | 10 | 202.95
11.12. | 11 | 202.95
11.12. | 12 | 202.95
11.12. | 13 | 202.95
11.12. | 14 | 202.95
11.12. | 15 | 202.95
11.12. | 16 | 202.95
11.12. | 17 | 202.95
11.12. | 18 | 202.95
11.12. | 19 | 202.95
11.12. | 20 | 202.95
11.12. | 21 | 202.95
11.12. | 22 | 202.95
11.12. | 23 | 202.95
11.12. | 24 | 202.95
12.12. | 1 | 202.95
12.12. | 2 | 202.95
12.12. | 3 | 202.95
12.12. | 4 | 202.95
12.12. | 5 | 202.95
12.12. | 6 | 202.95
12.12. | 7 | 202.95
12.12. | 8 | 202.95
12.12. | 9 | 202.95
12.12. | 10 | 202.95
12.12. | 11 | 202.95
12.12. | 12 | 202.95
12.12. | 13 | 202.95
12.12. | 14 | 202.95
12.12. | 15 | 202.95
12.12. | 16 | 202.95
12.12. | 17 | 202.95
12.12. | 18 | 202.95
12.12. | 19 | 202.95
12.12. | 20 | 202.95
12.12. | 21 | 202.95
12.12. | 22 | 202.95
12.12. | 23 | 202.95
12.12. | 24 | 202.95
13.12. | 1 | 202.95
13.12. | 2 | 202.95
13.12. | 3 | 202.95
13.12. | 4 | 202.95
13.12. | 5 | 202.95
13.12. | 6 | 202.95
13.12. | 7 | 202.95
13.12. | 8 | 202.95
13.12. | 9 | 202.95
13.12. | 10 | 202.95
13.12. | 11 | 202.95
13.12. | 12 | 202.95
13.12. | 13 | 202.95
13.12. | 14 | 202.95
13.12. | 15 | 202.95
13.12. | 16 | 202.95
13.12. | 17 | 202.95
13.12. | 18 | 202.95
13.12. | 19 | 202.95
13.12. | 20 | 202.95
13.12. | 21 | 202.95
13.12. | 22 | 202.95
13.12. | 23 | 202.95
13.12. | 24 | 202.95
14.12. | 1 | 202.95
14.12. | 2 | 202.95
14.12. | 3 | 202.95
14.12. | 4 | 202.95
14.12. | 5 | 202.95
14.12. | 6 | 202.95
14.12. | 7 | 202.95
14.12. | 8 | 202.95
14.12. | 9 | 202.95
14.12. | 10 | 202.95
14.12. | 11 | 202.95
14.12. | 12 | 202.95
14.12. | 13 | 202.95
14.12. | 14 | 202.95
14.12. | 15 | 202.95
14.12. | 16 | 202.95
14.12. | 17 | 202.95
14.12. | 18 | 202.95
14.12. | 19 | 202.95
14.12. | 20 | 202.95
14.12. | 21 | 202.95
14.12. | 22 | 202.95
14.12. | 23 | 202.95
14.12. | 24 | 202.95
15.12. | 1 | 202.95
15.12. | 2 | 202.95
15.12. | 3 | 202.95
15.12. | 4 | 202.95
15.12. | 5 | 202.95
15.12. | 6 | 202.95
15.12. | 7 | 202.95
15.12. | 8 | 202.95
15.12. | 9 | 202.95
15.12. | 10 | 202.95
15.12. | 11 | 202.95
15.12. | 12 | 202.95
15.12. | 13 | 202.95
15.12. | 14 | 202.95
15.12. | 15 | 202.95
15.12. | 16 | 202.95
15.12. | 17 | 202.95
15.12. | 18 | 202.95
15.12. | 19 | 202.95
15.12. | 20 | 202.95
15.12. | 21 | 202.95
15.12. | 22 | 202.95
15.12. | 23 | 202.95
15.12. | 24 | 202.95
16.12. | 1 | 202.95
16.12. | 2 | 202.95
16.12. | 3 | 202.95
16.12. | 4 | 202.95
16.12. | 5 | 202.95
16.12. | 6 | 202.95
16.12. | 7 | 202.95
16.12. | 8 | 202.95
16.12. | 9 | 202.95
16.12. | 10 | 202.95
16.12. | 11 | 202.95
16.12. | 12 | 202.95
16.12. | 13 | 202.95
16.12. | 14 | 202.95
16.12. | 15 | 202.95
16.12. | 16 | 202.95
16.12. | 17 | 202.95
16.12. | 18 | 202.95
16.12. | 19 | 202.95
16.12. | 20 | 202.95
16.12. | 21 | 202.95
16.12. | 22 | 202.95
16.12. | 23 | 202.95
16.12. | 24 | 202.95
17.12. | 1 | 202.95
17.12. | 2 | 202.95
17.12. | 3 | 202.95
17.12. | 4 | 202.95
17.12. | 5 | 202.95
17.12. | 6 | 202.95
17.12. | 7 | 202.95
17.12. | 8 | 202.95
17.12. | 9 | 202.95
17.12. | 10 | 202.95
17.12. | 11 | 202.95
17.12. | 12 | 202.95
17.12. | 13 | 202.95
17.12. | 14 | 202.95
17.12. | 15 | 202.95
17.12. | 16 | 202.95
17.12. | 17 | 202.95
17.12. | 18 | 202.95
17.12. | 19 | 202.95
17.12. | 20 | 202.95
17.12. | 21 | 202.95
17.12. | 22 | 202.95
17.12. | 23 | 202.95
17.12. | 24 | 202.95
18.12. | 1 | 202.95
18.12. | 2 | 202.95
18.12. | 3 | 202.95
18.12. | 4 | 202.95
18.12. | 5 | 202.95
18.12. | 6 | 202.95
18.12. | 7 | 202.95
18.12. | 8 | 202.95
18.12. | 9 | 202.95
18.12. | 10 | 202.95
18.12. | 11 | 202.95
18.12. | 12 | 202.95
18.12. | 13 | 202.95
18.12. | 14 | 202.95
18.12. | 15 | 202.95
18.12. | 16 | 202.95
18.12. | 17 | 202.95
18.12. | 18 | 202.95
18.12. | 19 | 202.95
18.12. | 20 | 202.95
18.12. | 21 | 202.95
18.12. | 22 | 202.95
18.12. | 23 | 202.95
18.12. | 24 | 202.95
19.12. | 1 | 202.95
19.12. | 2 | 202.95
19.12. | 3 | 202.95
19.12. | 4 | 202.95
19.12. | 5 | 202.95
19.12. | 6 | 202.95
19.12. | 7 | 202.95
19.12. | 8 | 202.95
19.12. | 9 | 202.95
19.12. | 10 | 202.95
19.12. | 11 | 202.95
19.12. | 12 | 202.95
19.12. | 13 | 202.95
19.12. | 14 | 202.95
19.12. | 15 | 202.95
19.12. | 16 | 202.95
19.12. | 17 | 202.95
19.12. | 18 | 202.95
19.12. | 19 | 202.95
19.12. | 20 | 202.95
19.12. | 21 | 202.95
19.12. | 22 | 202.95
19.12. | 23 | 202.95
19.12. | 24 | 202.95
20.12. | 1 | 202.95
20.12. | 2 | 202.95
20.12. | 3 | 202.95
20.12. | 4 | 202.95
20.12. | 5 | 202.95
20.12. | 6 | 202.95
20.12. | 7 | 202.95
20.12. | 8 | 202.95
20.12. | 9 | 202.95
20.12. | 10 | 202.95
20.12. | 11 | 202.95
20.12. | 12 | 202.95
20.12. | 13 | 202.95
20.12. | 14 | 202.95
20.12. | 15 | 202.95
20.12. | 16 | 202.95
20.12. | 17 | 202.95
20.12. | 18 | 202.95
20.12. | 19 | 202.95
20.12. | 20 | 202.95
20.12. | 21 | 202.95
20.12. | 22 | 202.95
20.12. | 23 | 202.95
20.12. | 24 | 202.95
21.12. | 1 | 202.95
21.12. | 2 | 202.95
21.12. | 3 | 202.95
21.12. | 4 | 202.95
21.12. | 5 | 202.95
21.12. | 6 | 202.95
21.12. | 7 | 202.95
21.12. | 8 | 202.95
21.12. | 9 | 202.95
21.12. | 10 | 202.95
21.12. | 11 | 202.95
21.12. | 12 | 202.95
21.12. | 13 | 202.95
21.12. | 14 | 202.95
21.12. | 15 | 202.95
21.12. | 16 | 202.95
21.12. | 17 | 202.95
21.12. | 18 | 202.95
21.12. | 19 | 202.95
21.12. | 20 | 202.95
21.12. | 21 | 202.95
21.12. | 22 | 202.95
21.12. | 23 | 202.95
21.12. | 24 | 202.95
22.12. | 1 | 202.95
22.12. | 2 | 202.95
22.12. | 3 | 202.95
22.12. | 4 | 202.95
22.12. | 5 | 202.95
22.12. | 6 | 202.95
22.12. | 7 | 202.95
22.12. | 8 | 202.95
22.12. | 9 | 202.95
22.12. | 10 | 202.95
22.12. | 11 | 202.95
22.12. | 12 | 202.95
22.12. | 13 | 202.95
22.12. | 14 | 202.95
22.12. | 15 | 202.95
22.12. | 16 | 202.95
22.12. | 17 | 202.95
22.12. | 18 | 202.95
22.12. | 19 | 202.95
22.12. | 20 | 202.95
22.12. | 21 | 202.95
22.12. | 22 | 202.95
22.12. | 23 | 202.95
22.12. | 24 | 202.95
23.12. | 1 | 202.95
23.12. | 2 | 202.95
23.12. | 3 | 202.95
23.12. | 4 | 202.95
23.12. | 5 | 202.95
23.12. | 6 | 202.95
23.12. | 7 | 202.95
23.12. | 8 | 202.95
23.12. | 9 | 202.95
23.12. | 10 | 202.95
23.12. | 11 | 202.95
23.12. | 12 | 202.95
23.12. | 13 | 202.95
23.12. | 14 | 202.95
23.12. | 15 | 202.95
23.12. | 16 | 202.95
23.12. | 17 | 202.95
23.12. | 18 | 202.95
23.12. | 19 | 202.95
23.12. | 20 | 202.95
23.12. | 21 | 202.95
23.12. | 22 | 202.95
23.12. | 23 | 202.95
23.12. | 24 | 202.95
24.12. | 1 | 202.95
24.12. | 2 | 202.95
24.12. | 3 | 202.95
24.12. | 4 | 202.95
24.12. | 5 | 202.95
24.12. | 6 | 202.95
24.12. | 7 | 202.95
24.12. | 8 | 202.95
24.12. | 9 | 202.95
24.12. | 10 | 202.95
24.12. | 11 | 202.95
24.12. | 12 | 202.95
24.12. | 13 | 202.95
24.12. | 14 | 202.95
24.12. | 15 | 202.95
24.12. | 16 | 202.95
24.12. | 17 | 202.95
24.12. | 18 | 202.95
24.12. | 19 | 202.95
24.12. | 20 | 202.95
24.12. | 21 | 202.95
24.12. | 22 | 202.95
24.12. | 23 | 202.95
24.12. | 24 | 202.95
25.12. | 1 | 202.95
25.12. | 2 | 202.95
25.12. | 3 | 202.95
25.12. | 4 | 202.95
25.12. | 5 | 202.95
25.12. | 6 | 202.95
25.12. | 7 | 202.95
25.12. | 8 | 202.95
25.12. | 9 | 202.95
25.12. | 10 | 202.95
25.12. | 11 | 202.95
25.12. | 12 | 202.95
25.12. | 13 | 202.95
25.12. | 14 | 202.95
25.12. | 15 | 202.95
25.12. | 16 | 202.95
25.12. | 17 | 202.95
25.12. | 18 | 202.95
25.12. | 19 | 202.95
25.12. | 20 | 202.95
25.12. | 21 | 202.95
25.12. | 22 | 202.95
25.12. | 23 | 202.95
25.12. | 24 | 202.95
26.12. | 1 | 202.95
26.12. | 2 | 202.95
26.12. | 3 | 202.95
26.12. | 4 | 202.95
26.12. | 5 | 202.95
26.12. | 6 | 202.95
26.12. | 7 | 202.95
26.12. | 8 | 202.95
26.12. | 9 | 202.95
26.12. | 10 | 202.95
26.12. | 11 | 202.95
26.12. | 12 | 202.95
26.12. | 13 | 202.95
26.12. | 14 | 202.95
26.12. | 15 | 202.95
26.12. | 16 | 202.95
26.12. | 17 | 202.95
26.12. | 18 | 202.95
26.12. | 19 | 202.95
26.12. | 20 | 202.95
26.12. | 21 | 202.95
26.12. | 22 | 202.95
26.12. | 23 | 202.95
26.12. | 24 | 202.95
27.12. | 1 | 202.95
27.12. | 2 | 202.95
27.12. | 3 | 202.95
27.12. | 4 | 202.95
27.12. | 5 | 202.95
27.12. | 6 | 202.95
27.12. | 7 | 202.95
27.12. | 8 | 202.95
27.12. | 9 | 202.95
27.12. | 10 | 202.95
27.12. | 11 | 202.95
27.12. | 12 | 202.95
27.12. | 13 | 202.95
27.12. | 14 | 202.95
27.12. | 15 | 202.95
27.12. | 16 | 202.95
27.12. | 17 | 202.95
27.12. | 18 | 202.95
27.12. | 19 | 202.95
27.12. | 20 | 202.95
27.12. | 21 | 202.95
27.12. | 22 | 202.95
27.12. | 23 | 202.95
27.12. | 24 | 202.95
28.12. | 1 | 202.95
28.12. | 2 | 202.95
28.12. | 3 | 202.95
28.12. | 4 | 202.95
28.12. | 5 | 202.95
28.12. | 6 | 202.95
28.12. | 7 | 202.95
28.12. | 8 | 202.95
28.12. | 9 | 202.95
28.12. | 10 | 202.95
28.12. | 11 | 202.95
28.12. | 12 | 202.95
28.12. | 13 | 202.95
28.12. | 14 | 202.95
28.12. | 15 | 202.95
28.12. | 16 | 202.95
28.12. | 17 | 202.95
28.12. | 18 | 202.95
28.12. | 19 | 202.95
28.12. | 20 | 202.95
28.12. | 21 | 202.95
28.12. | 22 | 202.95
28.12. | 23 | 202.95
28.12. | 24 | 202.95
29.12. | 1 | 202.95
29.12. | 2 | 202.95
29.12. | 3 | 202.95
29.12. | 4 | 202.95
29.12. | 5 | 202.95
29.12. | 6 | 202.95
29.12. | 7 | 202.95
29.12. | 8 | 202.95
29.12. | 9 | 202.95
29.12. | 10 | 202.95
29.12. | 11 | 202.95
29.12. | 12 | 202.95
29.12. | 13 | 202.95
29.12. | 14 | 202.95
29.12. | 15 | 202.95
29.12. | 16 | 202.95
29.12. | 17 | 202.95
29.12. | 18 | 202.95
29.12. | 19 | 202.95
29.12. | 20 | 202.95
29.12. | 21 | 202.95
29.12. | 22 | 202.95
29.12. | 23 | 202.95
29.12. | 24 | 202.95
30.12. | 1 | 202.95
30.12. | 2 | 202.95
30.12. | 3 | 202.95
30.12. | 4 | 202.95
30.12. | 5 | 202.95
30.12. | 6 | 202.95
30.12. | 7 | 202.95
30.12. | 8 | 202.95
30.12. | 9 | 202.95
30.12. | 10 | 202.95
30.12. | 11 | 202.95
30.12. | 12 | 202.95
30.12. | 13 | 202.95
30.12. | 14 | 202.95
30.12. | 15 | 202.95
30.12. | 16 | 202.95
30.12. | 17 | 202.95
30.12. | 18 | 202.95
30.12. | 19 | 202.95
30.12. | 20 | 202.95
30.12. | 21 | 202.95
30.12. | 22 | 202.95
30.12. | 23 | 202.95
30.12. | 24 | 202.95
31.12. | 1 | 202.95
31.12. | 2 | 202.95
31.12. | 3 | 202.95
31.12. | 4 | 202.95
31.12. | 5 | 202.95
31.12. | 6 | 202.95
31.12. | 7 | 202.95
31.12. | 8 | 202.95
31.12. | 9 | 202.95
31.12. | 10 | 202.95
31.12. | 11 | 202.95
31.12. | 12 | 202.95
31.12. | 13 | 202.95
31.12. | 14 | 202.95
31.12. | 15 | 202.95
31.12. | 16 | 202.95
31.12. | 17 | 202.95
31.12. | 18 | 202.95
31.12. | 19 | 202.95
31.12. | 20 | 202.95
31.12. | 21 | 202.95
31.12. | 22 | 202.95
31.12. | 23 | 202.95
31.12. | 24 | 202.95

## Exchanges
ENTSO-E Market Modelling Database: Exchanges with non-ENTSO-E countries
Country:
Market Node: | GR00
Year:
Climate year |  |  | N.B. use convention first January always Monday (2007 calendar year) --> see guidelines for further details
Scenario
name of the non-ENTSOE country: | GR00
average import capacity from non-ENTSO-E country (MW) (optional): | 0
average export capacity to non-ENTSO-E country (MW) (optional): | 367.9298
name of the non-ENTSOE country: | GR00
average import capacity from non-ENTSO-E country (MW) (optional): | 367.9298
average export capacity to non-ENTSO-E country (MW) (optional): | 0
name of the non-ENTSOE country:
average import capacity from non-ENTSO-E country (MW) (optional):
average export capacity to non-ENTSO-E country (MW) (optional):
name of the non-ENTSOE country:
average import capacity from non-ENTSO-E country (MW) (optional):
average export capacity to non-ENTSO-E country (MW) (optional):
name of the non-ENTSOE country:
average import capacity from non-ENTSO-E country (MW) (optional):
average export capacity to non-ENTSO-E country (MW) (optional):
Date | Hour | Total exchanges with all non ENTSO-E countries (MW) (>0 for import)
01.01. | 1 | 896.472
01.01. | 2 | 941.89
01.01. | 3 | 968.55
01.01. | 4 | 982.52
01.01. | 5 | 989.758
01.01. | 6 | 1030.574
01.01. | 7 | 1255.814
01.01. | 8 | 1487.152
01.01. | 9 | 1484.808
01.01. | 10 | 1458.988
01.01. | 11 | 1500.638
01.01. | 12 | 1493.02
01.01. | 13 | 1473.38
01.01. | 14 | 1396.868
01.01. | 15 | 1096.18
01.01. | 16 | 830.42
01.01. | 17 | 803.312
01.01. | 18 | 814.134
01.01. | 19 | 818.41
01.01. | 20 | 823.094
01.01. | 21 | 821.62
01.01. | 22 | 823.428
01.01. | 23 | 845.114
01.01. | 24 | 853.32
02.01. | 1 | 846.64
02.01. | 2 | 836.866
02.01. | 3 | 821.412
02.01. | 4 | 795.914
02.01. | 5 | 773.478
02.01. | 6 | 784.53
02.01. | 7 | 995.532
02.01. | 8 | 1186.05
02.01. | 9 | 1103.8
02.01. | 10 | 1025.908
02.01. | 11 | 953.758
02.01. | 12 | 941.334
02.01. | 13 | 940.77
02.01. | 14 | 922.53
02.01. | 15 | 670.682
02.01. | 16 | 483.856
02.01. | 17 | 538.69
02.01. | 18 | 619.47
02.01. | 19 | 659.59
02.01. | 20 | 687.656
02.01. | 21 | 717.502
02.01. | 22 | 746.058
02.01. | 23 | 769.782
02.01. | 24 | 803.694
03.01. | 1 | 842.79
03.01. | 2 | 877.986
03.01. | 3 | 908.978
03.01. | 4 | 920.31
03.01. | 5 | 916.482
03.01. | 6 | 942.95
03.01. | 7 | 1169.224
03.01. | 8 | 1403.894
03.01. | 9 | 1347.644
03.01. | 10 | 1304.764
03.01. | 11 | 1334.638
03.01. | 12 | 1383.744
03.01. | 13 | 1427.436
03.01. | 14 | 1424.342
03.01. | 15 | 1158.728
03.01. | 16 | 891.97
03.01. | 17 | 868.73
03.01. | 18 | 904.232
03.01. | 19 | 926.228
03.01. | 20 | 943.798
03.01. | 21 | 962.34
03.01. | 22 | 976.088
03.01. | 23 | 1000.608
03.01. | 24 | 982.07
04.01. | 1 | 970.534
04.01. | 2 | 975.564
04.01. | 3 | 977.4
04.01. | 4 | 958.422
04.01. | 5 | 936.164
04.01. | 6 | 940.898
04.01. | 7 | 1149.774
04.01. | 8 | 1351.33
04.01. | 9 | 1210.78
04.01. | 10 | 1146.382
04.01. | 11 | 1115.976
04.01. | 12 | 1124.972
04.01. | 13 | 1141.744
04.01. | 14 | 1120.466
04.01. | 15 | 830.876
04.01. | 16 | 536.992
04.01. | 17 | 474.246
04.01. | 18 | 486.542
04.01. | 19 | 509.79
04.01. | 20 | 547.932
04.01. | 21 | 568.414
04.01. | 22 | 600.172
04.01. | 23 | 660.992
04.01. | 24 | 683.6
05.01. | 1 | 692.496
05.01. | 2 | 667.846
05.01. | 3 | 641.838
05.01. | 4 | 590.042
05.01. | 5 | 544.546
05.01. | 6 | 526.152
05.01. | 7 | 738.258
05.01. | 8 | 977.378
05.01. | 9 | 933.604
05.01. | 10 | 909.294
05.01. | 11 | 928.466
05.01. | 12 | 931.468
05.01. | 13 | 939.066
05.01. | 14 | 925.294
05.01. | 15 | 652.826
05.01. | 16 | 412.548
05.01. | 17 | 401.838
05.01. | 18 | 443.558
05.01. | 19 | 481.418
05.01. | 20 | 520.496
05.01. | 21 | 548.562
05.01. | 22 | 571.842
05.01. | 23 | 609.43
05.01. | 24 | 617.57
06.01. | 1 | 630.518
06.01. | 2 | 653.318
06.01. | 3 | 681.238
06.01. | 4 | 704.68
06.01. | 5 | 734.53
06.01. | 6 | 783.104
06.01. | 7 | 1025.706
06.01. | 8 | 1274.488
06.01. | 9 | 1284.09
06.01. | 10 | 1278.242
06.01. | 11 | 1311.68
06.01. | 12 | 1336.034
06.01. | 13 | 1353.274
06.01. | 14 | 1322.798
06.01. | 15 | 1029.566
06.01. | 16 | 753.036
06.01. | 17 | 709.404
06.01. | 18 | 723.842
06.01. | 19 | 739.708
06.01. | 20 | 764.812
06.01. | 21 | 784.404
06.01. | 22 | 819.018
06.01. | 23 | 858.674
06.01. | 24 | 912.116
07.01. | 1 | 982.806
07.01. | 2 | 1033.486
07.01. | 3 | 1060.5
07.01. | 4 | 1064.3
07.01. | 5 | 1052.738
07.01. | 6 | 1073.36
07.01. | 7 | 1294.192
07.01. | 8 | 1527.2
07.01. | 9 | 1452.092
07.01. | 10 | 1467.408
07.01. | 11 | 1496.046
07.01. | 12 | 1512.026
07.01. | 13 | 1532.456
07.01. | 14 | 1527.952
07.01. | 15 | 1256.106
07.01. | 16 | 992.666
07.01. | 17 | 935.334
07.01. | 18 | 932.222
07.01. | 19 | 935.55
07.01. | 20 | 935.508
07.01. | 21 | 925.814
07.01. | 22 | 916.75
07.01. | 23 | 902.77
07.01. | 24 | 890.986
08.01. | 1 | 898.246
08.01. | 2 | 908.658
08.01. | 3 | 919.946
08.01. | 4 | 917.224
08.01. | 5 | 889.342
08.01. | 6 | 904.806
08.01. | 7 | 1093.536
08.01. | 8 | 1272.878
08.01. | 9 | 1198.358
08.01. | 10 | 1275.486
08.01. | 11 | 1304.792
08.01. | 12 | 1295.09
08.01. | 13 | 1267.066
08.01. | 14 | 1235.914
08.01. | 15 | 977.75
08.01. | 16 | 745.174
08.01. | 17 | 702.724
08.01. | 18 | 750.084
08.01. | 19 | 795.732
08.01. | 20 | 845.984
08.01. | 21 | 890.776
08.01. | 22 | 924.678
08.01. | 23 | 945.08
08.01. | 24 | 961.738
09.01. | 1 | 988.144
09.01. | 2 | 1011.718
09.01. | 3 | 1017.322
09.01. | 4 | 1019.42
09.01. | 5 | 1017.362
09.01. | 6 | 1041.734
09.01. | 7 | 1281.064
09.01. | 8 | 1528.164
09.01. | 9 | 1534.006
09.01. | 10 | 1593.988
09.01. | 11 | 1679.734
09.01. | 12 | 1713.824
09.01. | 13 | 1713.848
09.01. | 14 | 1660.776
09.01. | 15 | 1392.786
09.01. | 16 | 1137.612
09.01. | 17 | 1065.704
09.01. | 18 | 1061.116
09.01. | 19 | 1043.006
09.01. | 20 | 1011.35
09.01. | 21 | 975.228
09.01. | 22 | 945.932
09.01. | 23 | 913.578
09.01. | 24 | 921.852
10.01. | 1 | 925.93
10.01. | 2 | 921.06
10.01. | 3 | 916.03
10.01. | 4 | 894.202
10.01. | 5 | 863.398
10.01. | 6 | 851.526
10.01. | 7 | 1007.318
10.01. | 8 | 1177.308
10.01. | 9 | 1189.226
10.01. | 10 | 1249.91
10.01. | 11 | 1328.508
10.01. | 12 | 1287.662
10.01. | 13 | 1238.314
10.01. | 14 | 1175.984
10.01. | 15 | 846.948
10.01. | 16 | 529.652
10.01. | 17 | 461.522
10.01. | 18 | 488.01
10.01. | 19 | 523.202
10.01. | 20 | 556.482
10.01. | 21 | 596.448
10.01. | 22 | 614.368
10.01. | 23 | 601.666
10.01. | 24 | 594.538
11.01. | 1 | 611.07
11.01. | 2 | 625.194
11.01. | 3 | 637.402
11.01. | 4 | 631.462
11.01. | 5 | 594.238
11.01. | 6 | 576.87
11.01. | 7 | 737.842
11.01. | 8 | 894.572
11.01. | 9 | 858.198
11.01. | 10 | 796.144
11.01. | 11 | 788.408
11.01. | 12 | 778.638
11.01. | 13 | 760.372
11.01. | 14 | 655.76
11.01. | 15 | 378.92
11.01. | 16 | 136.718
11.01. | 17 | 89.17
11.01. | 18 | 96.424
11.01. | 19 | 105.634
11.01. | 20 | 109.468
11.01. | 21 | 121.622
11.01. | 22 | 137.602
11.01. | 23 | 171.352
11.01. | 24 | 194.512
12.01. | 1 | 221.688
12.01. | 2 | 234.946
12.01. | 3 | 236.754
12.01. | 4 | 229.042
12.01. | 5 | 226.952
12.01. | 6 | 259.186
12.01. | 7 | 490.062
12.01. | 8 | 748.814
12.01. | 9 | 787.704
12.01. | 10 | 772.486
12.01. | 11 | 755.406
12.01. | 12 | 747.688
12.01. | 13 | 742.674
12.01. | 14 | 692.464
12.01. | 15 | 417.876
12.01. | 16 | 164.148
12.01. | 17 | 122.302
12.01. | 18 | 145.452
12.01. | 19 | 177.438
12.01. | 20 | 203.78
12.01. | 21 | 228.412
12.01. | 22 | 247.112
12.01. | 23 | 272.656
12.01. | 24 | 281.596
13.01. | 1 | 294.282
13.01. | 2 | 310.074
13.01. | 3 | 328.6
13.01. | 4 | 336.302
13.01. | 5 | 350.966
13.01. | 6 | 396.87
13.01. | 7 | 647.202
13.01. | 8 | 907.962
13.01. | 9 | 924.898
13.01. | 10 | 898.088
13.01. | 11 | 904.402
13.01. | 12 | 929.3
13.01. | 13 | 945.34
13.01. | 14 | 905.036
13.01. | 15 | 642.566
13.01. | 16 | 404.404
13.01. | 17 | 367.188
13.01. | 18 | 395.826
13.01. | 19 | 423.47
13.01. | 20 | 452.056
13.01. | 21 | 486.98
13.01. | 22 | 528.094
13.01. | 23 | 562.056
13.01. | 24 | 618.804
14.01. | 1 | 669.59
14.01. | 2 | 703.594
14.01. | 3 | 720.964
14.01. | 4 | 712.2
14.01. | 5 | 700.484
14.01. | 6 | 732.656
14.01. | 7 | 979.016
14.01. | 8 | 1233.016
14.01. | 9 | 1197.608
14.01. | 10 | 1189.258
14.01. | 11 | 1267.444
14.01. | 12 | 1324.808
14.01. | 13 | 1335.962
14.01. | 14 | 1306.274
14.01. | 15 | 999.41
14.01. | 16 | 710.036
14.01. | 17 | 623.214
14.01. | 18 | 642.456
14.01. | 19 | 698.012
14.01. | 20 | 768.298
14.01. | 21 | 829.122
14.01. | 22 | 868.762
14.01. | 23 | 895.68
14.01. | 24 | 896.466
15.01. | 1 | 887.878
15.01. | 2 | 885.764
15.01. | 3 | 875.868
15.01. | 4 | 845.502
15.01. | 5 | 793.208
15.01. | 6 | 769.848
15.01. | 7 | 941.13
15.01. | 8 | 1120.79
15.01. | 9 | 1055.438
15.01. | 10 | 998.95
15.01. | 11 | 964.182
15.01. | 12 | 978.57
15.01. | 13 | 988.188
15.01. | 14 | 935.628
15.01. | 15 | 642.76
15.01. | 16 | 354.45
15.01. | 17 | 252.978
15.01. | 18 | 243.28
15.01. | 19 | 250.614
15.01. | 20 | 269.43
15.01. | 21 | 293.59
15.01. | 22 | 331.112
15.01. | 23 | 381.606
15.01. | 24 | 419.052
16.01. | 1 | 462.482
16.01. | 2 | 495.316
16.01. | 3 | 500.484
16.01. | 4 | 487.984
16.01. | 5 | 452.59
16.01. | 6 | 451.536
16.01. | 7 | 675.792
16.01. | 8 | 915.118
16.01. | 9 | 906.298
16.01. | 10 | 862.288
16.01. | 11 | 894.624
16.01. | 12 | 923.594
16.01. | 13 | 947.51
16.01. | 14 | 935.182
16.01. | 15 | 666.72
16.01. | 16 | 388.996
16.01. | 17 | 310.928
16.01. | 18 | 316.036
16.01. | 19 | 327.762
16.01. | 20 | 329.058
16.01. | 21 | 335.332
16.01. | 22 | 345.89
16.01. | 23 | 398.978
16.01. | 24 | 418.17
17.01. | 1 | 437.252
17.01. | 2 | 462.238
17.01. | 3 | 489.222
17.01. | 4 | 486.212
17.01. | 5 | 470.936
17.01. | 6 | 490.242
17.01. | 7 | 710.778
17.01. | 8 | 948.302
17.01. | 9 | 925.976
17.01. | 10 | 914.834
17.01. | 11 | 949.01
17.01. | 12 | 960.486
17.01. | 13 | 979.064
17.01. | 14 | 973.85
17.01. | 15 | 703.952
17.01. | 16 | 439.298
17.01. | 17 | 371.336
17.01. | 18 | 405.888
17.01. | 19 | 427.584
17.01. | 20 | 450.324
17.01. | 21 | 466.444
17.01. | 22 | 485.832
17.01. | 23 | 499.74
17.01. | 24 | 513.548
18.01. | 1 | 530.132
18.01. | 2 | 535.502
18.01. | 3 | 540.168
18.01. | 4 | 529.506
18.01. | 5 | 512.746
18.01. | 6 | 533.364
18.01. | 7 | 769.55
18.01. | 8 | 1000.664
18.01. | 9 | 953.238
18.01. | 10 | 906.28
18.01. | 11 | 898.898
18.01. | 12 | 884.424
18.01. | 13 | 864.162
18.01. | 14 | 839.214
18.01. | 15 | 554.122
18.01. | 16 | 281.782
18.01. | 17 | 225.812
18.01. | 18 | 269.77
18.01. | 19 | 308.806
18.01. | 20 | 335.272
18.01. | 21 | 368.836
18.01. | 22 | 387.878
18.01. | 23 | 381.296
18.01. | 24 | 383.508
19.01. | 1 | 397.2
19.01. | 2 | 402.364
19.01. | 3 | 401.874
19.01. | 4 | 392.892
19.01. | 5 | 374.044
19.01. | 6 | 390.362
19.01. | 7 | 621.802
19.01. | 8 | 882.43
19.01. | 9 | 883.054
19.01. | 10 | 836.178
19.01. | 11 | 797.48
19.01. | 12 | 777.594
19.01. | 13 | 756.572
19.01. | 14 | 713.686
19.01. | 15 | 442.364
19.01. | 16 | 196.438
19.01. | 17 | 146.602
19.01. | 18 | 187.45
19.01. | 19 | 225.798
19.01. | 20 | 256.778
19.01. | 21 | 274.826
19.01. | 22 | 278.476
19.01. | 23 | 251.088
19.01. | 24 | 249.216
20.01. | 1 | 253.036
20.01. | 2 | 258.596
20.01. | 3 | 264.48
20.01. | 4 | 278.964
20.01. | 5 | 300.056
20.01. | 6 | 353.094
20.01. | 7 | 619.254
20.01. | 8 | 909.406
20.01. | 9 | 942.98
20.01. | 10 | 889.136
20.01. | 11 | 830.508
20.01. | 12 | 824.27
20.01. | 13 | 818.61
20.01. | 14 | 780.63
20.01. | 15 | 518.748
20.01. | 16 | 279.646
20.01. | 17 | 235.314
20.01. | 18 | 271.464
20.01. | 19 | 299.9
20.01. | 20 | 320.152
20.01. | 21 | 338.09
20.01. | 22 | 349.358
20.01. | 23 | 371.118
20.01. | 24 | 381.408
21.01. | 1 | 387.168
21.01. | 2 | 377.778
21.01. | 3 | 365.34
21.01. | 4 | 347.142
21.01. | 5 | 331.91
21.01. | 6 | 346.824
21.01. | 7 | 583.042
21.01. | 8 | 843.102
21.01. | 9 | 847.058
21.01. | 10 | 781.78
21.01. | 11 | 742.274
21.01. | 12 | 718.496
21.01. | 13 | 704.62
21.01. | 14 | 663.672
21.01. | 15 | 389.33
21.01. | 16 | 135
21.01. | 17 | 67.142
21.01. | 18 | 85.592
21.01. | 19 | 97.94
21.01. | 20 | 105.874
21.01. | 21 | 110.384
21.01. | 22 | 113.818
21.01. | 23 | 125.346
21.01. | 24 | 125.556
22.01. | 1 | 124.26
22.01. | 2 | 127.826
22.01. | 3 | 131.164
22.01. | 4 | 140.938
22.01. | 5 | 160.962
22.01. | 6 | 223.452
22.01. | 7 | 496.194
22.01. | 8 | 790.508
22.01. | 9 | 831.75
22.01. | 10 | 806.418
22.01. | 11 | 771.048
22.01. | 12 | 758.786
22.01. | 13 | 760.22
22.01. | 14 | 728.57
22.01. | 15 | 465.86
22.01. | 16 | 228.678
22.01. | 17 | 183.598
22.01. | 18 | 222.256
22.01. | 19 | 248.764
22.01. | 20 | 264.788
22.01. | 21 | 273.554
22.01. | 22 | 278.224
22.01. | 23 | 291.456
22.01. | 24 | 281.808
23.01. | 1 | 274.728
23.01. | 2 | 268.058
23.01. | 3 | 258.112
23.01. | 4 | 251.326
23.01. | 5 | 251.352
23.01. | 6 | 274.168
23.01. | 7 | 500.194
23.01. | 8 | 747.504
23.01. | 9 | 802.602
23.01. | 10 | 753.72
23.01. | 11 | 736.434
23.01. | 12 | 728.464
23.01. | 13 | 730.546
23.01. | 14 | 642.902
23.01. | 15 | 392.874
23.01. | 16 | 169.858
23.01. | 17 | 110.894
23.01. | 18 | 122.22
23.01. | 19 | 131.9
23.01. | 20 | 135.066
23.01. | 21 | 142.914
23.01. | 22 | 151.66
23.01. | 23 | 175.724
23.01. | 24 | 173.672
24.01. | 1 | 163.672
24.01. | 2 | 165.768
24.01. | 3 | 170.272
24.01. | 4 | 181.014
24.01. | 5 | 186.298
24.01. | 6 | 229.528
24.01. | 7 | 462.764
24.01. | 8 | 722.672
24.01. | 9 | 785.192
24.01. | 10 | 757.514
24.01. | 11 | 736.906
24.01. | 12 | 734.44
24.01. | 13 | 734.21
24.01. | 14 | 639.368
24.01. | 15 | 396.624
24.01. | 16 | 192.74
24.01. | 17 | 161.704
24.01. | 18 | 209.204
24.01. | 19 | 244.062
24.01. | 20 | 264.722
24.01. | 21 | 275.372
24.01. | 22 | 276.178
24.01. | 23 | 260.756
24.01. | 24 | 267.3
25.01. | 1 | 260.546
25.01. | 2 | 261.832
25.01. | 3 | 260.322
25.01. | 4 | 259.47
25.01. | 5 | 255.77
25.01. | 6 | 287.87
25.01. | 7 | 511.758
25.01. | 8 | 770.426
25.01. | 9 | 840.944
25.01. | 10 | 799.924
25.01. | 11 | 783.548
25.01. | 12 | 781.054
25.01. | 13 | 780.868
25.01. | 14 | 728.394
25.01. | 15 | 487.774
25.01. | 16 | 261.196
25.01. | 17 | 239.794
25.01. | 18 | 321.376
25.01. | 19 | 390.448
25.01. | 20 | 438.508
25.01. | 21 | 476.412
25.01. | 22 | 503.022
25.01. | 23 | 474.904
25.01. | 24 | 491.618
26.01. | 1 | 502.9
26.01. | 2 | 509.056
26.01. | 3 | 514.708
26.01. | 4 | 519.832
26.01. | 5 | 525.116
26.01. | 6 | 533.816
26.01. | 7 | 735.16
26.01. | 8 | 958.714
26.01. | 9 | 1010.526
26.01. | 10 | 953.816
26.01. | 11 | 941.298
26.01. | 12 | 916.308
26.01. | 13 | 890.67
26.01. | 14 | 808.342
26.01. | 15 | 582.106
26.01. | 16 | 374.18
26.01. | 17 | 369.124
26.01. | 18 | 458.876
26.01. | 19 | 525.17
26.01. | 20 | 528.892
26.01. | 21 | 493.15
26.01. | 22 | 441.088
26.01. | 23 | 363.564
26.01. | 24 | 322.222
27.01. | 1 | 287.868
27.01. | 2 | 249.132
27.01. | 3 | 217.26
27.01. | 4 | 192.624
27.01. | 5 | 171.436
27.01. | 6 | 179.132
27.01. | 7 | 381.644
27.01. | 8 | 627.762
27.01. | 9 | 713.526
27.01. | 10 | 700.76
27.01. | 11 | 692.298
27.01. | 12 | 692.332
27.01. | 13 | 698.844
27.01. | 14 | 659.554
27.01. | 15 | 433.918
27.01. | 16 | 219.626
27.01. | 17 | 192.254
27.01. | 18 | 281.514
27.01. | 19 | 373.356
27.01. | 20 | 465.156
27.01. | 21 | 562.414
27.01. | 22 | 668.704
27.01. | 23 | 743.002
27.01. | 24 | 833.01
28.01. | 1 | 882.316
28.01. | 2 | 911.264
28.01. | 3 | 934.062
28.01. | 4 | 949.342
28.01. | 5 | 945.888
28.01. | 6 | 971.058
28.01. | 7 | 1166.638
28.01. | 8 | 1386.866
28.01. | 9 | 1356.478
28.01. | 10 | 1271.474
28.01. | 11 | 1210.324
28.01. | 12 | 1109.73
28.01. | 13 | 1034.628
28.01. | 14 | 961.79
28.01. | 15 | 677.036
28.01. | 16 | 409.108
28.01. | 17 | 349.75
28.01. | 18 | 414.71
28.01. | 19 | 450.862
28.01. | 20 | 460.982
28.01. | 21 | 461.094
28.01. | 22 | 457.428
28.01. | 23 | 441.28
28.01. | 24 | 425.722
29.01. | 1 | 429.91
29.01. | 2 | 452.264
29.01. | 3 | 483.084
29.01. | 4 | 509.428
29.01. | 5 | 525.028
29.01. | 6 | 554.71
29.01. | 7 | 765.106
29.01. | 8 | 987.214
29.01. | 9 | 1012.014
29.01. | 10 | 974.334
29.01. | 11 | 1013.062
29.01. | 12 | 1052.094
29.01. | 13 | 1072.83
29.01. | 14 | 1064.544
29.01. | 15 | 796.162
29.01. | 16 | 516.468
29.01. | 17 | 420.096
29.01. | 18 | 447.36
29.01. | 19 | 478.874
29.01. | 20 | 500.762
29.01. | 21 | 523.922
29.01. | 22 | 539.342
29.01. | 23 | 591.24
29.01. | 24 | 612.954
30.01. | 1 | 629.158
30.01. | 2 | 629.27
30.01. | 3 | 620.338
30.01. | 4 | 589.616
30.01. | 5 | 563.524
30.01. | 6 | 568.402
30.01. | 7 | 780.226
30.01. | 8 | 1005.164
30.01. | 9 | 972.17
30.01. | 10 | 934.074
30.01. | 11 | 965.194
30.01. | 12 | 947.562
30.01. | 13 | 918.308
30.01. | 14 | 904.06
30.01. | 15 | 622.348
30.01. | 16 | 342.924
30.01. | 17 | 250.858
30.01. | 18 | 276.442
30.01. | 19 | 301.262
30.01. | 20 | 315.306
30.01. | 21 | 321.532
30.01. | 22 | 331.148
30.01. | 23 | 336.46
30.01. | 24 | 327.098
31.01. | 1 | 326.416
31.01. | 2 | 331.658
31.01. | 3 | 331.662
31.01. | 4 | 328.454
31.01. | 5 | 328.26
31.01. | 6 | 379.444
31.01. | 7 | 640.076
31.01. | 8 | 920.876
31.01. | 9 | 940.114
31.01. | 10 | 904.098
31.01. | 11 | 888.458
31.01. | 12 | 878.362
31.01. | 13 | 872.064
31.01. | 14 | 861.028
31.01. | 15 | 594.498
31.01. | 16 | 327.374
31.01. | 17 | 247.264
31.01. | 18 | 286.236
31.01. | 19 | 323.596
31.01. | 20 | 346.61
31.01. | 21 | 359.47
31.01. | 22 | 367.62
31.01. | 23 | 357.784
31.01. | 24 | 357.916
01.02. | 1 | 354.552
01.02. | 2 | 341.13
01.02. | 3 | 320.262
01.02. | 4 | 302.422
01.02. | 5 | 284.328
01.02. | 6 | 315.92
01.02. | 7 | 561.288
01.02. | 8 | 840.744
01.02. | 9 | 880.112
01.02. | 10 | 842.314
01.02. | 11 | 814.65
01.02. | 12 | 803.288
01.02. | 13 | 798.24
01.02. | 14 | 769.622
01.02. | 15 | 498.514
01.02. | 16 | 228.834
01.02. | 17 | 149.772
01.02. | 18 | 181.118
01.02. | 19 | 198.352
01.02. | 20 | 207.154
01.02. | 21 | 210.804
01.02. | 22 | 214.618
01.02. | 23 | 206.714
01.02. | 24 | 199.5
02.02. | 1 | 188.666
02.02. | 2 | 181.494
02.02. | 3 | 179.542
02.02. | 4 | 177.884
02.02. | 5 | 179.988
02.02. | 6 | 228.84
02.02. | 7 | 491.046
02.02. | 8 | 785.276
02.02. | 9 | 855.832
02.02. | 10 | 837.928
02.02. | 11 | 830.506
02.02. | 12 | 836.914
02.02. | 13 | 844.13
02.02. | 14 | 779.938
02.02. | 15 | 509.196
02.02. | 16 | 247.318
02.02. | 17 | 168.004
02.02. | 18 | 191.828
02.02. | 19 | 206.966
02.02. | 20 | 213.898
02.02. | 21 | 218.134
02.02. | 22 | 224.918
02.02. | 23 | 255.408
02.02. | 24 | 271.848
03.02. | 1 | 287.946
03.02. | 2 | 304.752
03.02. | 3 | 319.404
03.02. | 4 | 338.654
03.02. | 5 | 341.998
03.02. | 6 | 380.31
03.02. | 7 | 595.866
03.02. | 8 | 841.148
03.02. | 9 | 886.802
03.02. | 10 | 842.176
03.02. | 11 | 836.936
03.02. | 12 | 846.526
03.02. | 13 | 865.278
03.02. | 14 | 838.122
03.02. | 15 | 599.384
03.02. | 16 | 350.834
03.02. | 17 | 302.442
03.02. | 18 | 389.06
03.02. | 19 | 468.632
03.02. | 20 | 535.96
03.02. | 21 | 567.046
03.02. | 22 | 592.112
03.02. | 23 | 580.954
03.02. | 24 | 570.384
04.02. | 1 | 552.902
04.02. | 2 | 540.348
04.02. | 3 | 532.734
04.02. | 4 | 530.844
04.02. | 5 | 533.196
04.02. | 6 | 574.452
04.02. | 7 | 811.22
04.02. | 8 | 1040.48
04.02. | 9 | 1022.232
04.02. | 10 | 960.848
04.02. | 11 | 904.654
04.02. | 12 | 894.76
04.02. | 13 | 887.982
04.02. | 14 | 837.596
04.02. | 15 | 584.798
04.02. | 16 | 347.164
04.02. | 17 | 294.07
04.02. | 18 | 378.386
04.02. | 19 | 452.484
04.02. | 20 | 507.57
04.02. | 21 | 528.906
04.02. | 22 | 535.432
04.02. | 23 | 545.538
04.02. | 24 | 528.806
05.02. | 1 | 516.61
05.02. | 2 | 495.734
05.02. | 3 | 476.9
05.02. | 4 | 453.28
05.02. | 5 | 445.842
05.02. | 6 | 486.54
05.02. | 7 | 713.742
05.02. | 8 | 962.16
05.02. | 9 | 984.066
05.02. | 10 | 925.752
05.02. | 11 | 891.134
05.02. | 12 | 878.462
05.02. | 13 | 881.224
05.02. | 14 | 836.192
05.02. | 15 | 581.568
05.02. | 16 | 326.412
05.02. | 17 | 264.4
05.02. | 18 | 314.67
05.02. | 19 | 359.746
05.02. | 20 | 389.934
05.02. | 21 | 400.854
05.02. | 22 | 400.592
05.02. | 23 | 395.358
05.02. | 24 | 377.686
06.02. | 1 | 371.916
06.02. | 2 | 373.524
06.02. | 3 | 366.98
06.02. | 4 | 361.524
06.02. | 5 | 358.158
06.02. | 6 | 399.752
06.02. | 7 | 634.082
06.02. | 8 | 885.902
06.02. | 9 | 916.044
06.02. | 10 | 866.774
06.02. | 11 | 832.546
06.02. | 12 | 818.998
06.02. | 13 | 800.338
06.02. | 14 | 747.812
06.02. | 15 | 483.962
06.02. | 16 | 224.282
06.02. | 17 | 141.28
06.02. | 18 | 176.346
06.02. | 19 | 209.572
06.02. | 20 | 233.526
06.02. | 21 | 245.276
06.02. | 22 | 253.046
06.02. | 23 | 247.47
06.02. | 24 | 257.182
07.02. | 1 | 261.514
07.02. | 2 | 265.024
07.02. | 3 | 264.368
07.02. | 4 | 261.664
07.02. | 5 | 263.326
07.02. | 6 | 322.828
07.02. | 7 | 587.42
07.02. | 8 | 881.688
07.02. | 9 | 928.894
07.02. | 10 | 900.206
07.02. | 11 | 901.848
07.02. | 12 | 897.664
07.02. | 13 | 921.98
07.02. | 14 | 926.162
07.02. | 15 | 732.054
07.02. | 16 | 528.488
07.02. | 17 | 540.956
07.02. | 18 | 676.188
07.02. | 19 | 769.79
07.02. | 20 | 833.024
07.02. | 21 | 855.428
07.02. | 22 | 859.232
07.02. | 23 | 878.48
07.02. | 24 | 863.714
08.02. | 1 | 838.64
08.02. | 2 | 807.1
08.02. | 3 | 784.476
08.02. | 4 | 761.89
08.02. | 5 | 730.296
08.02. | 6 | 727.428
08.02. | 7 | 901.454
08.02. | 8 | 1060.604
08.02. | 9 | 1036.292
08.02. | 10 | 969.748
08.02. | 11 | 953.438
08.02. | 12 | 940.594
08.02. | 13 | 944.382
08.02. | 14 | 877.198
08.02. | 15 | 613.732
08.02. | 16 | 366.12
08.02. | 17 | 277.058
08.02. | 18 | 302.162
08.02. | 19 | 319.28
08.02. | 20 | 329.232
08.02. | 21 | 324.882
08.02. | 22 | 322.538
08.02. | 23 | 347.188
08.02. | 24 | 328.294
09.02. | 1 | 308.42
09.02. | 2 | 289.042
09.02. | 3 | 268.548
09.02. | 4 | 241.742
09.02. | 5 | 216.792
09.02. | 6 | 249.336
09.02. | 7 | 481.738
09.02. | 8 | 752.578
09.02. | 9 | 805.688
09.02. | 10 | 798.978
09.02. | 11 | 836.49
09.02. | 12 | 863.37
09.02. | 13 | 881.822
09.02. | 14 | 846.98
09.02. | 15 | 612.418
09.02. | 16 | 357.56
09.02. | 17 | 248.472
09.02. | 18 | 286.412
09.02. | 19 | 340.24
09.02. | 20 | 395.932
09.02. | 21 | 444.746
09.02. | 22 | 482.816
09.02. | 23 | 566.514
09.02. | 24 | 592.712
10.02. | 1 | 621.126
10.02. | 2 | 653.082
10.02. | 3 | 681.676
10.02. | 4 | 703.842
10.02. | 5 | 711.2
10.02. | 6 | 758.512
10.02. | 7 | 979.578
10.02. | 8 | 1208.158
10.02. | 9 | 1241.56
10.02. | 10 | 1244.652
10.02. | 11 | 1234.158
10.02. | 12 | 1267.302
10.02. | 13 | 1315.372
10.02. | 14 | 1308.774
10.02. | 15 | 1078.148
10.02. | 16 | 833.512
10.02. | 17 | 747.428
10.02. | 18 | 790.938
10.02. | 19 | 826.42
10.02. | 20 | 859.476
10.02. | 21 | 904.068
10.02. | 22 | 958.166
10.02. | 23 | 1019.966
10.02. | 24 | 1059.842
11.02. | 1 | 1088.38
11.02. | 2 | 1102.67
11.02. | 3 | 1106.66
11.02. | 4 | 1097.382
11.02. | 5 | 1083.826
11.02. | 6 | 1111.494
11.02. | 7 | 1309.588
11.02. | 8 | 1538.63
11.02. | 9 | 1617.028
11.02. | 10 | 1629.328
11.02. | 11 | 1597.604
11.02. | 12 | 1601.526
11.02. | 13 | 1601.98
11.02. | 14 | 1585.224
11.02. | 15 | 1288.174
11.02. | 16 | 945.798
11.02. | 17 | 740.512
11.02. | 18 | 705.472
11.02. | 19 | 684.856
11.02. | 20 | 673.556
11.02. | 21 | 675.174
11.02. | 22 | 665.534
11.02. | 23 | 677.204
11.02. | 24 | 701.892
12.02. | 1 | 716.08
12.02. | 2 | 740.616
12.02. | 3 | 734.61
12.02. | 4 | 710.888
12.02. | 5 | 660.74
12.02. | 6 | 665.806
12.02. | 7 | 839.968
12.02. | 8 | 1045.952
12.02. | 9 | 1005.08
12.02. | 10 | 1004.606
12.02. | 11 | 1028.95
12.02. | 12 | 1066.772
12.02. | 13 | 1088.92
12.02. | 14 | 1097.836
12.02. | 15 | 843.86
12.02. | 16 | 540.752
12.02. | 17 | 373.132
12.02. | 18 | 357.438
12.02. | 19 | 353.728
12.02. | 20 | 359.922
12.02. | 21 | 361.232
12.02. | 22 | 351.096
12.02. | 23 | 356.924
12.02. | 24 | 350.35
13.02. | 1 | 347.086
13.02. | 2 | 338.362
13.02. | 3 | 331.192
13.02. | 4 | 315.154
13.02. | 5 | 291.576
13.02. | 6 | 335.712
13.02. | 7 | 567.244
13.02. | 8 | 824.116
13.02. | 9 | 852.41
13.02. | 10 | 839.81
13.02. | 11 | 837.61
13.02. | 12 | 832.32
13.02. | 13 | 832.342
13.02. | 14 | 828.91
13.02. | 15 | 554.95
13.02. | 16 | 255.472
13.02. | 17 | 122.976
13.02. | 18 | 137.866
13.02. | 19 | 151.918
13.02. | 20 | 159.616
13.02. | 21 | 168.586
13.02. | 22 | 181.778
13.02. | 23 | 197.222
13.02. | 24 | 216.068
14.02. | 1 | 234.244
14.02. | 2 | 238.694
14.02. | 3 | 235.724
14.02. | 4 | 227.85
14.02. | 5 | 222.37
14.02. | 6 | 294.502
14.02. | 7 | 566.51
14.02. | 8 | 857.75
14.02. | 9 | 908.726
14.02. | 10 | 899.54
14.02. | 11 | 902.382
14.02. | 12 | 907.72
14.02. | 13 | 920.496
14.02. | 14 | 913.204
14.02. | 15 | 657.158
14.02. | 16 | 365.89
14.02. | 17 | 229.51
14.02. | 18 | 254.444
14.02. | 19 | 293.564
14.02. | 20 | 319.6
14.02. | 21 | 334.926
14.02. | 22 | 335.254
14.02. | 23 | 331.642
14.02. | 24 | 327.198
15.02. | 1 | 311.942
15.02. | 2 | 299.694
15.02. | 3 | 298.354
15.02. | 4 | 306.264
15.02. | 5 | 310.984
15.02. | 6 | 376.686
15.02. | 7 | 605.342
15.02. | 8 | 833.776
15.02. | 9 | 875.376
15.02. | 10 | 865.336
15.02. | 11 | 940.308
15.02. | 12 | 1003.278
15.02. | 13 | 1063.962
15.02. | 14 | 1058.194
15.02. | 15 | 856.386
15.02. | 16 | 624.232
15.02. | 17 | 497.132
15.02. | 18 | 501.572
15.02. | 19 | 509.69
15.02. | 20 | 522.922
15.02. | 21 | 541.594
15.02. | 22 | 548.98
15.02. | 23 | 552.258
15.02. | 24 | 534.956
16.02. | 1 | 511.762
16.02. | 2 | 495.204
16.02. | 3 | 474.916
16.02. | 4 | 461.98
16.02. | 5 | 435.444
16.02. | 6 | 487.756
16.02. | 7 | 704.366
16.02. | 8 | 913.134
16.02. | 9 | 934.37
16.02. | 10 | 905.342
16.02. | 11 | 884.056
16.02. | 12 | 847.698
16.02. | 13 | 823.628
16.02. | 14 | 776.022
16.02. | 15 | 521.66
16.02. | 16 | 250.794
16.02. | 17 | 162.388
16.02. | 18 | 236.518
16.02. | 19 | 324.926
16.02. | 20 | 376.912
16.02. | 21 | 415.446
16.02. | 22 | 423.948
16.02. | 23 | 395.29
16.02. | 24 | 384.968
17.02. | 1 | 395.636
17.02. | 2 | 403.824
17.02. | 3 | 442.514
17.02. | 4 | 475.604
17.02. | 5 | 507.12
17.02. | 6 | 572.6
17.02. | 7 | 744.882
17.02. | 8 | 920.562
17.02. | 9 | 962.916
17.02. | 10 | 915.268
17.02. | 11 | 922.582
17.02. | 12 | 908.394
17.02. | 13 | 915.594
17.02. | 14 | 886.38
17.02. | 15 | 714.042
17.02. | 16 | 536.96
17.02. | 17 | 467.89
17.02. | 18 | 529.104
17.02. | 19 | 585.134
17.02. | 20 | 619.654
17.02. | 21 | 638.02
17.02. | 22 | 654.504
17.02. | 23 | 624.396
17.02. | 24 | 655.922
18.02. | 1 | 675.602
18.02. | 2 | 707.73
18.02. | 3 | 740.554
18.02. | 4 | 772.108
18.02. | 5 | 781.164
18.02. | 6 | 845.246
18.02. | 7 | 1077.454
18.02. | 8 | 1304.592
18.02. | 9 | 1308.968
18.02. | 10 | 1279.734
18.02. | 11 | 1216.826
18.02. | 12 | 1214.866
18.02. | 13 | 1224.368
18.02. | 14 | 1240.8
18.02. | 15 | 1043.97
18.02. | 16 | 805.996
18.02. | 17 | 744.07
18.02. | 18 | 835.15
18.02. | 19 | 903.252
18.02. | 20 | 934.09
18.02. | 21 | 943.376
18.02. | 22 | 944.282
18.02. | 23 | 927.364
18.02. | 24 | 911.09
19.02. | 1 | 875.496
19.02. | 2 | 830.58
19.02. | 3 | 784.352
19.02. | 4 | 739.24
19.02. | 5 | 707.262
19.02. | 6 | 758.42
19.02. | 7 | 991.484
19.02. | 8 | 1204.186
19.02. | 9 | 1222.792
19.02. | 10 | 1222.576
19.02. | 11 | 1297.73
19.02. | 12 | 1335.77
19.02. | 13 | 1382.556
19.02. | 14 | 1377.574
19.02. | 15 | 1137.326
19.02. | 16 | 849.224
19.02. | 17 | 679.488
19.02. | 18 | 685.012
19.02. | 19 | 720.846
19.02. | 20 | 764.926
19.02. | 21 | 803.376
19.02. | 22 | 834.696
19.02. | 23 | 844.716
19.02. | 24 | 835.056
20.02. | 1 | 845.18
20.02. | 2 | 862.37
20.02. | 3 | 888.504
20.02. | 4 | 907.14
20.02. | 5 | 932.704
20.02. | 6 | 1011.792
20.02. | 7 | 1249.864
20.02. | 8 | 1472.95
20.02. | 9 | 1482.552
20.02. | 10 | 1487.222
20.02. | 11 | 1507.11
20.02. | 12 | 1526.184
20.02. | 13 | 1539.168
20.02. | 14 | 1551.106
20.02. | 15 | 1274.562
20.02. | 16 | 953.236
20.02. | 17 | 742.036
20.02. | 18 | 726.958
20.02. | 19 | 742.16
20.02. | 20 | 761.108
20.02. | 21 | 787.774
20.02. | 22 | 804.052
20.02. | 23 | 804.402
20.02. | 24 | 804.072
21.02. | 1 | 801.496
21.02. | 2 | 814.148
21.02. | 3 | 817.294
21.02. | 4 | 795.93
21.02. | 5 | 734.786
21.02. | 6 | 753.858
21.02. | 7 | 934.106
21.02. | 8 | 1113.43
21.02. | 9 | 1121.286
21.02. | 10 | 1121.844
21.02. | 11 | 1104.55
21.02. | 12 | 1099.594
21.02. | 13 | 1075.746
21.02. | 14 | 1012.238
21.02. | 15 | 713.856
21.02. | 16 | 394.944
21.02. | 17 | 222.348
21.02. | 18 | 216.436
21.02. | 19 | 218.492
21.02. | 20 | 217.568
21.02. | 21 | 207.574
21.02. | 22 | 190.002
21.02. | 23 | 185.814
21.02. | 24 | 190.784
22.02. | 1 | 187.6
22.02. | 2 | 176.628
22.02. | 3 | 172.048
22.02. | 4 | 181.85
22.02. | 5 | 200.834
22.02. | 6 | 329.242
22.02. | 7 | 652.058
22.02. | 8 | 958.166
22.02. | 9 | 1020.366
22.02. | 10 | 1020.964
22.02. | 11 | 955.32
22.02. | 12 | 938.35
22.02. | 13 | 944.51
22.02. | 14 | 893.248
22.02. | 15 | 623.32
22.02. | 16 | 349.61
22.02. | 17 | 215.398
22.02. | 18 | 265.724
22.02. | 19 | 326.442
22.02. | 20 | 371.306
22.02. | 21 | 405.956
22.02. | 22 | 427.466
22.02. | 23 | 404.534
22.02. | 24 | 397.29
23.02. | 1 | 373.988
23.02. | 2 | 356.884
23.02. | 3 | 356.628
23.02. | 4 | 358.042
23.02. | 5 | 351.068
23.02. | 6 | 424.072
23.02. | 7 | 667.838
23.02. | 8 | 913.31
23.02. | 9 | 934.62
23.02. | 10 | 896.044
23.02. | 11 | 853.666
23.02. | 12 | 825.03
23.02. | 13 | 803.23
23.02. | 14 | 728.372
23.02. | 15 | 497.058
23.02. | 16 | 281.496
23.02. | 17 | 232.938
23.02. | 18 | 333.276
23.02. | 19 | 441.374
23.02. | 20 | 503.054
23.02. | 21 | 529.888
23.02. | 22 | 521.928
23.02. | 23 | 480.376
23.02. | 24 | 466.964
24.02. | 1 | 468.594
24.02. | 2 | 473.63
24.02. | 3 | 467.278
24.02. | 4 | 461.11
24.02. | 5 | 482.034
24.02. | 6 | 583.296
24.02. | 7 | 878.384
24.02. | 8 | 1188.114
24.02. | 9 | 1366.208
24.02. | 10 | 1476.302
24.02. | 11 | 1586.774
24.02. | 12 | 1657.666
24.02. | 13 | 1700.234
24.02. | 14 | 1715.892
24.02. | 15 | 1482.476
24.02. | 16 | 1188.546
24.02. | 17 | 985.144
24.02. | 18 | 950.336
24.02. | 19 | 915.658
24.02. | 20 | 879.294
24.02. | 21 | 841.816
24.02. | 22 | 807.424
24.02. | 23 | 841.63
24.02. | 24 | 807.048
25.02. | 1 | 793.976
25.02. | 2 | 784.264
25.02. | 3 | 757.768
25.02. | 4 | 728.198
25.02. | 5 | 674.392
25.02. | 6 | 712.49
25.02. | 7 | 907.96
25.02. | 8 | 1091.172
25.02. | 9 | 1068.05
25.02. | 10 | 1024.742
25.02. | 11 | 957.126
25.02. | 12 | 911.002
25.02. | 13 | 885.402
25.02. | 14 | 870.598
25.02. | 15 | 609.346
25.02. | 16 | 318.6
25.02. | 17 | 187.978
25.02. | 18 | 238.526
25.02. | 19 | 294.368
25.02. | 20 | 337.286
25.02. | 21 | 356.936
25.02. | 22 | 365.608
25.02. | 23 | 388.166
25.02. | 24 | 395.72
26.02. | 1 | 430.332
26.02. | 2 | 459.302
26.02. | 3 | 498.24
26.02. | 4 | 537.356
26.02. | 5 | 556.37
26.02. | 6 | 661.166
26.02. | 7 | 926.072
26.02. | 8 | 1154.57
26.02. | 9 | 1120.026
26.02. | 10 | 1055.814
26.02. | 11 | 1005.984
26.02. | 12 | 963.744
26.02. | 13 | 926.15
26.02. | 14 | 872.082
26.02. | 15 | 607.578
26.02. | 16 | 314.112
26.02. | 17 | 181.224
26.02. | 18 | 221.556
26.02. | 19 | 265.398
26.02. | 20 | 296.582
26.02. | 21 | 312.076
26.02. | 22 | 318.15
26.02. | 23 | 312.218
26.02. | 24 | 307.074
27.02. | 1 | 297.508
27.02. | 2 | 285.504
27.02. | 3 | 286.22
27.02. | 4 | 294.108
27.02. | 5 | 316.452
27.02. | 6 | 432.844
27.02. | 7 | 727.676
27.02. | 8 | 1003.496
27.02. | 9 | 1026.136
27.02. | 10 | 1024.318
27.02. | 11 | 1059.726
27.02. | 12 | 1091.904
27.02. | 13 | 1113.438
27.02. | 14 | 1112.288
27.02. | 15 | 886.794
27.02. | 16 | 653.856
27.02. | 17 | 590.268
27.02. | 18 | 705.186
27.02. | 19 | 811.054
27.02. | 20 | 886.09
27.02. | 21 | 934.824
27.02. | 22 | 967.61
27.02. | 23 | 1002.296
27.02. | 24 | 1005.48
28.02. | 1 | 1002.902
28.02. | 2 | 1006.694
28.02. | 3 | 1003.572
28.02. | 4 | 986.372
28.02. | 5 | 965.852
28.02. | 6 | 1027.67
28.02. | 7 | 1262.066
28.02. | 8 | 1478.734
28.02. | 9 | 1474.092
28.02. | 10 | 1433.472
28.02. | 11 | 1422.114
28.02. | 12 | 1382.384
28.02. | 13 | 1349.288
28.02. | 14 | 1288.35
28.02. | 15 | 1001.378
28.02. | 16 | 698.962
28.02. | 17 | 544.886
28.02. | 18 | 598.442
28.02. | 19 | 650.73
28.02. | 20 | 678.794
28.02. | 21 | 704.148
28.02. | 22 | 721.676
28.02. | 23 | 734.592
28.02. | 24 | 747.462
01.03. | 1 | 741.37
01.03. | 2 | 734.526
01.03. | 3 | 728.272
01.03. | 4 | 719.142
01.03. | 5 | 702.346
01.03. | 6 | 763.986
01.03. | 7 | 967.83
01.03. | 8 | 1107.592
01.03. | 9 | 1086.502
01.03. | 10 | 1060.51
01.03. | 11 | 1112.75
01.03. | 12 | 1105.838
01.03. | 13 | 1111.098
01.03. | 14 | 1088.73
01.03. | 15 | 858.198
01.03. | 16 | 622.162
01.03. | 17 | 518.004
01.03. | 18 | 617.33
01.03. | 19 | 681.974
01.03. | 20 | 710.532
01.03. | 21 | 726.27
01.03. | 22 | 739.072
01.03. | 23 | 724.916
01.03. | 24 | 737.886
02.03. | 1 | 747.956
02.03. | 2 | 755.88
02.03. | 3 | 765.118
02.03. | 4 | 769.394
02.03. | 5 | 767.468
02.03. | 6 | 852.096
02.03. | 7 | 1091
02.03. | 8 | 1274.252
02.03. | 9 | 1277.37
02.03. | 10 | 1267.548
02.03. | 11 | 1281.662
02.03. | 12 | 1282.766
02.03. | 13 | 1289.868
02.03. | 14 | 1264.416
02.03. | 15 | 1034.354
02.03. | 16 | 805.38
02.03. | 17 | 680.806
02.03. | 18 | 754.232
02.03. | 19 | 793.916
02.03. | 20 | 805.228
02.03. | 21 | 809.644
02.03. | 22 | 815.432
02.03. | 23 | 793.776
02.03. | 24 | 790.126
03.03. | 1 | 792.552
03.03. | 2 | 801.19
03.03. | 3 | 820.316
03.03. | 4 | 839.838
03.03. | 5 | 835.89
03.03. | 6 | 919.204
03.03. | 7 | 1167.45
03.03. | 8 | 1379.042
03.03. | 9 | 1406.788
03.03. | 10 | 1425.002
03.03. | 11 | 1500.998
03.03. | 12 | 1517.89
03.03. | 13 | 1531.642
03.03. | 14 | 1510.648
03.03. | 15 | 1273.416
03.03. | 16 | 1004.754
03.03. | 17 | 844.414
03.03. | 18 | 855.118
03.03. | 19 | 873.14
03.03. | 20 | 875.212
03.03. | 21 | 889.426
03.03. | 22 | 889.442
03.03. | 23 | 862.856
03.03. | 24 | 866.838
04.03. | 1 | 859.914
04.03. | 2 | 846.214
04.03. | 3 | 832.65
04.03. | 4 | 817.29
04.03. | 5 | 799.958
04.03. | 6 | 894.7
04.03. | 7 | 1160.77
04.03. | 8 | 1395.074
04.03. | 9 | 1443.746
04.03. | 10 | 1463.834
04.03. | 11 | 1480.026
04.03. | 12 | 1467.482
04.03. | 13 | 1471.004
04.03. | 14 | 1450.056
04.03. | 15 | 1200.674
04.03. | 16 | 928.078
04.03. | 17 | 741.218
04.03. | 18 | 773.156
04.03. | 19 | 816.218
04.03. | 20 | 830.15
04.03. | 21 | 820.998
04.03. | 22 | 807.062
04.03. | 23 | 785.696
04.03. | 24 | 767.552
05.03. | 1 | 769.14
05.03. | 2 | 754.17
05.03. | 3 | 753.56
05.03. | 4 | 748.948
05.03. | 5 | 739.572
05.03. | 6 | 828.62
05.03. | 7 | 1064.202
05.03. | 8 | 1224.064
05.03. | 9 | 1202.518
05.03. | 10 | 1172.99
05.03. | 11 | 1178.208
05.03. | 12 | 1163.75
05.03. | 13 | 1162.102
05.03. | 14 | 1153.226
05.03. | 15 | 925.02
05.03. | 16 | 649.754
05.03. | 17 | 487.788
05.03. | 18 | 532.552
05.03. | 19 | 588.676
05.03. | 20 | 620.446
05.03. | 21 | 644.828
05.03. | 22 | 643.728
05.03. | 23 | 663.04
05.03. | 24 | 639.368
06.03. | 1 | 609.704
06.03. | 2 | 568.972
06.03. | 3 | 520.546
06.03. | 4 | 484.39
06.03. | 5 | 453.718
06.03. | 6 | 523.87
06.03. | 7 | 759.538
06.03. | 8 | 950.946
06.03. | 9 | 900.182
06.03. | 10 | 845.666
06.03. | 11 | 826.394
06.03. | 12 | 803.22
06.03. | 13 | 796.098
06.03. | 14 | 774.576
06.03. | 15 | 523.78
06.03. | 16 | 231.672
06.03. | 17 | 87.384
06.03. | 18 | 124.586
06.03. | 19 | 154.796
06.03. | 20 | 176.58
06.03. | 21 | 189.886
06.03. | 22 | 195.784
06.03. | 23 | 178.156
06.03. | 24 | 173.274
07.03. | 1 | 169.812
07.03. | 2 | 157.088
07.03. | 3 | 147.312
07.03. | 4 | 133.398
07.03. | 5 | 126.74
07.03. | 6 | 240.04
07.03. | 7 | 534.696
07.03. | 8 | 796.832
07.03. | 9 | 797.396
07.03. | 10 | 781.198
07.03. | 11 | 779.684
07.03. | 12 | 777.418
07.03. | 13 | 781.736
07.03. | 14 | 767.222
07.03. | 15 | 524.818
07.03. | 16 | 232.108
07.03. | 17 | 88.626
07.03. | 18 | 135.338
07.03. | 19 | 194.35
07.03. | 20 | 239.638
07.03. | 21 | 275.872
07.03. | 22 | 303.42
07.03. | 23 | 372.08
07.03. | 24 | 400.552
08.03. | 1 | 426.762
08.03. | 2 | 444.446
08.03. | 3 | 451.238
08.03. | 4 | 452.956
08.03. | 5 | 441.924
08.03. | 6 | 538.296
08.03. | 7 | 787.474
08.03. | 8 | 992.932
08.03. | 9 | 944.602
08.03. | 10 | 910.498
08.03. | 11 | 901.342
08.03. | 12 | 899.514
08.03. | 13 | 894.742
08.03. | 14 | 874.14
08.03. | 15 | 630.984
08.03. | 16 | 356.686
08.03. | 17 | 233.59
08.03. | 18 | 307.714
08.03. | 19 | 388.356
08.03. | 20 | 441.096
08.03. | 21 | 476.888
08.03. | 22 | 496.754
08.03. | 23 | 511.388
08.03. | 24 | 507.312
09.03. | 1 | 499.574
09.03. | 2 | 499.042
09.03. | 3 | 499.676
09.03. | 4 | 504.976
09.03. | 5 | 518.412
09.03. | 6 | 649.972
09.03. | 7 | 901.954
09.03. | 8 | 1089.392
09.03. | 9 | 1023.038
09.03. | 10 | 981.71
09.03. | 11 | 952.348
09.03. | 12 | 935.182
09.03. | 13 | 937.6
09.03. | 14 | 856.452
09.03. | 15 | 719.54
09.03. | 16 | 595.896
09.03. | 17 | 590.656
09.03. | 18 | 681.416
09.03. | 19 | 734.222
09.03. | 20 | 765.702
09.03. | 21 | 764.642
09.03. | 22 | 782.396
09.03. | 23 | 762.58
09.03. | 24 | 776.844
10.03. | 1 | 800.374
10.03. | 2 | 852.82
10.03. | 3 | 905.454
10.03. | 4 | 936.854
10.03. | 5 | 926.024
10.03. | 6 | 1007.974
10.03. | 7 | 1226.198
10.03. | 8 | 1431.022
10.03. | 9 | 1489.29
10.03. | 10 | 1492.164
10.03. | 11 | 1519.62
10.03. | 12 | 1525.932
10.03. | 13 | 1508.484
10.03. | 14 | 1440.868
10.03. | 15 | 1161.64
10.03. | 16 | 844.808
10.03. | 17 | 642.048
10.03. | 18 | 647.064
10.03. | 19 | 701.224
10.03. | 20 | 733.584
10.03. | 21 | 735.538
10.03. | 22 | 726.254
10.03. | 23 | 763.404
10.03. | 24 | 774.646
11.03. | 1 | 789.944
11.03. | 2 | 798.19
11.03. | 3 | 798.46
11.03. | 4 | 787.864
11.03. | 5 | 756.576
11.03. | 6 | 821.948
11.03. | 7 | 1002.822
11.03. | 8 | 1145.63
11.03. | 9 | 1137.33
11.03. | 10 | 1113.998
11.03. | 11 | 1186.516
11.03. | 12 | 1207.14
11.03. | 13 | 1228.342
11.03. | 14 | 1223.252
11.03. | 15 | 1070.532
11.03. | 16 | 903.362
11.03. | 17 | 855.262
11.03. | 18 | 909.354
11.03. | 19 | 931.418
11.03. | 20 | 950.198
11.03. | 21 | 961.176
11.03. | 22 | 972.338
11.03. | 23 | 972.862
11.03. | 24 | 972.568
12.03. | 1 | 971.726
12.03. | 2 | 975.128
12.03. | 3 | 986.636
12.03. | 4 | 1004.328
12.03. | 5 | 1018.586
12.03. | 6 | 1141.086
12.03. | 7 | 1404.474
12.03. | 8 | 1633.61
12.03. | 9 | 1668.822
12.03. | 10 | 1650.38
12.03. | 11 | 1631.004
12.03. | 12 | 1582.588
12.03. | 13 | 1533.684
12.03. | 14 | 1482.308
12.03. | 15 | 1160.548
12.03. | 16 | 803.836
12.03. | 17 | 566.082
12.03. | 18 | 550.132
12.03. | 19 | 566.392
12.03. | 20 | 585.03
12.03. | 21 | 597.052
12.03. | 22 | 621.33
12.03. | 23 | 634.836
12.03. | 24 | 638.874
13.03. | 1 | 644.252
13.03. | 2 | 648.236
13.03. | 3 | 638.206
13.03. | 4 | 628.232
13.03. | 5 | 611.57
13.03. | 6 | 711.166
13.03. | 7 | 945.388
13.03. | 8 | 1128.436
13.03. | 9 | 1105.59
13.03. | 10 | 1069.41
13.03. | 11 | 1028.356
13.03. | 12 | 985.242
13.03. | 13 | 968.77
13.03. | 14 | 897.606
13.03. | 15 | 650.21
13.03. | 16 | 395.792
13.03. | 17 | 268.954
13.03. | 18 | 324.296
13.03. | 19 | 408.472
13.03. | 20 | 482.528
13.03. | 21 | 534.538
13.03. | 22 | 557.406
13.03. | 23 | 601.364
13.03. | 24 | 605.542
14.03. | 1 | 600.582
14.03. | 2 | 590.65
14.03. | 3 | 585.144
14.03. | 4 | 566.812
14.03. | 5 | 554.926
14.03. | 6 | 655.036
14.03. | 7 | 881.654
14.03. | 8 | 1067.202
14.03. | 9 | 1059.566
14.03. | 10 | 1070.532
14.03. | 11 | 1101.428
14.03. | 12 | 1095.358
14.03. | 13 | 1126.642
14.03. | 14 | 1076.158
14.03. | 15 | 896.45
14.03. | 16 | 698.022
14.03. | 17 | 579.862
14.03. | 18 | 633.046
14.03. | 19 | 691.418
14.03. | 20 | 747.51
14.03. | 21 | 772.144
14.03. | 22 | 796.24
14.03. | 23 | 824.568
14.03. | 24 | 841.27
15.03. | 1 | 855.26
15.03. | 2 | 865.14
15.03. | 3 | 865.494
15.03. | 4 | 865.476
15.03. | 5 | 855.724
15.03. | 6 | 979.936
15.03. | 7 | 1228.688
15.03. | 8 | 1425.126
15.03. | 9 | 1418.236
15.03. | 10 | 1435.112
15.03. | 11 | 1408.944
15.03. | 12 | 1367.572
15.03. | 13 | 1376.56
15.03. | 14 | 1386.47
15.03. | 15 | 1172.864
15.03. | 16 | 905.676
15.03. | 17 | 752.776
15.03. | 18 | 822.378
15.03. | 19 | 902.152
15.03. | 20 | 956.808
15.03. | 21 | 976.636
15.03. | 22 | 991.502
15.03. | 23 | 1000.262
15.03. | 24 | 1006.246
16.03. | 1 | 1009.49
16.03. | 2 | 1007.192
16.03. | 3 | 996.52
16.03. | 4 | 979.492
16.03. | 5 | 955.306
16.03. | 6 | 1079.476
16.03. | 7 | 1323.858
16.03. | 8 | 1482.894
16.03. | 9 | 1445.42
16.03. | 10 | 1403.084
16.03. | 11 | 1380.106
16.03. | 12 | 1387.952
16.03. | 13 | 1424.522
16.03. | 14 | 1420.212
16.03. | 15 | 1196.504
16.03. | 16 | 929.524
16.03. | 17 | 757.092
16.03. | 18 | 781.1
16.03. | 19 | 818.268
16.03. | 20 | 830.234
16.03. | 21 | 833.404
16.03. | 22 | 812.088
16.03. | 23 | 712.14
16.03. | 24 | 711.136
17.03. | 1 | 724.798
17.03. | 2 | 756.806
17.03. | 3 | 786.906
17.03. | 4 | 792.188
17.03. | 5 | 784.224
17.03. | 6 | 891.9
17.03. | 7 | 1089.1
17.03. | 8 | 1214.976
17.03. | 9 | 1174.732
17.03. | 10 | 1129.938
17.03. | 11 | 1061.496
17.03. | 12 | 1028.756
17.03. | 13 | 1019.796
17.03. | 14 | 1013.69
17.03. | 15 | 785.788
17.03. | 16 | 511
17.03. | 17 | 370.786
17.03. | 18 | 436.208
17.03. | 19 | 511.514
17.03. | 20 | 562.298
17.03. | 21 | 607.88
17.03. | 22 | 638.162
17.03. | 23 | 580.322
17.03. | 24 | 594.44
18.03. | 1 | 588.546
18.03. | 2 | 576.13
18.03. | 3 | 562.666
18.03. | 4 | 530.712
18.03. | 5 | 489.612
18.03. | 6 | 599.89
18.03. | 7 | 841.19
18.03. | 8 | 1024.016
18.03. | 9 | 969.926
18.03. | 10 | 958.222
18.03. | 11 | 979.28
18.03. | 12 | 974.534
18.03. | 13 | 979.49
18.03. | 14 | 981.178
18.03. | 15 | 741.462
18.03. | 16 | 437.82
18.03. | 17 | 279.132
18.03. | 18 | 336.448
18.03. | 19 | 410.608
18.03. | 20 | 471.92
18.03. | 21 | 522.96
18.03. | 22 | 550.036
18.03. | 23 | 535.748
18.03. | 24 | 534.342
19.03. | 1 | 526.882
19.03. | 2 | 515.564
19.03. | 3 | 503.788
19.03. | 4 | 470.092
19.03. | 5 | 443.512
19.03. | 6 | 555.65
19.03. | 7 | 814.324
19.03. | 8 | 995.162
19.03. | 9 | 961.396
19.03. | 10 | 954.544
19.03. | 11 | 994.36
19.03. | 12 | 1000.588
19.03. | 13 | 1021.46
19.03. | 14 | 1030.628
19.03. | 15 | 809.622
19.03. | 16 | 531.17
19.03. | 17 | 370.098
19.03. | 18 | 423.27
19.03. | 19 | 493.21
19.03. | 20 | 550.824
19.03. | 21 | 575.41
19.03. | 22 | 576.168
19.03. | 23 | 562.352
19.03. | 24 | 560.968
20.03. | 1 | 539.908
20.03. | 2 | 532.138
20.03. | 3 | 500.086
20.03. | 4 | 461.646
20.03. | 5 | 435.65
20.03. | 6 | 562.756
20.03. | 7 | 831.526
20.03. | 8 | 1005.796
20.03. | 9 | 967.572
20.03. | 10 | 925.15
20.03. | 11 | 882.822
20.03. | 12 | 872.388
20.03. | 13 | 875.93
20.03. | 14 | 864.818
20.03. | 15 | 627.608
20.03. | 16 | 335.584
20.03. | 17 | 177.43
20.03. | 18 | 228.724
20.03. | 19 | 280.002
20.03. | 20 | 319.778
20.03. | 21 | 346.902
20.03. | 22 | 365.652
20.03. | 23 | 354.078
20.03. | 24 | 341.27
21.03. | 1 | 329.362
21.03. | 2 | 326.278
21.03. | 3 | 323.862
21.03. | 4 | 312.546
21.03. | 5 | 294.926
21.03. | 6 | 422.388
21.03. | 7 | 675.06
21.03. | 8 | 876.574
21.03. | 9 | 857.478
21.03. | 10 | 854.092
21.03. | 11 | 898.578
21.03. | 12 | 928.106
21.03. | 13 | 964.204
21.03. | 14 | 970.504
21.03. | 15 | 753.346
21.03. | 16 | 495.682
21.03. | 17 | 361.542
21.03. | 18 | 437.478
21.03. | 19 | 526.394
21.03. | 20 | 590.844
21.03. | 21 | 624.632
21.03. | 22 | 655.456
21.03. | 23 | 634.404
21.03. | 24 | 690.66
22.03. | 1 | 735.938
22.03. | 2 | 771.388
22.03. | 3 | 789.858
22.03. | 4 | 792.572
22.03. | 5 | 770.594
22.03. | 6 | 911.006
22.03. | 7 | 1145.922
22.03. | 8 | 1298.05
22.03. | 9 | 1216.448
22.03. | 10 | 1162.912
22.03. | 11 | 1078.208
22.03. | 12 | 1040.258
22.03. | 13 | 1014.69
22.03. | 14 | 998.306
22.03. | 15 | 750.6
22.03. | 16 | 468.732
22.03. | 17 | 347.252
22.03. | 18 | 476.064
22.03. | 19 | 631.02
22.03. | 20 | 744.134
22.03. | 21 | 778.196
22.03. | 22 | 780.3
22.03. | 23 | 750.07
22.03. | 24 | 686.896
23.03. | 1 | 606.52
23.03. | 2 | 545.626
23.03. | 3 | 490.578
23.03. | 4 | 423.838
23.03. | 5 | 370.95
23.03. | 6 | 497.294
23.03. | 7 | 774.152
23.03. | 8 | 973.674
23.03. | 9 | 931.72
23.03. | 10 | 908.64
23.03. | 11 | 890.858
23.03. | 12 | 908.728
23.03. | 13 | 924.456
23.03. | 14 | 913.41
23.03. | 15 | 685.054
23.03. | 16 | 405.848
23.03. | 17 | 253.694
23.03. | 18 | 295.622
23.03. | 19 | 349.854
23.03. | 20 | 389.506
23.03. | 21 | 396.626
23.03. | 22 | 379.212
23.03. | 23 | 330.292
23.03. | 24 | 294.562
24.03. | 1 | 272.95
24.03. | 2 | 258.124
24.03. | 3 | 242.462
24.03. | 4 | 223.054
24.03. | 5 | 210.05
24.03. | 6 | 361.45
24.03. | 7 | 650.246
24.03. | 8 | 865.74
24.03. | 9 | 844.57
24.03. | 10 | 833.21
24.03. | 11 | 835.536
24.03. | 12 | 840.168
24.03. | 13 | 852.272
24.03. | 14 | 841.942
24.03. | 15 | 618.19
24.03. | 16 | 353.802
24.03. | 17 | 199.446
24.03. | 18 | 234.404
24.03. | 19 | 274.408
24.03. | 20 | 306.214
24.03. | 21 | 323.008
24.03. | 22 | 329.264
24.03. | 23 | 325.752
24.03. | 24 | 307.956
25.03. | 1 | 292.37
25.03. | 2 | 269.742
25.03. | 3 | 258.57
25.03. | 4 | 262.908
25.03. | 5 | 273.328
25.03. | 6 | 450.374
25.03. | 7 | 740.124
25.03. | 8 | 946.742
25.03. | 9 | 921.68
25.03. | 10 | 915.492
25.03. | 11 | 901.182
25.03. | 12 | 902.458
25.03. | 13 | 891.584
25.03. | 14 | 834.374
25.03. | 15 | 584.364
25.03. | 16 | 325.926
25.03. | 17 | 205.25
25.03. | 18 | 267.122
25.03. | 19 | 332.016
25.03. | 20 | 365.682
25.03. | 21 | 388.452
25.03. | 22 | 400.194
25.03. | 23 | 394.038
25.03. | 24 | 409.602
26.03. | 1 | 441.92
26.03. | 2 | 451.566
26.03. | 3 | 460.96
26.03. | 4 | 472.37
26.03. | 5 | 482.246
26.03. | 6 | 647.136
26.03. | 7 | 906.836
26.03. | 8 | 1098.61
26.03. | 9 | 1075.962
26.03. | 10 | 1083.36
26.03. | 11 | 1065.534
26.03. | 12 | 1076.258
26.03. | 13 | 1077.83
26.03. | 14 | 1049.756
26.03. | 15 | 804.134
26.03. | 16 | 528.622
26.03. | 17 | 382.362
26.03. | 18 | 442.668
26.03. | 19 | 512.56
26.03. | 20 | 562.682
26.03. | 21 | 587.746
26.03. | 22 | 593.682
26.03. | 23 | 579.758
26.03. | 24 | 584.666
27.03. | 1 | 600.79
27.03. | 2 | 606.876
27.03. | 3 | 601.878
27.03. | 4 | 614.44
27.03. | 5 | 627.686
27.03. | 6 | 801.446
27.03. | 7 | 1083.062
27.03. | 8 | 1274.068
27.03. | 9 | 1237.072
27.03. | 10 | 1251.82
27.03. | 11 | 1240.456
27.03. | 12 | 1247.326
27.03. | 13 | 1249.102
27.03. | 14 | 1220.886
27.03. | 15 | 954.658
27.03. | 16 | 627.178
27.03. | 17 | 396.446
27.03. | 18 | 404.914
27.03. | 19 | 462.962
27.03. | 20 | 515.646
27.03. | 21 | 584.426
27.03. | 22 | 643.62
27.03. | 23 | 640.804
27.03. | 24 | 674.994
28.03. | 1 | 692.7
28.03. | 2 | 684.058
28.03. | 3 | 689.034
28.03. | 4 | 694.34
28.03. | 5 | 704.036
28.03. | 6 | 873.508
28.03. | 7 | 1136.762
28.03. | 8 | 1334.396
28.03. | 9 | 1330.53
28.03. | 10 | 1302.12
28.03. | 11 | 1270.872
28.03. | 12 | 1241.35
28.03. | 13 | 1223.902
28.03. | 14 | 1168.416
28.03. | 15 | 923.374
28.03. | 16 | 669.846
28.03. | 17 | 541.848
28.03. | 18 | 600.734
28.03. | 19 | 668.094
28.03. | 20 | 709.73
28.03. | 21 | 743.22
28.03. | 22 | 763.166
28.03. | 23 | 744.172
28.03. | 24 | 767.32
29.03. | 1 | 798.638
29.03. | 2 | 842.054
29.03. | 3 | 885.354
29.03. | 4 | 923.766
29.03. | 5 | 944.566
29.03. | 6 | 1112.47
29.03. | 7 | 1368.84
29.03. | 8 | 1574.962
29.03. | 9 | 1606.824
29.03. | 10 | 1598.78
29.03. | 11 | 1599.872
29.03. | 12 | 1559.438
29.03. | 13 | 1557.332
29.03. | 14 | 1538.822
29.03. | 15 | 1307.824
29.03. | 16 | 1000.952
29.03. | 17 | 774.726
29.03. | 18 | 738.962
29.03. | 19 | 730.59
29.03. | 20 | 739.228
29.03. | 21 | 759.348
29.03. | 22 | 789.002
29.03. | 23 | 891.13
29.03. | 24 | 924.548
30.03. | 1 | 934.196
30.03. | 2 | 935.4
30.03. | 3 | 916.892
30.03. | 4 | 883.19
30.03. | 5 | 843.808
30.03. | 6 | 969.916
30.03. | 7 | 1181.172
30.03. | 8 | 1319.304
30.03. | 9 | 1328.578
30.03. | 10 | 1289.25
30.03. | 11 | 1320.038
30.03. | 12 | 1301.93
30.03. | 13 | 1321.298
30.03. | 14 | 1318.852
30.03. | 15 | 1072.964
30.03. | 16 | 754.758
30.03. | 17 | 532.006
30.03. | 18 | 507.942
30.03. | 19 | 510.308
30.03. | 20 | 530.454
30.03. | 21 | 541.814
30.03. | 22 | 540.228
30.03. | 23 | 558.066
30.03. | 24 | 583.1
31.03. | 1 | 630.826
31.03. | 2 | 664.4
31.03. | 3 | 690.148
31.03. | 4 | 692
31.03. | 5 | 701.06
31.03. | 6 | 869.246
31.03. | 7 | 1113.97
31.03. | 8 | 1295.432
31.03. | 9 | 1355.122
31.03. | 10 | 1356.638
31.03. | 11 | 1432.172
31.03. | 12 | 1437.756
31.03. | 13 | 1470.42
31.03. | 14 | 1464.54
31.03. | 15 | 1226.302
31.03. | 16 | 919.972
31.03. | 17 | 707.204
31.03. | 18 | 687.876
31.03. | 19 | 709.848
31.03. | 20 | 747.588
31.03. | 21 | 773.014
31.03. | 22 | 799.816
31.03. | 23 | 852.868
31.03. | 24 | 833.458
01.04. | 1 | 788.242
01.04. | 2 | 729.33
01.04. | 3 | 684.772
01.04. | 4 | 632.904
01.04. | 5 | 583.978
01.04. | 6 | 703.308
01.04. | 7 | 926.486
01.04. | 8 | 1119.032
01.04. | 9 | 1143.554
01.04. | 10 | 1174.42
01.04. | 11 | 1193.742
01.04. | 12 | 1176.912
01.04. | 13 | 1164.94
01.04. | 14 | 1124.964
01.04. | 15 | 840.208
01.04. | 16 | 508.834
01.04. | 17 | 283.436
01.04. | 18 | 277.488
01.04. | 19 | 306.496
01.04. | 20 | 348.378
01.04. | 21 | 374.098
01.04. | 22 | 387.1
01.04. | 23 | 371.782
01.04. | 24 | 363.896
02.04. | 1 | 351.452
02.04. | 2 | 335.84
02.04. | 3 | 309.598
02.04. | 4 | 283.504
02.04. | 5 | 273.756
02.04. | 6 | 433.762
02.04. | 7 | 697.762
02.04. | 8 | 874.37
02.04. | 9 | 871.296
02.04. | 10 | 877.288
02.04. | 11 | 878.484
02.04. | 12 | 915.028
02.04. | 13 | 968.49
02.04. | 14 | 999.406
02.04. | 15 | 807.746
02.04. | 16 | 557.64
02.04. | 17 | 403.804
02.04. | 18 | 429.778
02.04. | 19 | 468.666
02.04. | 20 | 498.306
02.04. | 21 | 511.906
02.04. | 22 | 532.634
02.04. | 23 | 546.024
02.04. | 24 | 572.634
03.04. | 1 | 595.978
03.04. | 2 | 587.682
03.04. | 3 | 580.57
03.04. | 4 | 552.884
03.04. | 5 | 553.476
03.04. | 6 | 699.686
03.04. | 7 | 917.94
03.04. | 8 | 1067.232
03.04. | 9 | 1088.1
03.04. | 10 | 1097.818
03.04. | 11 | 1134.566
03.04. | 12 | 1153.034
03.04. | 13 | 1173.746
03.04. | 14 | 1185.854
03.04. | 15 | 968.946
03.04. | 16 | 700.022
03.04. | 17 | 528.902
03.04. | 18 | 551.396
03.04. | 19 | 604.256
03.04. | 20 | 651.622
03.04. | 21 | 691.818
03.04. | 22 | 711.804
03.04. | 23 | 747.6
03.04. | 24 | 741.95
04.04. | 1 | 736.568
04.04. | 2 | 718.066
04.04. | 3 | 705.416
04.04. | 4 | 680.346
04.04. | 5 | 666.748
04.04. | 6 | 809.28
04.04. | 7 | 1012.568
04.04. | 8 | 1152.612
04.04. | 9 | 1156.394
04.04. | 10 | 1158.282
04.04. | 11 | 1178.078
04.04. | 12 | 1202.954
04.04. | 13 | 1239.452
04.04. | 14 | 1241.588
04.04. | 15 | 992.656
04.04. | 16 | 687.208
04.04. | 17 | 475.82
04.04. | 18 | 462.644
04.04. | 19 | 487.128
04.04. | 20 | 517.158
04.04. | 21 | 526.654
04.04. | 22 | 516.81
04.04. | 23 | 472.424
04.04. | 24 | 483.63
05.04. | 1 | 476.694
05.04. | 2 | 467.534
05.04. | 3 | 444.952
05.04. | 4 | 416.598
05.04. | 5 | 398.01
05.04. | 6 | 561.112
05.04. | 7 | 794.354
05.04. | 8 | 912.572
05.04. | 9 | 884.568
05.04. | 10 | 860.424
05.04. | 11 | 850.244
05.04. | 12 | 852.624
05.04. | 13 | 875.148
05.04. | 14 | 869.884
05.04. | 15 | 644.112
05.04. | 16 | 346.626
05.04. | 17 | 158.11
05.04. | 18 | 178.918
05.04. | 19 | 224.782
05.04. | 20 | 272.884
05.04. | 21 | 304.54
05.04. | 22 | 327.966
05.04. | 23 | 388.424
05.04. | 24 | 420.73
06.04. | 1 | 458.304
06.04. | 2 | 493.39
06.04. | 3 | 517.25
06.04. | 4 | 518.25
06.04. | 5 | 525.472
06.04. | 6 | 692.95
06.04. | 7 | 941.604
06.04. | 8 | 1055.012
06.04. | 9 | 1016.502
06.04. | 10 | 990.704
06.04. | 11 | 967.298
06.04. | 12 | 969.39
06.04. | 13 | 994.9
06.04. | 14 | 1016.918
06.04. | 15 | 813.82
06.04. | 16 | 531.256
06.04. | 17 | 350.142
06.04. | 18 | 371.836
06.04. | 19 | 415.692
06.04. | 20 | 452.942
06.04. | 21 | 457.1
06.04. | 22 | 470.112
06.04. | 23 | 483.35
06.04. | 24 | 474.338
07.04. | 1 | 461.598
07.04. | 2 | 446.312
07.04. | 3 | 416.438
07.04. | 4 | 385.13
07.04. | 5 | 366.742
07.04. | 6 | 539.98
07.04. | 7 | 786.072
07.04. | 8 | 913.628
07.04. | 9 | 887.494
07.04. | 10 | 884.632
07.04. | 11 | 882.826
07.04. | 12 | 900.836
07.04. | 13 | 936.7
07.04. | 14 | 962.768
07.04. | 15 | 769.8
07.04. | 16 | 504.386
07.04. | 17 | 315.19
07.04. | 18 | 348.1
07.04. | 19 | 390.25
07.04. | 20 | 423.882
07.04. | 21 | 436.1
07.04. | 22 | 442.828
07.04. | 23 | 491.32
07.04. | 24 | 485.962
08.04. | 1 | 496.398
08.04. | 2 | 503.538
08.04. | 3 | 507.696
08.04. | 4 | 520.13
08.04. | 5 | 559.256
08.04. | 6 | 777.004
08.04. | 7 | 1065.618
08.04. | 8 | 1238.806
08.04. | 9 | 1199.564
08.04. | 10 | 1203.664
08.04. | 11 | 1182.202
08.04. | 12 | 1151.418
08.04. | 13 | 1107.834
08.04. | 14 | 1065.016
08.04. | 15 | 859.842
08.04. | 16 | 600.848
08.04. | 17 | 424.208
08.04. | 18 | 443.336
08.04. | 19 | 483.61
08.04. | 20 | 519.44
08.04. | 21 | 557.93
08.04. | 22 | 587.64
08.04. | 23 | 592.18
08.04. | 24 | 613.32
09.04. | 1 | 652.118
09.04. | 2 | 707.776
09.04. | 3 | 758.682
09.04. | 4 | 805.344
09.04. | 5 | 875.108
09.04. | 6 | 1125.574
09.04. | 7 | 1468.8
09.04. | 8 | 1716.028
09.04. | 9 | 1737.314
09.04. | 10 | 1733.044
09.04. | 11 | 1707.646
09.04. | 12 | 1699.692
09.04. | 13 | 1713.844
09.04. | 14 | 1708.81
09.04. | 15 | 1485.032
09.04. | 16 | 1196.134
09.04. | 17 | 1008.45
09.04. | 18 | 992.622
09.04. | 19 | 997.076
09.04. | 20 | 993.034
09.04. | 21 | 992.844
09.04. | 22 | 995.756
09.04. | 23 | 1028.134
09.04. | 24 | 1028.556
10.04. | 1 | 1027.47
10.04. | 2 | 1015.68
10.04. | 3 | 998.458
10.04. | 4 | 983.596
10.04. | 5 | 991.348
10.04. | 6 | 1205.304
10.04. | 7 | 1486.952
10.04. | 8 | 1724.838
10.04. | 9 | 1808.156
10.04. | 10 | 1867.226
10.04. | 11 | 1897.698
10.04. | 12 | 1902.8
10.04. | 13 | 1907.842
10.04. | 14 | 1912.072
10.04. | 15 | 1653.732
10.04. | 16 | 1335.06
10.04. | 17 | 1124.988
10.04. | 18 | 1098.772
10.04. | 19 | 1088.102
10.04. | 20 | 1069.348
10.04. | 21 | 1042.392
10.04. | 22 | 997.484
10.04. | 23 | 961.89
10.04. | 24 | 949.452
11.04. | 1 | 947.734
11.04. | 2 | 958.268
11.04. | 3 | 966.938
11.04. | 4 | 984.084
11.04. | 5 | 1019.076
11.04. | 6 | 1244.33
11.04. | 7 | 1538.77
11.04. | 8 | 1773.896
11.04. | 9 | 1814.484
11.04. | 10 | 1820.15
11.04. | 11 | 1824.764
11.04. | 12 | 1834.928
11.04. | 13 | 1844.09
11.04. | 14 | 1848.994
11.04. | 15 | 1608.084
11.04. | 16 | 1297.676
11.04. | 17 | 1077.464
11.04. | 18 | 1030.518
11.04. | 19 | 1019.726
11.04. | 20 | 1013.384
11.04. | 21 | 1001.736
11.04. | 22 | 983.406
11.04. | 23 | 914.424
11.04. | 24 | 914.802
12.04. | 1 | 915.65
12.04. | 2 | 904.96
12.04. | 3 | 880.838
12.04. | 4 | 843.128
12.04. | 5 | 828.842
12.04. | 6 | 1009.74
12.04. | 7 | 1237.818
12.04. | 8 | 1373.354
12.04. | 9 | 1390.404
12.04. | 10 | 1363.186
12.04. | 11 | 1355.644
12.04. | 12 | 1369.872
12.04. | 13 | 1393.67
12.04. | 14 | 1414.914
12.04. | 15 | 1175.68
12.04. | 16 | 871.668
12.04. | 17 | 637.06
12.04. | 18 | 604.862
12.04. | 19 | 623.656
12.04. | 20 | 650.13
12.04. | 21 | 643.326
12.04. | 22 | 628.332
12.04. | 23 | 585.084
12.04. | 24 | 583.028
13.04. | 1 | 581.112
13.04. | 2 | 567.28
13.04. | 3 | 551.322
13.04. | 4 | 521.676
13.04. | 5 | 506.186
13.04. | 6 | 682.376
13.04. | 7 | 932.552
13.04. | 8 | 1051.808
13.04. | 9 | 1050.068
13.04. | 10 | 1016.132
13.04. | 11 | 982.936
13.04. | 12 | 981.272
13.04. | 13 | 987.46
13.04. | 14 | 1002.906
13.04. | 15 | 776.968
13.04. | 16 | 497.824
13.04. | 17 | 328.618
13.04. | 18 | 369.568
13.04. | 19 | 434.724
13.04. | 20 | 492.052
13.04. | 21 | 531.438
13.04. | 22 | 550.056
13.04. | 23 | 569.302
13.04. | 24 | 583.896
14.04. | 1 | 584.46
14.04. | 2 | 583.852
14.04. | 3 | 567.784
14.04. | 4 | 532.77
14.04. | 5 | 506.928
14.04. | 6 | 676.122
14.04. | 7 | 888.19
14.04. | 8 | 983.356
14.04. | 9 | 945.48
14.04. | 10 | 922.692
14.04. | 11 | 912.35
14.04. | 12 | 929.328
14.04. | 13 | 970.142
14.04. | 14 | 998.204
14.04. | 15 | 804.516
14.04. | 16 | 541.984
14.04. | 17 | 399.654
14.04. | 18 | 471.876
14.04. | 19 | 574.402
14.04. | 20 | 644.856
14.04. | 21 | 677.132
14.04. | 22 | 687.826
14.04. | 23 | 739.336
14.04. | 24 | 751.582
15.04. | 1 | 748.602
15.04. | 2 | 729.828
15.04. | 3 | 695.242
15.04. | 4 | 627.84
15.04. | 5 | 567.526
15.04. | 6 | 697.876
15.04. | 7 | 888.81
15.04. | 8 | 1014.754
15.04. | 9 | 1030.524
15.04. | 10 | 1121.246
15.04. | 11 | 1231.19
15.04. | 12 | 1300.238
15.04. | 13 | 1354.242
15.04. | 14 | 1373.478
15.04. | 15 | 1139.512
15.04. | 16 | 838.714
15.04. | 17 | 620.88
15.04. | 18 | 578.822
15.04. | 19 | 598.826
15.04. | 20 | 597.796
15.04. | 21 | 596.634
15.04. | 22 | 578.728
15.04. | 23 | 567.692
15.04. | 24 | 560.728
16.04. | 1 | 565.154
16.04. | 2 | 560.2
16.04. | 3 | 550.186
16.04. | 4 | 518.108
16.04. | 5 | 517.352
16.04. | 6 | 699.014
16.04. | 7 | 921.154
16.04. | 8 | 1043.654
16.04. | 9 | 1033.442
16.04. | 10 | 1016.902
16.04. | 11 | 1034.55
16.04. | 12 | 1058.97
16.04. | 13 | 1086.308
16.04. | 14 | 1100.586
16.04. | 15 | 869.538
16.04. | 16 | 584.546
16.04. | 17 | 394.516
16.04. | 18 | 406.166
16.04. | 19 | 460.978
16.04. | 20 | 514.868
16.04. | 21 | 551.044
16.04. | 22 | 568.766
16.04. | 23 | 624.142
16.04. | 24 | 615.848
17.04. | 1 | 618.216
17.04. | 2 | 604.86
17.04. | 3 | 598.364
17.04. | 4 | 578.212
17.04. | 5 | 591.95
17.04. | 6 | 792.12
17.04. | 7 | 1029.134
17.04. | 8 | 1157.438
17.04. | 9 | 1229.054
17.04. | 10 | 1320.352
17.04. | 11 | 1351.508
17.04. | 12 | 1365.428
17.04. | 13 | 1399.858
17.04. | 14 | 1431.586
17.04. | 15 | 1218.332
17.04. | 16 | 942.73
17.04. | 17 | 738.6
17.04. | 18 | 721.322
17.04. | 19 | 758.404
17.04. | 20 | 797.908
17.04. | 21 | 821.352
17.04. | 22 | 826.698
17.04. | 23 | 849.324
17.04. | 24 | 843.876
18.04. | 1 | 841.6
18.04. | 2 | 839.238
18.04. | 3 | 836.654
18.04. | 4 | 821.504
18.04. | 5 | 838.934
18.04. | 6 | 1037.418
18.04. | 7 | 1260.654
18.04. | 8 | 1341.81
18.04. | 9 | 1369.324
18.04. | 10 | 1362.75
18.04. | 11 | 1361.52
18.04. | 12 | 1334.668
18.04. | 13 | 1316.816
18.04. | 14 | 1304.89
18.04. | 15 | 1065.632
18.04. | 16 | 778.84
18.04. | 17 | 592.064
18.04. | 18 | 626.48
18.04. | 19 | 715.562
18.04. | 20 | 790.072
18.04. | 21 | 828.516
18.04. | 22 | 823.18
18.04. | 23 | 837.384
18.04. | 24 | 827.534
19.04. | 1 | 816.706
19.04. | 2 | 795.026
19.04. | 3 | 771.258
19.04. | 4 | 741.04
19.04. | 5 | 753.48
19.04. | 6 | 962.582
19.04. | 7 | 1201.73
19.04. | 8 | 1283.492
19.04. | 9 | 1247.302
19.04. | 10 | 1243.974
19.04. | 11 | 1250.224
19.04. | 12 | 1206.492
19.04. | 13 | 1169.838
19.04. | 14 | 1135.796
19.04. | 15 | 891.116
19.04. | 16 | 603.1
19.04. | 17 | 417.208
19.04. | 18 | 484.278
19.04. | 19 | 587.69
19.04. | 20 | 669.804
19.04. | 21 | 720.124
19.04. | 22 | 730.756
19.04. | 23 | 776.574
19.04. | 24 | 762.076
20.04. | 1 | 756.714
20.04. | 2 | 742.27
20.04. | 3 | 724.518
20.04. | 4 | 698.682
20.04. | 5 | 708.02
20.04. | 6 | 895.964
20.04. | 7 | 1115.574
20.04. | 8 | 1195.056
20.04. | 9 | 1141.492
20.04. | 10 | 1141.144
20.04. | 11 | 1159.316
20.04. | 12 | 1146.06
20.04. | 13 | 1148.438
20.04. | 14 | 1139.688
20.04. | 15 | 926.196
20.04. | 16 | 647.18
20.04. | 17 | 451.174
20.04. | 18 | 464.848
20.04. | 19 | 511.218
20.04. | 20 | 561.81
20.04. | 21 | 603.424
20.04. | 22 | 628.706
20.04. | 23 | 658.864
20.04. | 24 | 684.902
21.04. | 1 | 699.93
21.04. | 2 | 709.576
21.04. | 3 | 695.924
21.04. | 4 | 667.942
21.04. | 5 | 652.386
21.04. | 6 | 817.382
21.04. | 7 | 994.33
21.04. | 8 | 1043.328
21.04. | 9 | 999.872
21.04. | 10 | 1040.958
21.04. | 11 | 1085.132
21.04. | 12 | 1096.294
21.04. | 13 | 1123.81
21.04. | 14 | 1137.674
21.04. | 15 | 926.1
21.04. | 16 | 657.468
21.04. | 17 | 476.44
21.04. | 18 | 518.432
21.04. | 19 | 585.658
21.04. | 20 | 638.824
21.04. | 21 | 682.39
21.04. | 22 | 697.034
21.04. | 23 | 730.356
21.04. | 24 | 701.992
22.04. | 1 | 667.21
22.04. | 2 | 616.682
22.04. | 3 | 561.924
22.04. | 4 | 500.556
22.04. | 5 | 480.444
22.04. | 6 | 643.562
22.04. | 7 | 821.014
22.04. | 8 | 916.456
22.04. | 9 | 878.924
22.04. | 10 | 863.092
22.04. | 11 | 865.332
22.04. | 12 | 898.676
22.04. | 13 | 957.09
22.04. | 14 | 1008.886
22.04. | 15 | 847.102
22.04. | 16 | 642.334
22.04. | 17 | 519.146
22.04. | 18 | 566.246
22.04. | 19 | 608.886
22.04. | 20 | 643.02
22.04. | 21 | 663.546
22.04. | 22 | 689.288
22.04. | 23 | 720.296
22.04. | 24 | 753.53
23.04. | 1 | 790.338
23.04. | 2 | 823.928
23.04. | 3 | 830.61
23.04. | 4 | 827.8
23.04. | 5 | 868.826
23.04. | 6 | 1091.1
23.04. | 7 | 1345.302
23.04. | 8 | 1544.784
23.04. | 9 | 1550.202
23.04. | 10 | 1538.232
23.04. | 11 | 1574.834
23.04. | 12 | 1564.484
23.04. | 13 | 1581.436
23.04. | 14 | 1579.434
23.04. | 15 | 1365.108
23.04. | 16 | 1097.188
23.04. | 17 | 928.418
23.04. | 18 | 952.936
23.04. | 19 | 973.014
23.04. | 20 | 986.044
23.04. | 21 | 984.11
23.04. | 22 | 978.15
23.04. | 23 | 976.582
23.04. | 24 | 969.152
24.04. | 1 | 959.44
24.04. | 2 | 941.748
24.04. | 3 | 926.858
24.04. | 4 | 905.684
24.04. | 5 | 928.39
24.04. | 6 | 1149.586
24.04. | 7 | 1410.142
24.04. | 8 | 1549.912
24.04. | 9 | 1525.202
24.04. | 10 | 1485.75
24.04. | 11 | 1453.23
24.04. | 12 | 1428.314
24.04. | 13 | 1410.804
24.04. | 14 | 1407.678
24.04. | 15 | 1165.532
24.04. | 16 | 876.954
24.04. | 17 | 679.398
24.04. | 18 | 702.912
24.04. | 19 | 785.692
24.04. | 20 | 851.572
24.04. | 21 | 888.596
24.04. | 22 | 895.274
24.04. | 23 | 883.86
24.04. | 24 | 889.554
25.04. | 1 | 886.378
25.04. | 2 | 889.304
25.04. | 3 | 888.528
25.04. | 4 | 881.754
25.04. | 5 | 923.662
25.04. | 6 | 1144.152
25.04. | 7 | 1342.55
25.04. | 8 | 1367.526
25.04. | 9 | 1287.496
25.04. | 10 | 1209.708
25.04. | 11 | 1171.938
25.04. | 12 | 1133.674
25.04. | 13 | 1141.236
25.04. | 14 | 1153.61
25.04. | 15 | 938.224
25.04. | 16 | 669.876
25.04. | 17 | 499.504
25.04. | 18 | 576.14
25.04. | 19 | 674.352
25.04. | 20 | 740.878
25.04. | 21 | 767.034
25.04. | 22 | 751.882
25.04. | 23 | 734.374
25.04. | 24 | 692.924
26.04. | 1 | 650.86
26.04. | 2 | 623.82
26.04. | 3 | 602.28
26.04. | 4 | 565.698
26.04. | 5 | 591.754
26.04. | 6 | 800.534
26.04. | 7 | 1039.246
26.04. | 8 | 1113.064
26.04. | 9 | 1066.218
26.04. | 10 | 1060.476
26.04. | 11 | 1060.824
26.04. | 12 | 1049.372
26.04. | 13 | 1057.952
26.04. | 14 | 1036.62
26.04. | 15 | 811.986
26.04. | 16 | 515.238
26.04. | 17 | 299.67
26.04. | 18 | 308.138
26.04. | 19 | 341.942
26.04. | 20 | 361.5
26.04. | 21 | 366.444
26.04. | 22 | 357.386
26.04. | 23 | 366.254
26.04. | 24 | 366.686
27.04. | 1 | 358.872
27.04. | 2 | 349.454
27.04. | 3 | 337.638
27.04. | 4 | 328.446
27.04. | 5 | 366.304
27.04. | 6 | 604.37
27.04. | 7 | 869.784
27.04. | 8 | 973.32
27.04. | 9 | 957.532
27.04. | 10 | 957.122
27.04. | 11 | 961.99
27.04. | 12 | 969.268
27.04. | 13 | 985.504
27.04. | 14 | 989.424
27.04. | 15 | 789.108
27.04. | 16 | 507.24
27.04. | 17 | 302.248
27.04. | 18 | 308.258
27.04. | 19 | 328.426
27.04. | 20 | 336.484
27.04. | 21 | 331.748
27.04. | 22 | 314.624
27.04. | 23 | 315.756
27.04. | 24 | 297.266
28.04. | 1 | 277.238
28.04. | 2 | 268.05
28.04. | 3 | 245.088
28.04. | 4 | 221.924
28.04. | 5 | 249.134
28.04. | 6 | 471.222
28.04. | 7 | 727.406
28.04. | 8 | 841.028
28.04. | 9 | 814.712
28.04. | 10 | 808.124
28.04. | 11 | 799.602
28.04. | 12 | 794.67
28.04. | 13 | 797.276
28.04. | 14 | 789.886
28.04. | 15 | 598.314
28.04. | 16 | 348.288
28.04. | 17 | 196.968
28.04. | 18 | 258.55
28.04. | 19 | 345.796
28.04. | 20 | 428.244
28.04. | 21 | 476.118
28.04. | 22 | 501.596
28.04. | 23 | 536.16
28.04. | 24 | 538.154
29.04. | 1 | 534.94
29.04. | 2 | 537.89
29.04. | 3 | 528.598
29.04. | 4 | 513.748
29.04. | 5 | 534.972
29.04. | 6 | 734.162
29.04. | 7 | 957.21
29.04. | 8 | 1039.65
29.04. | 9 | 994.686
29.04. | 10 | 985.964
29.04. | 11 | 999.13
29.04. | 12 | 1001.81
29.04. | 13 | 1023.148
29.04. | 14 | 1033.894
29.04. | 15 | 875.81
29.04. | 16 | 661.638
29.04. | 17 | 544.096
29.04. | 18 | 639.466
29.04. | 19 | 749.026
29.04. | 20 | 837.038
29.04. | 21 | 889.148
29.04. | 22 | 924.182
29.04. | 23 | 952.102
29.04. | 24 | 970.502
30.04. | 1 | 980.294
30.04. | 2 | 985.592
30.04. | 3 | 976.98
30.04. | 4 | 961.644
30.04. | 5 | 985.272
30.04. | 6 | 1179.672
30.04. | 7 | 1361.272
30.04. | 8 | 1413.764
30.04. | 9 | 1362.39
30.04. | 10 | 1350.928
30.04. | 11 | 1385.758
30.04. | 12 | 1409.694
30.04. | 13 | 1444.918
30.04. | 14 | 1461.04
30.04. | 15 | 1278.418
30.04. | 16 | 1038.354
30.04. | 17 | 865.76
30.04. | 18 | 906.602
30.04. | 19 | 957.86
30.04. | 20 | 983.892
30.04. | 21 | 993.436
30.04. | 22 | 977.948
30.04. | 23 | 945.234
30.04. | 24 | 937.954
01.05. | 1 | 934.144
01.05. | 2 | 931.768
01.05. | 3 | 924.118
01.05. | 4 | 909.96
01.05. | 5 | 935.212
01.05. | 6 | 1143.308
01.05. | 7 | 1348.308
01.05. | 8 | 1430.034
01.05. | 9 | 1398.768
01.05. | 10 | 1380.868
01.05. | 11 | 1409.23
01.05. | 12 | 1412.254
01.05. | 13 | 1439.094
01.05. | 14 | 1468.794
01.05. | 15 | 1292.412
01.05. | 16 | 1068.334
01.05. | 17 | 909.866
01.05. | 18 | 954.51
01.05. | 19 | 992.262
01.05. | 20 | 1004.328
01.05. | 21 | 987.002
01.05. | 22 | 968.382
01.05. | 23 | 956.2
01.05. | 24 | 949.83
02.05. | 1 | 942.824
02.05. | 2 | 940.754
02.05. | 3 | 934.59
02.05. | 4 | 915.168
02.05. | 5 | 936.824
02.05. | 6 | 1134.284
02.05. | 7 | 1330.19
02.05. | 8 | 1402.7
02.05. | 9 | 1362.164
02.05. | 10 | 1335.712
02.05. | 11 | 1357.274
02.05. | 12 | 1327.762
02.05. | 13 | 1327.888
02.05. | 14 | 1331.066
02.05. | 15 | 1137.042
02.05. | 16 | 885.668
02.05. | 17 | 718.38
02.05. | 18 | 767.246
02.05. | 19 | 836.374
02.05. | 20 | 869.816
02.05. | 21 | 865.938
02.05. | 22 | 847.85
02.05. | 23 | 840.614
02.05. | 24 | 831.082
03.05. | 1 | 809.462
03.05. | 2 | 780.124
03.05. | 3 | 746.946
03.05. | 4 | 689.65
03.05. | 5 | 674.938
03.05. | 6 | 829.674
03.05. | 7 | 979.626
03.05. | 8 | 1046.058
03.05. | 9 | 1059.842
03.05. | 10 | 1084.788
03.05. | 11 | 1112.958
03.05. | 12 | 1122.884
03.05. | 13 | 1166.648
03.05. | 14 | 1197.308
03.05. | 15 | 1021.338
03.05. | 16 | 775.494
03.05. | 17 | 599.592
03.05. | 18 | 616.798
03.05. | 19 | 676.428
03.05. | 20 | 725.954
03.05. | 21 | 751.322
03.05. | 22 | 760.67
03.05. | 23 | 762.862
03.05. | 24 | 755.614
04.05. | 1 | 732.004
04.05. | 2 | 699.89
04.05. | 3 | 645.852
04.05. | 4 | 580.528
04.05. | 5 | 563.532
04.05. | 6 | 722.564
04.05. | 7 | 889.948
04.05. | 8 | 954.83
04.05. | 9 | 933.388
04.05. | 10 | 931.862
04.05. | 11 | 937.396
04.05. | 12 | 952.152
04.05. | 13 | 983.294
04.05. | 14 | 1002.758
04.05. | 15 | 823.472
04.05. | 16 | 587.482
04.05. | 17 | 437.386
04.05. | 18 | 481.3
04.05. | 19 | 560.42
04.05. | 20 | 630.45
04.05. | 21 | 678.078
04.05. | 22 | 695.964
04.05. | 23 | 687.76
04.05. | 24 | 691.942
05.05. | 1 | 666.338
05.05. | 2 | 633.41
05.05. | 3 | 584.386
05.05. | 4 | 530.676
05.05. | 5 | 527.644
05.05. | 6 | 677.074
05.05. | 7 | 829.762
05.05. | 8 | 885.304
05.05. | 9 | 851.688
05.05. | 10 | 821.1
05.05. | 11 | 823.122
05.05. | 12 | 818.816
05.05. | 13 | 836.262
05.05. | 14 | 841.112
05.05. | 15 | 640.476
05.05. | 16 | 430.4
05.05. | 17 | 312.898
05.05. | 18 | 371.094
05.05. | 19 | 442.612
05.05. | 20 | 493.194
05.05. | 21 | 520.088
05.05. | 22 | 545.376
05.05. | 23 | 494.328
05.05. | 24 | 513.074
06.05. | 1 | 515.566
06.05. | 2 | 489.124
06.05. | 3 | 448.25
06.05. | 4 | 388.614
06.05. | 5 | 391.066
06.05. | 6 | 548.996
06.05. | 7 | 712.3
06.05. | 8 | 814.104
06.05. | 9 | 794.52
06.05. | 10 | 781.2
06.05. | 11 | 786.256
06.05. | 12 | 800.29
06.05. | 13 | 821.35
06.05. | 14 | 817.264
06.05. | 15 | 623.256
06.05. | 16 | 416.042
06.05. | 17 | 285.916
06.05. | 18 | 360.806
06.05. | 19 | 453.77
06.05. | 20 | 539.962
06.05. | 21 | 594.148
06.05. | 22 | 620.058
06.05. | 23 | 580.562
06.05. | 24 | 577.642
07.05. | 1 | 566.2
07.05. | 2 | 546.292
07.05. | 3 | 494.1
07.05. | 4 | 426.816
07.05. | 5 | 408.614
07.05. | 6 | 554.982
07.05. | 7 | 715.428
07.05. | 8 | 797.254
07.05. | 9 | 779.316
07.05. | 10 | 760.56
07.05. | 11 | 757.828
07.05. | 12 | 754.066
07.05. | 13 | 763.944
07.05. | 14 | 749.516
07.05. | 15 | 567.994
07.05. | 16 | 323.708
07.05. | 17 | 146.908
07.05. | 18 | 166.284
07.05. | 19 | 226.982
07.05. | 20 | 289.086
07.05. | 21 | 324.21
07.05. | 22 | 350.494
07.05. | 23 | 365.684
07.05. | 24 | 376.734
08.05. | 1 | 380.716
08.05. | 2 | 370.36
08.05. | 3 | 336.002
08.05. | 4 | 294.194
08.05. | 5 | 311.25
08.05. | 6 | 511.336
08.05. | 7 | 739.678
08.05. | 8 | 843.566
08.05. | 9 | 823.176
08.05. | 10 | 827.492
08.05. | 11 | 840.672
08.05. | 12 | 849.13
08.05. | 13 | 879.44
08.05. | 14 | 874.108
08.05. | 15 | 697.644
08.05. | 16 | 451.886
08.05. | 17 | 270.994
08.05. | 18 | 293.606
08.05. | 19 | 352.22
08.05. | 20 | 391.584
08.05. | 21 | 425.068
08.05. | 22 | 434.314
08.05. | 23 | 454.058
08.05. | 24 | 461.238
09.05. | 1 | 447.016
09.05. | 2 | 424.9
09.05. | 3 | 387.24
09.05. | 4 | 363.056
09.05. | 5 | 406.09
09.05. | 6 | 626.086
09.05. | 7 | 840.392
09.05. | 8 | 936.342
09.05. | 9 | 930.542
09.05. | 10 | 948.424
09.05. | 11 | 947.436
09.05. | 12 | 994.624
09.05. | 13 | 1051.532
09.05. | 14 | 1090.926
09.05. | 15 | 931.894
09.05. | 16 | 695.39
09.05. | 17 | 507.462
09.05. | 18 | 486.224
09.05. | 19 | 508.048
09.05. | 20 | 525.13
09.05. | 21 | 537.318
09.05. | 22 | 528.85
09.05. | 23 | 530.046
09.05. | 24 | 505.4
10.05. | 1 | 477.432
10.05. | 2 | 440.012
10.05. | 3 | 389.434
10.05. | 4 | 328.462
10.05. | 5 | 311.556
10.05. | 6 | 471.068
10.05. | 7 | 675.528
10.05. | 8 | 788.796
10.05. | 9 | 783.366
10.05. | 10 | 791.456
10.05. | 11 | 792.686
10.05. | 12 | 809.548
10.05. | 13 | 828.116
10.05. | 14 | 816.93
10.05. | 15 | 617.992
10.05. | 16 | 349.968
10.05. | 17 | 160.892
10.05. | 18 | 167.41
10.05. | 19 | 204.27
10.05. | 20 | 242.828
10.05. | 21 | 276.504
10.05. | 22 | 308.688
10.05. | 23 | 391.688
10.05. | 24 | 426.31
11.05. | 1 | 455.894
11.05. | 2 | 490.96
11.05. | 3 | 532.068
11.05. | 4 | 575.686
11.05. | 5 | 682.064
11.05. | 6 | 945.276
11.05. | 7 | 1199.35
11.05. | 8 | 1289.362
11.05. | 9 | 1284.866
11.05. | 10 | 1283.966
11.05. | 11 | 1300.336
11.05. | 12 | 1332.364
11.05. | 13 | 1379.642
11.05. | 14 | 1397.85
11.05. | 15 | 1226.822
11.05. | 16 | 1009.36
11.05. | 17 | 840.994
11.05. | 18 | 858.57
11.05. | 19 | 911.326
11.05. | 20 | 918.824
11.05. | 21 | 911.35
11.05. | 22 | 889.954
11.05. | 23 | 844.26
11.05. | 24 | 816.734
12.05. | 1 | 768.134
12.05. | 2 | 699.638
12.05. | 3 | 636.52
12.05. | 4 | 574.4
12.05. | 5 | 590.622
12.05. | 6 | 741.692
12.05. | 7 | 915.964
12.05. | 8 | 1024.668
12.05. | 9 | 1049.848
12.05. | 10 | 1057.754
12.05. | 11 | 1102.364
12.05. | 12 | 1121.89
12.05. | 13 | 1154.688
12.05. | 14 | 1143.816
12.05. | 15 | 934.72
12.05. | 16 | 655.58
12.05. | 17 | 432.722
12.05. | 18 | 387.296
12.05. | 19 | 387.678
12.05. | 20 | 397.906
12.05. | 21 | 417.818
12.05. | 22 | 449.202
12.05. | 23 | 512.912
12.05. | 24 | 569.258
13.05. | 1 | 612.268
13.05. | 2 | 668.436
13.05. | 3 | 704.972
13.05. | 4 | 722.43
13.05. | 5 | 780.472
13.05. | 6 | 975.354
13.05. | 7 | 1144.912
13.05. | 8 | 1225.906
13.05. | 9 | 1233.23
13.05. | 10 | 1237.23
13.05. | 11 | 1283.352
13.05. | 12 | 1319.32
13.05. | 13 | 1338.32
13.05. | 14 | 1310.34
13.05. | 15 | 1083.328
13.05. | 16 | 791.862
13.05. | 17 | 568.174
13.05. | 18 | 529.134
13.05. | 19 | 551.174
13.05. | 20 | 582.798
13.05. | 21 | 606.134
13.05. | 22 | 622.798
13.05. | 23 | 655.164
13.05. | 24 | 645.342
14.05. | 1 | 634.274
14.05. | 2 | 613.622
14.05. | 3 | 579.376
14.05. | 4 | 545.564
14.05. | 5 | 565.112
14.05. | 6 | 721.308
14.05. | 7 | 895.978
14.05. | 8 | 1037.424
14.05. | 9 | 1066.486
14.05. | 10 | 1086.494
14.05. | 11 | 1129.932
14.05. | 12 | 1126.712
14.05. | 13 | 1149.92
14.05. | 14 | 1133.836
14.05. | 15 | 934.258
14.05. | 16 | 669.318
14.05. | 17 | 464.258
14.05. | 18 | 454.984
14.05. | 19 | 491.464
14.05. | 20 | 527.524
14.05. | 21 | 534.374
14.05. | 22 | 527.07
14.05. | 23 | 519.74
14.05. | 24 | 495.756
15.05. | 1 | 470.98
15.05. | 2 | 463.956
15.05. | 3 | 459.098
15.05. | 4 | 445.448
15.05. | 5 | 511.486
15.05. | 6 | 736.746
15.05. | 7 | 956.296
15.05. | 8 | 1078.116
15.05. | 9 | 1084.516
15.05. | 10 | 1057.098
15.05. | 11 | 1055.544
15.05. | 12 | 1059.824
15.05. | 13 | 1077.228
15.05. | 14 | 1080.74
15.05. | 15 | 902.634
15.05. | 16 | 664.046
15.05. | 17 | 489.094
15.05. | 18 | 518.116
15.05. | 19 | 613.574
15.05. | 20 | 712.486
15.05. | 21 | 774.424
15.05. | 22 | 808.35
15.05. | 23 | 858.968
15.05. | 24 | 846.71
16.05. | 1 | 847.434
16.05. | 2 | 858.048
16.05. | 3 | 862.324
16.05. | 4 | 852.094
16.05. | 5 | 908.198
16.05. | 6 | 1118.3
16.05. | 7 | 1302.612
16.05. | 8 | 1336.756
16.05. | 9 | 1320.596
16.05. | 10 | 1263.924
16.05. | 11 | 1268.55
16.05. | 12 | 1204.916
16.05. | 13 | 1171.818
16.05. | 14 | 1142.668
16.05. | 15 | 943.016
16.05. | 16 | 711.918
16.05. | 17 | 559.578
16.05. | 18 | 651.132
16.05. | 19 | 782.168
16.05. | 20 | 866.924
16.05. | 21 | 901.768
16.05. | 22 | 908.314
16.05. | 23 | 902.972
16.05. | 24 | 890.42
17.05. | 1 | 876.03
17.05. | 2 | 852.956
17.05. | 3 | 826.42
17.05. | 4 | 797.18
17.05. | 5 | 832.826
17.05. | 6 | 1002.714
17.05. | 7 | 1125.912
17.05. | 8 | 1104.668
17.05. | 9 | 1001.258
17.05. | 10 | 944.954
17.05. | 11 | 920.326
17.05. | 12 | 884.842
17.05. | 13 | 870.122
17.05. | 14 | 845.3
17.05. | 15 | 641.302
17.05. | 16 | 395.9
17.05. | 17 | 254.712
17.05. | 18 | 318.454
17.05. | 19 | 422.478
17.05. | 20 | 491.6
17.05. | 21 | 542.74
17.05. | 22 | 576.118
17.05. | 23 | 570.304
17.05. | 24 | 610.32
18.05. | 1 | 624.854
18.05. | 2 | 625.834
18.05. | 3 | 589.768
18.05. | 4 | 549.338
18.05. | 5 | 566.142
18.05. | 6 | 698.406
18.05. | 7 | 826.736
18.05. | 8 | 866.324
18.05. | 9 | 802.038
18.05. | 10 | 767.202
18.05. | 11 | 763.208
18.05. | 12 | 757.778
18.05. | 13 | 767.378
18.05. | 14 | 738.102
18.05. | 15 | 548.106
18.05. | 16 | 350.23
18.05. | 17 | 218.51
18.05. | 18 | 264.798
18.05. | 19 | 337.96
18.05. | 20 | 399.696
18.05. | 21 | 448.884
18.05. | 22 | 479.608
18.05. | 23 | 508.626
18.05. | 24 | 506.106
19.05. | 1 | 486.866
19.05. | 2 | 470.612
19.05. | 3 | 438.978
19.05. | 4 | 385.75
19.05. | 5 | 397.02
19.05. | 6 | 559.4
19.05. | 7 | 744.99
19.05. | 8 | 813.108
19.05. | 9 | 795.056
19.05. | 10 | 783.732
19.05. | 11 | 793.904
19.05. | 12 | 802.412
19.05. | 13 | 834.38
19.05. | 14 | 850.312
19.05. | 15 | 693.754
19.05. | 16 | 478.386
19.05. | 17 | 318.446
19.05. | 18 | 340.202
19.05. | 19 | 393.434
19.05. | 20 | 420.5
19.05. | 21 | 432.892
19.05. | 22 | 436.328
19.05. | 23 | 452.19
19.05. | 24 | 481.72
20.05. | 1 | 508.288
20.05. | 2 | 536.312
20.05. | 3 | 556.388
20.05. | 4 | 559.972
20.05. | 5 | 624.204
20.05. | 6 | 836.972
20.05. | 7 | 1033.34
20.05. | 8 | 1099.408
20.05. | 9 | 1093.21
20.05. | 10 | 1078.118
20.05. | 11 | 1088.294
20.05. | 12 | 1068.796
20.05. | 13 | 1109.686
20.05. | 14 | 1132.65
20.05. | 15 | 988.664
20.05. | 16 | 777.204
20.05. | 17 | 617.6
20.05. | 18 | 674.16
20.05. | 19 | 772.25
20.05. | 20 | 849.322
20.05. | 21 | 889.556
20.05. | 22 | 903.094
20.05. | 23 | 898.316
20.05. | 24 | 905.52
21.05. | 1 | 907.09
21.05. | 2 | 894.2
21.05. | 3 | 867.138
21.05. | 4 | 811.966
21.05. | 5 | 827.672
21.05. | 6 | 986.988
21.05. | 7 | 1134.592
21.05. | 8 | 1208.162
21.05. | 9 | 1206.74
21.05. | 10 | 1201.63
21.05. | 11 | 1285.106
21.05. | 12 | 1286.844
21.05. | 13 | 1313.316
21.05. | 14 | 1318.734
21.05. | 15 | 1149.94
21.05. | 16 | 912.042
21.05. | 17 | 703.652
21.05. | 18 | 697.128
21.05. | 19 | 741.898
21.05. | 20 | 788.5
21.05. | 21 | 811.848
21.05. | 22 | 805.494
21.05. | 23 | 781.364
21.05. | 24 | 758.524
22.05. | 1 | 728.708
22.05. | 2 | 698.808
22.05. | 3 | 658.832
22.05. | 4 | 608.706
22.05. | 5 | 629.982
22.05. | 6 | 790.906
22.05. | 7 | 954.946
22.05. | 8 | 1049.042
22.05. | 9 | 1051.636
22.05. | 10 | 1044.476
22.05. | 11 | 1015.504
22.05. | 12 | 1028.296
22.05. | 13 | 1037.94
22.05. | 14 | 1046.728
22.05. | 15 | 858.894
22.05. | 16 | 604.55
22.05. | 17 | 396.948
22.05. | 18 | 395.318
22.05. | 19 | 458.33
22.05. | 20 | 539.228
22.05. | 21 | 610.258
22.05. | 22 | 670.01
22.05. | 23 | 657.18
22.05. | 24 | 686.148
23.05. | 1 | 700.486
23.05. | 2 | 691.914
23.05. | 3 | 675.628
23.05. | 4 | 636.948
23.05. | 5 | 680.668
23.05. | 6 | 876.086
23.05. | 7 | 1053.404
23.05. | 8 | 1110.85
23.05. | 9 | 1095.966
23.05. | 10 | 1088.662
23.05. | 11 | 1048.444
23.05. | 12 | 1047.042
23.05. | 13 | 1061.296
23.05. | 14 | 1068.45
23.05. | 15 | 901.388
23.05. | 16 | 661.026
23.05. | 17 | 458.894
23.05. | 18 | 447.684
23.05. | 19 | 517.22
23.05. | 20 | 587.296
23.05. | 21 | 643.85
23.05. | 22 | 675.7
23.05. | 23 | 665.482
23.05. | 24 | 665.344
24.05. | 1 | 657.964
24.05. | 2 | 656.426
24.05. | 3 | 654.658
24.05. | 4 | 643.06
24.05. | 5 | 698.344
24.05. | 6 | 910.8
24.05. | 7 | 1095.354
24.05. | 8 | 1159.744
24.05. | 9 | 1154.766
24.05. | 10 | 1162.622
24.05. | 11 | 1109.258
24.05. | 12 | 1065.27
24.05. | 13 | 1038.508
24.05. | 14 | 1007.618
24.05. | 15 | 822.19
24.05. | 16 | 596.75
24.05. | 17 | 411.194
24.05. | 18 | 421.088
24.05. | 19 | 477.208
24.05. | 20 | 525.908
24.05. | 21 | 544.316
24.05. | 22 | 547.56
24.05. | 23 | 577.268
24.05. | 24 | 565.946
25.05. | 1 | 569.322
25.05. | 2 | 566.846
25.05. | 3 | 569.188
25.05. | 4 | 560.458
25.05. | 5 | 620.134
25.05. | 6 | 823.306
25.05. | 7 | 1001.212
25.05. | 8 | 1059.682
25.05. | 9 | 1037.55
25.05. | 10 | 1054.554
25.05. | 11 | 1057.402
25.05. | 12 | 1045.638
25.05. | 13 | 1045.606
25.05. | 14 | 1029.776
25.05. | 15 | 854.1
25.05. | 16 | 607.118
25.05. | 17 | 397.348
25.05. | 18 | 391.702
25.05. | 19 | 434.578
25.05. | 20 | 472.814
25.05. | 21 | 487.696
25.05. | 22 | 468.86
25.05. | 23 | 440.772
25.05. | 24 | 420.236
26.05. | 1 | 395.836
26.05. | 2 | 382.484
26.05. | 3 | 362.124
26.05. | 4 | 338.502
26.05. | 5 | 382.408
26.05. | 6 | 583.442
26.05. | 7 | 775.934
26.05. | 8 | 850.394
26.05. | 9 | 836.736
26.05. | 10 | 830.162
26.05. | 11 | 803.076
26.05. | 12 | 808.284
26.05. | 13 | 820.424
26.05. | 14 | 823.772
26.05. | 15 | 676.424
26.05. | 16 | 473.612
26.05. | 17 | 330.418
26.05. | 18 | 380.61
26.05. | 19 | 459.45
26.05. | 20 | 520.796
26.05. | 21 | 560.606
26.05. | 22 | 582.202
26.05. | 23 | 601.468
26.05. | 24 | 580.762
27.05. | 1 | 557.984
27.05. | 2 | 546.066
27.05. | 3 | 536.088
27.05. | 4 | 523.362
27.05. | 5 | 580.234
27.05. | 6 | 795.802
27.05. | 7 | 1003.768
27.05. | 8 | 1073.476
27.05. | 9 | 1069.034
27.05. | 10 | 1111.612
27.05. | 11 | 1140.048
27.05. | 12 | 1116.002
27.05. | 13 | 1089.054
27.05. | 14 | 1053.618
27.05. | 15 | 855.492
27.05. | 16 | 603.514
27.05. | 17 | 400.102
27.05. | 18 | 369.962
27.05. | 19 | 380.438
27.05. | 20 | 397.444
27.05. | 21 | 398.992
27.05. | 22 | 387.354
27.05. | 23 | 382.466
27.05. | 24 | 347.088
28.05. | 1 | 303.204
28.05. | 2 | 265.954
28.05. | 3 | 244.61
28.05. | 4 | 245.592
28.05. | 5 | 334.374
28.05. | 6 | 577.084
28.05. | 7 | 830.546
28.05. | 8 | 948.564
28.05. | 9 | 957.18
28.05. | 10 | 967.29
28.05. | 11 | 1077.37
28.05. | 12 | 1102.294
28.05. | 13 | 1155.522
28.05. | 14 | 1184.6
28.05. | 15 | 1084.27
28.05. | 16 | 906.188
28.05. | 17 | 763.888
28.05. | 18 | 765.008
28.05. | 19 | 795.202
28.05. | 20 | 823.09
28.05. | 21 | 854.944
28.05. | 22 | 870.436
28.05. | 23 | 873.03
28.05. | 24 | 883.33
29.05. | 1 | 882.96
29.05. | 2 | 874.642
29.05. | 3 | 850.68
29.05. | 4 | 822.946
29.05. | 5 | 846.97
29.05. | 6 | 1022.476
29.05. | 7 | 1184.404
29.05. | 8 | 1297.808
29.05. | 9 | 1270.016
29.05. | 10 | 1241.646
29.05. | 11 | 1270.804
29.05. | 12 | 1295.05
29.05. | 13 | 1339.044
29.05. | 14 | 1370.2
29.05. | 15 | 1217.49
29.05. | 16 | 1010.982
29.05. | 17 | 845.776
29.05. | 18 | 848.35
29.05. | 19 | 876.782
29.05. | 20 | 878.622
29.05. | 21 | 868.642
29.05. | 22 | 849.712
29.05. | 23 | 796.844
29.05. | 24 | 791.528
30.05. | 1 | 779.668
30.05. | 2 | 758.778
30.05. | 3 | 716.322
30.05. | 4 | 674.482
30.05. | 5 | 696.662
30.05. | 6 | 858.136
30.05. | 7 | 1006.626
30.05. | 8 | 1091.748
30.05. | 9 | 1044.164
30.05. | 10 | 997.432
30.05. | 11 | 1006.886
30.05. | 12 | 1017.9
30.05. | 13 | 1026.532
30.05. | 14 | 1029.832
30.05. | 15 | 867.738
30.05. | 16 | 634.872
30.05. | 17 | 452.016
30.05. | 18 | 489.576
30.05. | 19 | 578.512
30.05. | 20 | 669.218
30.05. | 21 | 738.644
30.05. | 22 | 770.444
30.05. | 23 | 697.748
30.05. | 24 | 725.29
31.05. | 1 | 722.15
31.05. | 2 | 711
31.05. | 3 | 678.102
31.05. | 4 | 636.91
31.05. | 5 | 666.31
31.05. | 6 | 839.878
31.05. | 7 | 992.284
31.05. | 8 | 1066.406
31.05. | 9 | 1017.996
31.05. | 10 | 955.354
31.05. | 11 | 940.856
31.05. | 12 | 931.794
31.05. | 13 | 942.504
31.05. | 14 | 946.072
31.05. | 15 | 793.094
31.05. | 16 | 571.832
31.05. | 17 | 402.724
31.05. | 18 | 440.878
31.05. | 19 | 547.566
31.05. | 20 | 645.708
31.05. | 21 | 727.5
31.05. | 22 | 779.524
31.05. | 23 | 775.194
31.05. | 24 | 773.804
01.06. | 1 | 757.454
01.06. | 2 | 726.458
01.06. | 3 | 689.002
01.06. | 4 | 635.692
01.06. | 5 | 662.362
01.06. | 6 | 831.306
01.06. | 7 | 983.502
01.06. | 8 | 1046.716
01.06. | 9 | 1004.086
01.06. | 10 | 962.602
01.06. | 11 | 949.92
01.06. | 12 | 940.176
01.06. | 13 | 946.15
01.06. | 14 | 939.696
01.06. | 15 | 762.044
01.06. | 16 | 518.608
01.06. | 17 | 331.33
01.06. | 18 | 355.522
01.06. | 19 | 469.146
01.06. | 20 | 563.292
01.06. | 21 | 617.638
01.06. | 22 | 642.082
01.06. | 23 | 619.314
01.06. | 24 | 619.632
02.06. | 1 | 601.496
02.06. | 2 | 565.764
02.06. | 3 | 523.724
02.06. | 4 | 494.056
02.06. | 5 | 546.792
02.06. | 6 | 736.162
02.06. | 7 | 910.97
02.06. | 8 | 961.018
02.06. | 9 | 921.882
02.06. | 10 | 899.45
02.06. | 11 | 899.114
02.06. | 12 | 874.722
02.06. | 13 | 848.064
02.06. | 14 | 809.378
02.06. | 15 | 611.548
02.06. | 16 | 355.284
02.06. | 17 | 162.464
02.06. | 18 | 191.308
02.06. | 19 | 293.898
02.06. | 20 | 384.854
02.06. | 21 | 456.318
02.06. | 22 | 514.92
02.06. | 23 | 517.212
02.06. | 24 | 542.8
03.06. | 1 | 565.002
03.06. | 2 | 579.324
03.06. | 3 | 581.534
03.06. | 4 | 561.88
03.06. | 5 | 609.11
03.06. | 6 | 778.232
03.06. | 7 | 938.124
03.06. | 8 | 993.106
03.06. | 9 | 970.854
03.06. | 10 | 957.094
03.06. | 11 | 942.11
03.06. | 12 | 952.574
03.06. | 13 | 991.148
03.06. | 14 | 1020.94
03.06. | 15 | 906.202
03.06. | 16 | 746.73
03.06. | 17 | 665.558
03.06. | 18 | 762.154
03.06. | 19 | 859.578
03.06. | 20 | 907.3
03.06. | 21 | 930.472
03.06. | 22 | 936.89
03.06. | 23 | 911.582
03.06. | 24 | 884.544
04.06. | 1 | 856.856
04.06. | 2 | 830.57
04.06. | 3 | 813.184
04.06. | 4 | 791.704
04.06. | 5 | 842.836
04.06. | 6 | 1048.276
04.06. | 7 | 1247.938
04.06. | 8 | 1360.954
04.06. | 9 | 1388.344
04.06. | 10 | 1401.08
04.06. | 11 | 1444.836
04.06. | 12 | 1472.728
04.06. | 13 | 1502.194
04.06. | 14 | 1514.602
04.06. | 15 | 1350.264
04.06. | 16 | 1128.804
04.06. | 17 | 921.328
04.06. | 18 | 882.29
04.06. | 19 | 874.494
04.06. | 20 | 866.9
04.06. | 21 | 848.108
04.06. | 22 | 831.764
04.06. | 23 | 800.21
04.06. | 24 | 762.646
05.06. | 1 | 728
05.06. | 2 | 689.34
05.06. | 3 | 654.066
05.06. | 4 | 618.376
05.06. | 5 | 654.028
05.06. | 6 | 837.81
05.06. | 7 | 1010.998
05.06. | 8 | 1092.182
05.06. | 9 | 1090.204
05.06. | 10 | 1072.578
05.06. | 11 | 1129.248
05.06. | 12 | 1152.022
05.06. | 13 | 1186.37
05.06. | 14 | 1213.86
05.06. | 15 | 1050.916
05.06. | 16 | 826.542
05.06. | 17 | 618.362
05.06. | 18 | 596.096
05.06. | 19 | 619.236
05.06. | 20 | 652.684
05.06. | 21 | 682.158
05.06. | 22 | 696.146
05.06. | 23 | 682.912
05.06. | 24 | 637.324
06.06. | 1 | 593.156
06.06. | 2 | 538.688
06.06. | 3 | 489.706
06.06. | 4 | 439.194
06.06. | 5 | 468.812
06.06. | 6 | 647.48
06.06. | 7 | 832.766
06.06. | 8 | 915.918
06.06. | 9 | 917.222
06.06. | 10 | 916.35
06.06. | 11 | 914.572
06.06. | 12 | 937.93
06.06. | 13 | 967.17
06.06. | 14 | 979.164
06.06. | 15 | 821.688
06.06. | 16 | 610.164
06.06. | 17 | 440.202
06.06. | 18 | 469.322
06.06. | 19 | 567.804
06.06. | 20 | 653.786
06.06. | 21 | 731.604
06.06. | 22 | 772.66
06.06. | 23 | 714.422
06.06. | 24 | 696.38
07.06. | 1 | 690.928
07.06. | 2 | 694.272
07.06. | 3 | 686.076
07.06. | 4 | 687.68
07.06. | 5 | 755.39
07.06. | 6 | 941.898
07.06. | 7 | 1087.446
07.06. | 8 | 1150.436
07.06. | 9 | 1128.712
07.06. | 10 | 1119.656
07.06. | 11 | 1102.486
07.06. | 12 | 1067.902
07.06. | 13 | 1034.682
07.06. | 14 | 994.448
07.06. | 15 | 793.378
07.06. | 16 | 535.616
07.06. | 17 | 332.998
07.06. | 18 | 361.414
07.06. | 19 | 472.796
07.06. | 20 | 549.896
07.06. | 21 | 574.016
07.06. | 22 | 587.534
07.06. | 23 | 592.29
07.06. | 24 | 601.856
08.06. | 1 | 614.87
08.06. | 2 | 627.876
08.06. | 3 | 639.728
08.06. | 4 | 636.608
08.06. | 5 | 700.516
08.06. | 6 | 896.826
08.06. | 7 | 1088.226
08.06. | 8 | 1175.932
08.06. | 9 | 1158.726
08.06. | 10 | 1151.146
08.06. | 11 | 1115.7
08.06. | 12 | 1111.91
08.06. | 13 | 1114.8
08.06. | 14 | 1109.65
08.06. | 15 | 959.656
08.06. | 16 | 763.898
08.06. | 17 | 645.82
08.06. | 18 | 741.2
08.06. | 19 | 875.598
08.06. | 20 | 935.172
08.06. | 21 | 948.884
08.06. | 22 | 947.69
08.06. | 23 | 885.478
08.06. | 24 | 865.94
09.06. | 1 | 847.49
09.06. | 2 | 839.66
09.06. | 3 | 829
09.06. | 4 | 820.934
09.06. | 5 | 874.694
09.06. | 6 | 1066.232
09.06. | 7 | 1243.398
09.06. | 8 | 1347.746
09.06. | 9 | 1359.586
09.06. | 10 | 1363.28
09.06. | 11 | 1386.554
09.06. | 12 | 1383.186
09.06. | 13 | 1383.112
09.06. | 14 | 1382.638
09.06. | 15 | 1225.296
09.06. | 16 | 1003.784
09.06. | 17 | 844.858
09.06. | 18 | 842.528
09.06. | 19 | 902.12
09.06. | 20 | 933.976
09.06. | 21 | 947.682
09.06. | 22 | 944.988
09.06. | 23 | 926.49
09.06. | 24 | 914.518
10.06. | 1 | 903.036
10.06. | 2 | 885.524
10.06. | 3 | 870.802
10.06. | 4 | 854.33
10.06. | 5 | 909.842
10.06. | 6 | 1099.128
10.06. | 7 | 1286.728
10.06. | 8 | 1387.382
10.06. | 9 | 1399.152
10.06. | 10 | 1395.862
10.06. | 11 | 1423.442
10.06. | 12 | 1432.458
10.06. | 13 | 1434.81
10.06. | 14 | 1427.83
10.06. | 15 | 1263.734
10.06. | 16 | 1032.038
10.06. | 17 | 850.5
10.06. | 18 | 832.78
10.06. | 19 | 868.082
10.06. | 20 | 894.95
10.06. | 21 | 904.954
10.06. | 22 | 892.268
10.06. | 23 | 829.006
10.06. | 24 | 804.42
11.06. | 1 | 774.61
11.06. | 2 | 749.496
11.06. | 3 | 723.396
11.06. | 4 | 695.76
11.06. | 5 | 727.868
11.06. | 6 | 891.406
11.06. | 7 | 1060.316
11.06. | 8 | 1172.276
11.06. | 9 | 1197.754
11.06. | 10 | 1218.596
11.06. | 11 | 1254.04
11.06. | 12 | 1289.964
11.06. | 13 | 1345.99
11.06. | 14 | 1374.974
11.06. | 15 | 1233.282
11.06. | 16 | 992.192
11.06. | 17 | 792.882
11.06. | 18 | 730.282
11.06. | 19 | 754.3
11.06. | 20 | 758.994
11.06. | 21 | 773.518
11.06. | 22 | 773.848
11.06. | 23 | 747.08
11.06. | 24 | 719.704
12.06. | 1 | 678.558
12.06. | 2 | 647.338
12.06. | 3 | 603.982
12.06. | 4 | 563.624
12.06. | 5 | 589.078
12.06. | 6 | 762.612
12.06. | 7 | 947.27
12.06. | 8 | 1076.462
12.06. | 9 | 1112.5
12.06. | 10 | 1148.876
12.06. | 11 | 1175.516
12.06. | 12 | 1218.648
12.06. | 13 | 1251.976
12.06. | 14 | 1271.276
12.06. | 15 | 1111.594
12.06. | 16 | 876.576
12.06. | 17 | 667.304
12.06. | 18 | 625.022
12.06. | 19 | 683.18
12.06. | 20 | 731.592
12.06. | 21 | 756.924
12.06. | 22 | 759.564
12.06. | 23 | 731.392
12.06. | 24 | 717.202
13.06. | 1 | 686.938
13.06. | 2 | 653.674
13.06. | 3 | 629.444
13.06. | 4 | 596.082
13.06. | 5 | 629.264
13.06. | 6 | 782.812
13.06. | 7 | 938.512
13.06. | 8 | 1031.85
13.06. | 9 | 1041.246
13.06. | 10 | 1046.982
13.06. | 11 | 1082.188
13.06. | 12 | 1134.438
13.06. | 13 | 1196.426
13.06. | 14 | 1242.386
13.06. | 15 | 1111.032
13.06. | 16 | 883.072
13.06. | 17 | 669.342
13.06. | 18 | 611.244
13.06. | 19 | 652.442
13.06. | 20 | 698.376
13.06. | 21 | 727.876
13.06. | 22 | 733.208
13.06. | 23 | 740.304
13.06. | 24 | 713.182
14.06. | 1 | 687.29
14.06. | 2 | 649.314
14.06. | 3 | 602.138
14.06. | 4 | 548.062
14.06. | 5 | 568.112
14.06. | 6 | 716.494
14.06. | 7 | 883.928
14.06. | 8 | 984.934
14.06. | 9 | 996.094
14.06. | 10 | 999.922
14.06. | 11 | 1038.362
14.06. | 12 | 1096.528
14.06. | 13 | 1176.454
14.06. | 14 | 1233.156
14.06. | 15 | 1126.546
14.06. | 16 | 915.368
14.06. | 17 | 729.748
14.06. | 18 | 684.008
14.06. | 19 | 715.774
14.06. | 20 | 734.786
14.06. | 21 | 742.508
14.06. | 22 | 728.522
14.06. | 23 | 657.428
14.06. | 24 | 655.066
15.06. | 1 | 657.468
15.06. | 2 | 643.586
15.06. | 3 | 631.878
15.06. | 4 | 591.36
15.06. | 5 | 614.384
15.06. | 6 | 758.026
15.06. | 7 | 906.1
15.06. | 8 | 985.496
15.06. | 9 | 1004.922
15.06. | 10 | 1014.58
15.06. | 11 | 1047.558
15.06. | 12 | 1102.268
15.06. | 13 | 1178.19
15.06. | 14 | 1231
15.06. | 15 | 1119.74
15.06. | 16 | 907.088
15.06. | 17 | 726.426
15.06. | 18 | 684.646
15.06. | 19 | 724.798
15.06. | 20 | 764.816
15.06. | 21 | 789.32
15.06. | 22 | 792.422
15.06. | 23 | 780.742
15.06. | 24 | 762.398
16.06. | 1 | 762.296
16.06. | 2 | 742.982
16.06. | 3 | 728.704
16.06. | 4 | 691.338
16.06. | 5 | 735.812
16.06. | 6 | 896.25
16.06. | 7 | 1039.192
16.06. | 8 | 1089.296
16.06. | 9 | 1100.07
16.06. | 10 | 1137.564
16.06. | 11 | 1205.302
16.06. | 12 | 1269.056
16.06. | 13 | 1337.296
16.06. | 14 | 1393.838
16.06. | 15 | 1271.714
16.06. | 16 | 1051.082
16.06. | 17 | 842.976
16.06. | 18 | 788.21
16.06. | 19 | 812.554
16.06. | 20 | 852.352
16.06. | 21 | 880.6
16.06. | 22 | 905.482
16.06. | 23 | 930.49
16.06. | 24 | 943.612
17.06. | 1 | 946.342
17.06. | 2 | 926.428
17.06. | 3 | 903.25
17.06. | 4 | 857.804
17.06. | 5 | 868.526
17.06. | 6 | 990.888
17.06. | 7 | 1100.35
17.06. | 8 | 1123.03
17.06. | 9 | 1127.912
17.06. | 10 | 1157.524
17.06. | 11 | 1230.248
17.06. | 12 | 1246.966
17.06. | 13 | 1288.206
17.06. | 14 | 1329.052
17.06. | 15 | 1215.052
17.06. | 16 | 1005.834
17.06. | 17 | 791.362
17.06. | 18 | 727.962
17.06. | 19 | 759.746
17.06. | 20 | 788.018
17.06. | 21 | 803.012
17.06. | 22 | 784.074
17.06. | 23 | 758.182
17.06. | 24 | 726.888
18.06. | 1 | 713.406
18.06. | 2 | 689.326
18.06. | 3 | 664.272
18.06. | 4 | 630.026
18.06. | 5 | 662.586
18.06. | 6 | 817.576
18.06. | 7 | 967.136
18.06. | 8 | 991.634
18.06. | 9 | 959.868
18.06. | 10 | 956.064
18.06. | 11 | 965.828
18.06. | 12 | 988.926
18.06. | 13 | 1042.942
18.06. | 14 | 1089.914
18.06. | 15 | 996.994
18.06. | 16 | 817.594
18.06. | 17 | 637.796
18.06. | 18 | 575.532
18.06. | 19 | 572.58
18.06. | 20 | 577.502
18.06. | 21 | 584.004
18.06. | 22 | 576.552
18.06. | 23 | 546.338
18.06. | 24 | 512.65
19.06. | 1 | 484.516
19.06. | 2 | 462.598
19.06. | 3 | 440.206
19.06. | 4 | 414.342
19.06. | 5 | 454.714
19.06. | 6 | 632.928
19.06. | 7 | 827.476
19.06. | 8 | 928.01
19.06. | 9 | 922.09
19.06. | 10 | 938.362
19.06. | 11 | 1010.106
19.06. | 12 | 1075.214
19.06. | 13 | 1154.178
19.06. | 14 | 1219.82
19.06. | 15 | 1124.538
19.06. | 16 | 939.056
19.06. | 17 | 742.884
19.06. | 18 | 708.956
19.06. | 19 | 728.888
19.06. | 20 | 761.418
19.06. | 21 | 787.812
19.06. | 22 | 811.556
19.06. | 23 | 778.108
19.06. | 24 | 767.232
20.06. | 1 | 737.38
20.06. | 2 | 687.922
20.06. | 3 | 628.776
20.06. | 4 | 561.134
20.06. | 5 | 558.914
20.06. | 6 | 686.738
20.06. | 7 | 857.608
20.06. | 8 | 960.806
20.06. | 9 | 978.558
20.06. | 10 | 1013.516
20.06. | 11 | 1094.098
20.06. | 12 | 1173.936
20.06. | 13 | 1246.216
20.06. | 14 | 1294.922
20.06. | 15 | 1170.672
20.06. | 16 | 936.06
20.06. | 17 | 711.72
20.06. | 18 | 641.304
20.06. | 19 | 652.472
20.06. | 20 | 660.258
20.06. | 21 | 664.43
20.06. | 22 | 628.602
20.06. | 23 | 525.778
20.06. | 24 | 482.002
21.06. | 1 | 444.032
21.06. | 2 | 396.05
21.06. | 3 | 343.214
21.06. | 4 | 299.22
21.06. | 5 | 332.414
21.06. | 6 | 518.984
21.06. | 7 | 740.03
21.06. | 8 | 894.758
21.06. | 9 | 916.822
21.06. | 10 | 937.56
21.06. | 11 | 953.614
21.06. | 12 | 985.804
21.06. | 13 | 1025.282
21.06. | 14 | 1031.526
21.06. | 15 | 884.384
21.06. | 16 | 642.982
21.06. | 17 | 439.544
21.06. | 18 | 407.784
21.06. | 19 | 466.732
21.06. | 20 | 522.554
21.06. | 21 | 567.682
21.06. | 22 | 586.72
21.06. | 23 | 559.676
21.06. | 24 | 543.31
22.06. | 1 | 526.762
22.06. | 2 | 493.522
22.06. | 3 | 455.534
22.06. | 4 | 406.268
22.06. | 5 | 416.876
22.06. | 6 | 579.276
22.06. | 7 | 761.594
22.06. | 8 | 884.912
22.06. | 9 | 904.044
22.06. | 10 | 922.776
22.06. | 11 | 916.41
22.06. | 12 | 950.668
22.06. | 13 | 1007.886
22.06. | 14 | 1039.976
22.06. | 15 | 908.934
22.06. | 16 | 685.954
22.06. | 17 | 503.998
22.06. | 18 | 500.192
22.06. | 19 | 566.862
22.06. | 20 | 616.5
22.06. | 21 | 652.524
22.06. | 22 | 671.372
22.06. | 23 | 646.19
22.06. | 24 | 641.54
23.06. | 1 | 628.968
23.06. | 2 | 604.57
23.06. | 3 | 568.714
23.06. | 4 | 528.564
23.06. | 5 | 553.034
23.06. | 6 | 720.936
23.06. | 7 | 910.188
23.06. | 8 | 1019.754
23.06. | 9 | 1000.91
23.06. | 10 | 970.736
23.06. | 11 | 961.598
23.06. | 12 | 996.386
23.06. | 13 | 1034.458
23.06. | 14 | 1052.69
23.06. | 15 | 909.52
23.06. | 16 | 675.134
23.06. | 17 | 480.406
23.06. | 18 | 492.368
23.06. | 19 | 590.442
23.06. | 20 | 680.364
23.06. | 21 | 744.182
23.06. | 22 | 763.198
23.06. | 23 | 741.948
23.06. | 24 | 742.456
24.06. | 1 | 754.886
24.06. | 2 | 740.896
24.06. | 3 | 730.26
24.06. | 4 | 703.996
24.06. | 5 | 746.858
24.06. | 6 | 908.16
24.06. | 7 | 1075.984
24.06. | 8 | 1173.416
24.06. | 9 | 1165.266
24.06. | 10 | 1122.336
24.06. | 11 | 1165.572
24.06. | 12 | 1156.502
24.06. | 13 | 1163.094
24.06. | 14 | 1159.352
24.06. | 15 | 1011.458
24.06. | 16 | 772.566
24.06. | 17 | 575.012
24.06. | 18 | 555.628
24.06. | 19 | 632.002
24.06. | 20 | 706.404
24.06. | 21 | 746.992
24.06. | 22 | 755.422
24.06. | 23 | 711.18
24.06. | 24 | 705.406
25.06. | 1 | 709
25.06. | 2 | 710.718
25.06. | 3 | 707.258
25.06. | 4 | 689.464
25.06. | 5 | 711.818
25.06. | 6 | 850.352
25.06. | 7 | 999.352
25.06. | 8 | 1118.272
25.06. | 9 | 1151.028
25.06. | 10 | 1171.076
25.06. | 11 | 1243.474
25.06. | 12 | 1255.55
25.06. | 13 | 1281.97
25.06. | 14 | 1293.844
25.06. | 15 | 1144.172
25.06. | 16 | 914.256
25.06. | 17 | 715.844
25.06. | 18 | 650.394
25.06. | 19 | 686.432
25.06. | 20 | 716.744
25.06. | 21 | 733.92
25.06. | 22 | 740.728
25.06. | 23 | 712.374
25.06. | 24 | 712.652
26.06. | 1 | 713.208
26.06. | 2 | 679.812
26.06. | 3 | 623.616
26.06. | 4 | 554.306
26.06. | 5 | 544.522
26.06. | 6 | 681.05
26.06. | 7 | 832.922
26.06. | 8 | 926.316
26.06. | 9 | 921.028
26.06. | 10 | 913.424
26.06. | 11 | 942.384
26.06. | 12 | 960.738
26.06. | 13 | 993.796
26.06. | 14 | 1011.696
26.06. | 15 | 865.316
26.06. | 16 | 627.516
26.06. | 17 | 410.522
26.06. | 18 | 334.17
26.06. | 19 | 342.596
26.06. | 20 | 367.732
26.06. | 21 | 383.85
26.06. | 22 | 378.502
26.06. | 23 | 370.55
26.06. | 24 | 360.322
27.06. | 1 | 351.706
27.06. | 2 | 340.71
27.06. | 3 | 331.762
27.06. | 4 | 327.1
27.06. | 5 | 387.966
27.06. | 6 | 615.126
27.06. | 7 | 866.81
27.06. | 8 | 1019.13
27.06. | 9 | 1056.692
27.06. | 10 | 1082.912
27.06. | 11 | 1124.894
27.06. | 12 | 1144.844
27.06. | 13 | 1166.15
27.06. | 14 | 1172.68
27.06. | 15 | 1033.08
27.06. | 16 | 803.512
27.06. | 17 | 596.078
27.06. | 18 | 541.528
27.06. | 19 | 555.378
27.06. | 20 | 572.762
27.06. | 21 | 594.39
27.06. | 22 | 610.982
27.06. | 23 | 594.53
27.06. | 24 | 594.38
28.06. | 1 | 600.398
28.06. | 2 | 598.172
28.06. | 3 | 592.22
28.06. | 4 | 574.68
28.06. | 5 | 611.896
28.06. | 6 | 768.322
28.06. | 7 | 922.24
28.06. | 8 | 1022.106
28.06. | 9 | 996.7
28.06. | 10 | 975.446
28.06. | 11 | 1028.428
28.06. | 12 | 1036.478
28.06. | 13 | 1054.602
28.06. | 14 | 1039.984
28.06. | 15 | 885.798
28.06. | 16 | 632.71
28.06. | 17 | 432.248
28.06. | 18 | 414.92
28.06. | 19 | 466.458
28.06. | 20 | 515.132
28.06. | 21 | 544.318
28.06. | 22 | 546.418
28.06. | 23 | 512.166
28.06. | 24 | 502.266
29.06. | 1 | 488.88
29.06. | 2 | 454.882
29.06. | 3 | 412.504
29.06. | 4 | 364.296
29.06. | 5 | 373.53
29.06. | 6 | 537.648
29.06. | 7 | 718.766
29.06. | 8 | 833.354
29.06. | 9 | 829.574
29.06. | 10 | 832.306
29.06. | 11 | 881.576
29.06. | 12 | 924.814
29.06. | 13 | 965.072
29.06. | 14 | 981.344
29.06. | 15 | 843.666
29.06. | 16 | 623.596
29.06. | 17 | 432.91
29.06. | 18 | 418.45
29.06. | 19 | 477.266
29.06. | 20 | 546.836
29.06. | 21 | 597.542
29.06. | 22 | 624.242
29.06. | 23 | 603.25
29.06. | 24 | 584.63
30.06. | 1 | 575.386
30.06. | 2 | 552.724
30.06. | 3 | 522.906
30.06. | 4 | 485.23
30.06. | 5 | 500.794
30.06. | 6 | 658.004
30.06. | 7 | 840.018
30.06. | 8 | 956.712
30.06. | 9 | 943.946
30.06. | 10 | 928.206
30.06. | 11 | 921.62
30.06. | 12 | 938.438
30.06. | 13 | 980.282
30.06. | 14 | 1010.25
30.06. | 15 | 896.902
30.06. | 16 | 694.836
30.06. | 17 | 528.78
30.06. | 18 | 545.248
30.06. | 19 | 648.808
30.06. | 20 | 740.326
30.06. | 21 | 802.74
30.06. | 22 | 823.934
30.06. | 23 | 844.12
30.06. | 24 | 842.676
01.07. | 1 | 825.34
01.07. | 2 | 797.56
01.07. | 3 | 750.616
01.07. | 4 | 706.01
01.07. | 5 | 708.724
01.07. | 6 | 861.792
01.07. | 7 | 1007.148
01.07. | 8 | 1086.988
01.07. | 9 | 1069.076
01.07. | 10 | 1051.266
01.07. | 11 | 1099.876
01.07. | 12 | 1126.362
01.07. | 13 | 1157.464
01.07. | 14 | 1179.506
01.07. | 15 | 1051.676
01.07. | 16 | 838.648
01.07. | 17 | 647.128
01.07. | 18 | 635.68
01.07. | 19 | 679.602
01.07. | 20 | 735.06
01.07. | 21 | 763.968
01.07. | 22 | 779.782
01.07. | 23 | 744.108
01.07. | 24 | 749.068
02.07. | 1 | 734.894
02.07. | 2 | 703.482
02.07. | 3 | 673.028
02.07. | 4 | 627.784
02.07. | 5 | 653.344
02.07. | 6 | 821.12
02.07. | 7 | 970.338
02.07. | 8 | 1056.034
02.07. | 9 | 1044.322
02.07. | 10 | 1035.162
02.07. | 11 | 1030.738
02.07. | 12 | 1053.272
02.07. | 13 | 1094.274
02.07. | 14 | 1131.288
02.07. | 15 | 1014.82
02.07. | 16 | 815.208
02.07. | 17 | 643.156
02.07. | 18 | 633.256
02.07. | 19 | 691.582
02.07. | 20 | 729.204
02.07. | 21 | 764.966
02.07. | 22 | 774.23
02.07. | 23 | 686.302
02.07. | 24 | 690.186
03.07. | 1 | 706.4
03.07. | 2 | 705.648
03.07. | 3 | 702.006
03.07. | 4 | 666.148
03.07. | 5 | 687.82
03.07. | 6 | 825.308
03.07. | 7 | 952.994
03.07. | 8 | 1021.63
03.07. | 9 | 999.896
03.07. | 10 | 963.428
03.07. | 11 | 969.852
03.07. | 12 | 971.274
03.07. | 13 | 984.582
03.07. | 14 | 987.22
03.07. | 15 | 841.65
03.07. | 16 | 612.738
03.07. | 17 | 430.23
03.07. | 18 | 435.966
03.07. | 19 | 524.824
03.07. | 20 | 602.904
03.07. | 21 | 662.122
03.07. | 22 | 695.754
03.07. | 23 | 660.404
03.07. | 24 | 667.214
04.07. | 1 | 659.118
04.07. | 2 | 636.324
04.07. | 3 | 609.99
04.07. | 4 | 560.204
04.07. | 5 | 568.512
04.07. | 6 | 710.87
04.07. | 7 | 845.132
04.07. | 8 | 919.482
04.07. | 9 | 894.446
04.07. | 10 | 860.15
04.07. | 11 | 817.828
04.07. | 12 | 813.348
04.07. | 13 | 824.568
04.07. | 14 | 828.95
04.07. | 15 | 702.124
04.07. | 16 | 487.71
04.07. | 17 | 317.696
04.07. | 18 | 336.456
04.07. | 19 | 429.22
04.07. | 20 | 509.128
04.07. | 21 | 548.778
04.07. | 22 | 564.074
04.07. | 23 | 508.188
04.07. | 24 | 509.024
05.07. | 1 | 489.818
05.07. | 2 | 465.972
05.07. | 3 | 442.736
05.07. | 4 | 415.996
05.07. | 5 | 445.788
05.07. | 6 | 611.12
05.07. | 7 | 784.42
05.07. | 8 | 884.416
05.07. | 9 | 867.23
05.07. | 10 | 843.268
05.07. | 11 | 856.758
05.07. | 12 | 869.926
05.07. | 13 | 890.32
05.07. | 14 | 897.43
05.07. | 15 | 753.294
05.07. | 16 | 526.18
05.07. | 17 | 348.094
05.07. | 18 | 373
05.07. | 19 | 462.994
05.07. | 20 | 532.164
05.07. | 21 | 579.906
05.07. | 22 | 601.77
05.07. | 23 | 562.508
05.07. | 24 | 564.028
06.07. | 1 | 561.5
06.07. | 2 | 554.442
06.07. | 3 | 540.848
06.07. | 4 | 521.778
06.07. | 5 | 539.544
06.07. | 6 | 687.242
06.07. | 7 | 844.528
06.07. | 8 | 947.904
06.07. | 9 | 952.834
06.07. | 10 | 959.89
06.07. | 11 | 1006.63
06.07. | 12 | 1071.3
06.07. | 13 | 1122.406
06.07. | 14 | 1149.598
06.07. | 15 | 1005.71
06.07. | 16 | 772.288
06.07. | 17 | 554.352
06.07. | 18 | 510.418
06.07. | 19 | 548.69
06.07. | 20 | 574.454
06.07. | 21 | 587.582
06.07. | 22 | 573.658
06.07. | 23 | 573.098
06.07. | 24 | 528.738
07.07. | 1 | 487.324
07.07. | 2 | 447.222
07.07. | 3 | 404.126
07.07. | 4 | 358.766
07.07. | 5 | 364.252
07.07. | 6 | 530.848
07.07. | 7 | 727.208
07.07. | 8 | 876.344
07.07. | 9 | 913.85
07.07. | 10 | 957.038
07.07. | 11 | 1045.596
07.07. | 12 | 1088.628
07.07. | 13 | 1121.012
07.07. | 14 | 1136.224
07.07. | 15 | 996.17
07.07. | 16 | 753.822
07.07. | 17 | 525.836
07.07. | 18 | 443.466
07.07. | 19 | 449.596
07.07. | 20 | 451.744
07.07. | 21 | 440.996
07.07. | 22 | 424.29
07.07. | 23 | 403.776
07.07. | 24 | 364.304
08.07. | 1 | 331.77
08.07. | 2 | 296.732
08.07. | 3 | 272.062
08.07. | 4 | 240.356
08.07. | 5 | 260.764
08.07. | 6 | 449.246
08.07. | 7 | 668.652
08.07. | 8 | 828.17
08.07. | 9 | 855.654
08.07. | 10 | 903.044
08.07. | 11 | 937.348
08.07. | 12 | 989.66
08.07. | 13 | 1052.672
08.07. | 14 | 1099.068
08.07. | 15 | 993.202
08.07. | 16 | 775.192
08.07. | 17 | 573.854
08.07. | 18 | 497.284
08.07. | 19 | 492.93
08.07. | 20 | 494.342
08.07. | 21 | 483.124
08.07. | 22 | 453.028
08.07. | 23 | 418.494
08.07. | 24 | 394.462
09.07. | 1 | 378.032
09.07. | 2 | 356.576
09.07. | 3 | 328.18
09.07. | 4 | 291.052
09.07. | 5 | 312.024
09.07. | 6 | 492.44
09.07. | 7 | 703.656
09.07. | 8 | 848.126
09.07. | 9 | 864.83
09.07. | 10 | 900.484
09.07. | 11 | 948.048
09.07. | 12 | 979.362
09.07. | 13 | 1006.918
09.07. | 14 | 1016.428
09.07. | 15 | 883.314
09.07. | 16 | 645.074
09.07. | 17 | 441.086
09.07. | 18 | 400.536
09.07. | 19 | 438.444
09.07. | 20 | 488.242
09.07. | 21 | 515.574
09.07. | 22 | 524.678
09.07. | 23 | 584.962
09.07. | 24 | 574.862
10.07. | 1 | 565.518
10.07. | 2 | 552.52
10.07. | 3 | 531.594
10.07. | 4 | 504.254
10.07. | 5 | 514.794
10.07. | 6 | 680.378
10.07. | 7 | 857.68
10.07. | 8 | 970.93
10.07. | 9 | 969.616
10.07. | 10 | 971.786
10.07. | 11 | 1018.564
10.07. | 12 | 1044.264
10.07. | 13 | 1099.182
10.07. | 14 | 1146.714
10.07. | 15 | 1054.018
10.07. | 16 | 854.726
10.07. | 17 | 675.962
10.07. | 18 | 635.712
10.07. | 19 | 680.386
10.07. | 20 | 717.72
10.07. | 21 | 749.26
10.07. | 22 | 759.88
10.07. | 23 | 731.17
10.07. | 24 | 713.804
11.07. | 1 | 707.65
11.07. | 2 | 686.034
11.07. | 3 | 676.776
11.07. | 4 | 646.812
11.07. | 5 | 655.266
11.07. | 6 | 795.894
11.07. | 7 | 934.452
11.07. | 8 | 1020.362
11.07. | 9 | 1030.506
11.07. | 10 | 1068.55
11.07. | 11 | 1094.874
11.07. | 12 | 1172.386
11.07. | 13 | 1282.27
11.07. | 14 | 1367.878
11.07. | 15 | 1285.704
11.07. | 16 | 1092.982
11.07. | 17 | 907.198
11.07. | 18 | 833.826
11.07. | 19 | 821.634
11.07. | 20 | 821.464
11.07. | 21 | 812.868
11.07. | 22 | 799.134
11.07. | 23 | 700.85
11.07. | 24 | 683.506
12.07. | 1 | 675.028
12.07. | 2 | 643.378
12.07. | 3 | 617.988
12.07. | 4 | 569.03
12.07. | 5 | 566.706
12.07. | 6 | 726.282
12.07. | 7 | 903.372
12.07. | 8 | 1026.672
12.07. | 9 | 1047.436
12.07. | 10 | 1062.322
12.07. | 11 | 1067.784
12.07. | 12 | 1113.69
12.07. | 13 | 1171.31
12.07. | 14 | 1204.148
12.07. | 15 | 1097.346
12.07. | 16 | 876.926
12.07. | 17 | 703.462
12.07. | 18 | 676.06
12.07. | 19 | 723.606
12.07. | 20 | 767.036
12.07. | 21 | 790.584
12.07. | 22 | 815.958
12.07. | 23 | 808.82
12.07. | 24 | 798.594
13.07. | 1 | 775.55
13.07. | 2 | 739.058
13.07. | 3 | 690.192
13.07. | 4 | 617.362
13.07. | 5 | 588.062
13.07. | 6 | 695.282
13.07. | 7 | 832.176
13.07. | 8 | 931.47
13.07. | 9 | 927.232
13.07. | 10 | 916.018
13.07. | 11 | 886.904
13.07. | 12 | 912.624
13.07. | 13 | 957.974
13.07. | 14 | 999.676
13.07. | 15 | 889.562
13.07. | 16 | 681.744
13.07. | 17 | 499.406
13.07. | 18 | 466.762
13.07. | 19 | 508.274
13.07. | 20 | 545.18
13.07. | 21 | 557.972
13.07. | 22 | 555.93
13.07. | 23 | 495.572
13.07. | 24 | 468.646
14.07. | 1 | 456.428
14.07. | 2 | 426.904
14.07. | 3 | 393.004
14.07. | 4 | 351.03
14.07. | 5 | 354.49
14.07. | 6 | 512.274
14.07. | 7 | 705.202
14.07. | 8 | 817.124
14.07. | 9 | 797.612
14.07. | 10 | 782.208
14.07. | 11 | 800.356
14.07. | 12 | 824.698
14.07. | 13 | 867.088
14.07. | 14 | 896.72
14.07. | 15 | 780.05
14.07. | 16 | 570.15
14.07. | 17 | 386.168
14.07. | 18 | 379.966
14.07. | 19 | 441.724
14.07. | 20 | 488.086
14.07. | 21 | 522.412
14.07. | 22 | 528.614
14.07. | 23 | 459.048
14.07. | 24 | 452.46
15.07. | 1 | 437.432
15.07. | 2 | 417.6
15.07. | 3 | 400.686
15.07. | 4 | 366.398
15.07. | 5 | 382.648
15.07. | 6 | 536.484
15.07. | 7 | 726.864
15.07. | 8 | 837.478
15.07. | 9 | 811.608
15.07. | 10 | 788.562
15.07. | 11 | 791.158
15.07. | 12 | 800.334
15.07. | 13 | 822.364
15.07. | 14 | 836.564
15.07. | 15 | 707.974
15.07. | 16 | 491.068
15.07. | 17 | 318.344
15.07. | 18 | 337.776
15.07. | 19 | 425.538
15.07. | 20 | 486.004
15.07. | 21 | 508.332
15.07. | 22 | 502.128
15.07. | 23 | 453.732
15.07. | 24 | 436.276
16.07. | 1 | 408.656
16.07. | 2 | 369.904
16.07. | 3 | 332.478
16.07. | 4 | 293.388
16.07. | 5 | 305.258
16.07. | 6 | 476.638
16.07. | 7 | 668.156
16.07. | 8 | 791.536
16.07. | 9 | 778.504
16.07. | 10 | 771.962
16.07. | 11 | 767.084
16.07. | 12 | 784.324
16.07. | 13 | 814.408
16.07. | 14 | 831.584
16.07. | 15 | 712.412
16.07. | 16 | 501.506
16.07. | 17 | 326.854
16.07. | 18 | 332.136
16.07. | 19 | 405.302
16.07. | 20 | 468.406
16.07. | 21 | 499.496
16.07. | 22 | 501.678
16.07. | 23 | 454.494
16.07. | 24 | 454.406
17.07. | 1 | 441.464
17.07. | 2 | 404.886
17.07. | 3 | 369.798
17.07. | 4 | 318.708
17.07. | 5 | 308.876
17.07. | 6 | 459.552
17.07. | 7 | 658.766
17.07. | 8 | 777.344
17.07. | 9 | 766.468
17.07. | 10 | 766.424
17.07. | 11 | 772.008
17.07. | 12 | 804.6
17.07. | 13 | 851.248
17.07. | 14 | 885.358
17.07. | 15 | 773.262
17.07. | 16 | 555.576
17.07. | 17 | 366.374
17.07. | 18 | 344.856
17.07. | 19 | 405.578
17.07. | 20 | 452.866
17.07. | 21 | 470.906
17.07. | 22 | 467.632
17.07. | 23 | 506.212
17.07. | 24 | 511.626
18.07. | 1 | 513.548
18.07. | 2 | 495.236
18.07. | 3 | 466.798
18.07. | 4 | 417.626
18.07. | 5 | 419.046
18.07. | 6 | 557.694
18.07. | 7 | 735.334
18.07. | 8 | 837.696
18.07. | 9 | 826.424
18.07. | 10 | 823.7
18.07. | 11 | 845.638
18.07. | 12 | 883.942
18.07. | 13 | 934.846
18.07. | 14 | 977.474
18.07. | 15 | 871.294
18.07. | 16 | 665.878
18.07. | 17 | 475.502
18.07. | 18 | 451.996
18.07. | 19 | 509.134
18.07. | 20 | 552.188
18.07. | 21 | 588.4
18.07. | 22 | 575.782
18.07. | 23 | 555.77
18.07. | 24 | 553.698
19.07. | 1 | 540.584
19.07. | 2 | 514.85
19.07. | 3 | 476.024
19.07. | 4 | 427.48
19.07. | 5 | 410.388
19.07. | 6 | 543.904
19.07. | 7 | 720.124
19.07. | 8 | 836.416
19.07. | 9 | 842.786
19.07. | 10 | 861.866
19.07. | 11 | 886.436
19.07. | 12 | 930.988
19.07. | 13 | 989.954
19.07. | 14 | 1025.378
19.07. | 15 | 911.446
19.07. | 16 | 692.504
19.07. | 17 | 489.184
19.07. | 18 | 455.36
19.07. | 19 | 492.542
19.07. | 20 | 524.704
19.07. | 21 | 532.538
19.07. | 22 | 534.176
19.07. | 23 | 480.286
19.07. | 24 | 458.378
20.07. | 1 | 435.118
20.07. | 2 | 398.614
20.07. | 3 | 366.356
20.07. | 4 | 317.972
20.07. | 5 | 308.312
20.07. | 6 | 468.888
20.07. | 7 | 662.79
20.07. | 8 | 786.856
20.07. | 9 | 790.316
20.07. | 10 | 797.314
20.07. | 11 | 839.516
20.07. | 12 | 876.088
20.07. | 13 | 926.86
20.07. | 14 | 957.084
20.07. | 15 | 829.97
20.07. | 16 | 586.478
20.07. | 17 | 363.008
20.07. | 18 | 319.756
20.07. | 19 | 351.866
20.07. | 20 | 387.968
20.07. | 21 | 404.172
20.07. | 22 | 403.458
20.07. | 23 | 395.534
20.07. | 24 | 387.798
21.07. | 1 | 387.28
21.07. | 2 | 367.492
21.07. | 3 | 347.298
21.07. | 4 | 318.536
21.07. | 5 | 334.654
21.07. | 6 | 508.894
21.07. | 7 | 713.71
21.07. | 8 | 827.94
21.07. | 9 | 817.806
21.07. | 10 | 815.506
21.07. | 11 | 810.728
21.07. | 12 | 839.978
21.07. | 13 | 881.838
21.07. | 14 | 914.62
21.07. | 15 | 796.384
21.07. | 16 | 562.36
21.07. | 17 | 360.936
21.07. | 18 | 313.97
21.07. | 19 | 359.728
21.07. | 20 | 405.71
21.07. | 21 | 438.448
21.07. | 22 | 443.92
21.07. | 23 | 413.976
21.07. | 24 | 383.782
22.07. | 1 | 351.696
22.07. | 2 | 317.246
22.07. | 3 | 278.646
22.07. | 4 | 243.044
22.07. | 5 | 257.65
22.07. | 6 | 437.156
22.07. | 7 | 660.262
22.07. | 8 | 796.988
22.07. | 9 | 789.464
22.07. | 10 | 783.726
22.07. | 11 | 796.244
22.07. | 12 | 823.322
22.07. | 13 | 858.246
22.07. | 14 | 879.758
22.07. | 15 | 750.416
22.07. | 16 | 508.928
22.07. | 17 | 297.386
22.07. | 18 | 263.47
22.07. | 19 | 301.782
22.07. | 20 | 326.588
22.07. | 21 | 322.01
22.07. | 22 | 305.324
22.07. | 23 | 255.242
22.07. | 24 | 247.696
23.07. | 1 | 251.062
23.07. | 2 | 258.17
23.07. | 3 | 256.012
23.07. | 4 | 242.738
23.07. | 5 | 260.87
23.07. | 6 | 437.746
23.07. | 7 | 642.176
23.07. | 8 | 763.306
23.07. | 9 | 746.506
23.07. | 10 | 740.152
23.07. | 11 | 755.856
23.07. | 12 | 777.514
23.07. | 13 | 812.192
23.07. | 14 | 837.152
23.07. | 15 | 712.136
23.07. | 16 | 486.836
23.07. | 17 | 279.02
23.07. | 18 | 247.632
23.07. | 19 | 277.03
23.07. | 20 | 295.762
23.07. | 21 | 297.412
23.07. | 22 | 282.912
23.07. | 23 | 265.998
23.07. | 24 | 262.662
24.07. | 1 | 265.358
24.07. | 2 | 269.31
24.07. | 3 | 256.532
24.07. | 4 | 228.048
24.07. | 5 | 238.308
24.07. | 6 | 415.98
24.07. | 7 | 638.67
24.07. | 8 | 769.092
24.07. | 9 | 758.76
24.07. | 10 | 752.988
24.07. | 11 | 748.892
24.07. | 12 | 765.29
24.07. | 13 | 793.786
24.07. | 14 | 818.062
24.07. | 15 | 694.34
24.07. | 16 | 472.508
24.07. | 17 | 278.126
24.07. | 18 | 275.58
24.07. | 19 | 344.408
24.07. | 20 | 394.32
24.07. | 21 | 433.268
24.07. | 22 | 453.174
24.07. | 23 | 472.314
24.07. | 24 | 479.176
25.07. | 1 | 493.386
25.07. | 2 | 493.384
25.07. | 3 | 490.96
25.07. | 4 | 470.692
25.07. | 5 | 485.15
25.07. | 6 | 660.522
25.07. | 7 | 841.066
25.07. | 8 | 927.65
25.07. | 9 | 876.398
25.07. | 10 | 867.05
25.07. | 11 | 884.936
25.07. | 12 | 902.71
25.07. | 13 | 947.048
25.07. | 14 | 986.85
25.07. | 15 | 887.326
25.07. | 16 | 696.934
25.07. | 17 | 544.088
25.07. | 18 | 567.712
25.07. | 19 | 643.47
25.07. | 20 | 699.42
25.07. | 21 | 732.746
25.07. | 22 | 750.798
25.07. | 23 | 764.316
25.07. | 24 | 780.938
26.07. | 1 | 792.67
26.07. | 2 | 785.762
26.07. | 3 | 761.604
26.07. | 4 | 717.138
26.07. | 5 | 701.556
26.07. | 6 | 818.804
26.07. | 7 | 945.074
26.07. | 8 | 974.154
26.07. | 9 | 923.994
26.07. | 10 | 914.018
26.07. | 11 | 956.606
26.07. | 12 | 1012.094
26.07. | 13 | 1083.08
26.07. | 14 | 1141.838
26.07. | 15 | 1044.478
26.07. | 16 | 832.92
26.07. | 17 | 648.478
26.07. | 18 | 621.978
26.07. | 19 | 674.532
26.07. | 20 | 694.804
26.07. | 21 | 706.256
26.07. | 22 | 675.364
26.07. | 23 | 643.672
26.07. | 24 | 599.588
27.07. | 1 | 559.48
27.07. | 2 | 507.014
27.07. | 3 | 443.246
27.07. | 4 | 389.212
27.07. | 5 | 376.51
27.07. | 6 | 530.858
27.07. | 7 | 720.32
27.07. | 8 | 849.246
27.07. | 9 | 853.02
27.07. | 10 | 867.23
27.07. | 11 | 892
27.07. | 12 | 940.232
27.07. | 13 | 996.826
27.07. | 14 | 1034.494
27.07. | 15 | 927.122
27.07. | 16 | 709.288
27.07. | 17 | 510.19
27.07. | 18 | 452.514
27.07. | 19 | 486.986
27.07. | 20 | 528.414
27.07. | 21 | 558.564
27.07. | 22 | 575.432
27.07. | 23 | 562.588
27.07. | 24 | 529.304
28.07. | 1 | 480.148
28.07. | 2 | 418.952
28.07. | 3 | 359.596
28.07. | 4 | 299.866
28.07. | 5 | 292.012
28.07. | 6 | 454.104
28.07. | 7 | 661.296
28.07. | 8 | 782.396
28.07. | 9 | 772.758
28.07. | 10 | 772.382
28.07. | 11 | 783.566
28.07. | 12 | 809.914
28.07. | 13 | 839.624
28.07. | 14 | 850.748
28.07. | 15 | 702.992
28.07. | 16 | 467.36
28.07. | 17 | 263.536
28.07. | 18 | 263.284
28.07. | 19 | 348.484
28.07. | 20 | 431.188
28.07. | 21 | 481.36
28.07. | 22 | 503.048
28.07. | 23 | 490.304
28.07. | 24 | 459.156
29.07. | 1 | 430.726
29.07. | 2 | 411.636
29.07. | 3 | 385.654
29.07. | 4 | 353.544
29.07. | 5 | 363.828
29.07. | 6 | 519.954
29.07. | 7 | 707.892
29.07. | 8 | 796.896
29.07. | 9 | 771.83
29.07. | 10 | 738.43
29.07. | 11 | 730.264
29.07. | 12 | 731.93
29.07. | 13 | 754.028
29.07. | 14 | 765.676
29.07. | 15 | 631.17
29.07. | 16 | 417.984
29.07. | 17 | 247.444
29.07. | 18 | 265.742
29.07. | 19 | 353.598
29.07. | 20 | 440.192
29.07. | 21 | 492.478
29.07. | 22 | 513.648
29.07. | 23 | 528.074
29.07. | 24 | 494.534
30.07. | 1 | 450.342
30.07. | 2 | 389.878
30.07. | 3 | 330.264
30.07. | 4 | 271.892
30.07. | 5 | 255.58
30.07. | 6 | 415.872
30.07. | 7 | 625.276
30.07. | 8 | 744.778
30.07. | 9 | 726.688
30.07. | 10 | 710.298
30.07. | 11 | 725.366
30.07. | 12 | 752.054
30.07. | 13 | 806.528
30.07. | 14 | 834.904
30.07. | 15 | 700.456
30.07. | 16 | 480.066
30.07. | 17 | 296.042
30.07. | 18 | 306.998
30.07. | 19 | 380.232
30.07. | 20 | 449.522
30.07. | 21 | 483.834
30.07. | 22 | 485.992
30.07. | 23 | 495.648
30.07. | 24 | 482.132
31.07. | 1 | 458.628
31.07. | 2 | 418.584
31.07. | 3 | 381.254
31.07. | 4 | 326.84
31.07. | 5 | 315.994
31.07. | 6 | 464.954
31.07. | 7 | 659.282
31.07. | 8 | 787.434
31.07. | 9 | 765.938
31.07. | 10 | 748.932
31.07. | 11 | 753.586
31.07. | 12 | 774.454
31.07. | 13 | 807.952
31.07. | 14 | 825.034
31.07. | 15 | 693.894
31.07. | 16 | 481.54
31.07. | 17 | 313.188
31.07. | 18 | 346.512
31.07. | 19 | 447.28
31.07. | 20 | 534.77
31.07. | 21 | 596.458
31.07. | 22 | 610.732
31.07. | 23 | 643.218
31.07. | 24 | 617.558
01.08. | 1 | 590.902
01.08. | 2 | 565.688
01.08. | 3 | 517.13
01.08. | 4 | 472.06
01.08. | 5 | 444.814
01.08. | 6 | 571.102
01.08. | 7 | 734.278
01.08. | 8 | 830.852
01.08. | 9 | 796.036
01.08. | 10 | 778.152
01.08. | 11 | 765.438
01.08. | 12 | 778.938
01.08. | 13 | 807.486
01.08. | 14 | 817.942
01.08. | 15 | 687.974
01.08. | 16 | 484.144
01.08. | 17 | 340.938
01.08. | 18 | 401.14
01.08. | 19 | 509.488
01.08. | 20 | 590.604
01.08. | 21 | 639.718
01.08. | 22 | 646.022
01.08. | 23 | 561.552
01.08. | 24 | 540.384
02.08. | 1 | 508.796
02.08. | 2 | 470.152
02.08. | 3 | 433.94
02.08. | 4 | 401.618
02.08. | 5 | 412.176
02.08. | 6 | 586.968
02.08. | 7 | 773.046
02.08. | 8 | 876.738
02.08. | 9 | 842.952
02.08. | 10 | 822.262
02.08. | 11 | 817.166
02.08. | 12 | 811.466
02.08. | 13 | 831.966
02.08. | 14 | 836.874
02.08. | 15 | 690.298
02.08. | 16 | 470.002
02.08. | 17 | 310.612
02.08. | 18 | 355.354
02.08. | 19 | 467.938
02.08. | 20 | 554.628
02.08. | 21 | 612.688
02.08. | 22 | 634.488
02.08. | 23 | 621.078
02.08. | 24 | 604.256
03.08. | 1 | 586.636
03.08. | 2 | 566.02
03.08. | 3 | 533.042
03.08. | 4 | 488.738
03.08. | 5 | 471.33
03.08. | 6 | 607.11
03.08. | 7 | 784.218
03.08. | 8 | 894.92
03.08. | 9 | 866.024
03.08. | 10 | 847.704
03.08. | 11 | 856.458
03.08. | 12 | 835.556
03.08. | 13 | 847.702
03.08. | 14 | 852.384
03.08. | 15 | 696.866
03.08. | 16 | 490.192
03.08. | 17 | 321.01
03.08. | 18 | 354.508
03.08. | 19 | 448.966
03.08. | 20 | 532.23
03.08. | 21 | 583.206
03.08. | 22 | 612.646
03.08. | 23 | 582.282
03.08. | 24 | 597.146
04.08. | 1 | 600.266
04.08. | 2 | 601.154
04.08. | 3 | 588.646
04.08. | 4 | 547.284
04.08. | 5 | 536.462
04.08. | 6 | 679.396
04.08. | 7 | 848.966
04.08. | 8 | 947.348
04.08. | 9 | 920.544
04.08. | 10 | 901.548
04.08. | 11 | 876.418
04.08. | 12 | 878.54
04.08. | 13 | 904.846
04.08. | 14 | 923.596
04.08. | 15 | 775.232
04.08. | 16 | 573.09
04.08. | 17 | 398.746
04.08. | 18 | 411.636
04.08. | 19 | 474.712
04.08. | 20 | 546.504
04.08. | 21 | 602.302
04.08. | 22 | 620.69
04.08. | 23 | 614.34
04.08. | 24 | 599.774
05.08. | 1 | 584.602
05.08. | 2 | 567.992
05.08. | 3 | 541.092
05.08. | 4 | 496.964
05.08. | 5 | 489.952
05.08. | 6 | 636.61
05.08. | 7 | 819.09
05.08. | 8 | 938.472
05.08. | 9 | 941.272
05.08. | 10 | 941.034
05.08. | 11 | 989.418
05.08. | 12 | 988.08
05.08. | 13 | 988.168
05.08. | 14 | 972.424
05.08. | 15 | 796.362
05.08. | 16 | 568.556
05.08. | 17 | 384.12
05.08. | 18 | 388.604
05.08. | 19 | 443.576
05.08. | 20 | 489.572
05.08. | 21 | 525.638
05.08. | 22 | 547.538
05.08. | 23 | 557.468
05.08. | 24 | 563.834
06.08. | 1 | 569.146
06.08. | 2 | 565.636
06.08. | 3 | 542.014
06.08. | 4 | 488.318
06.08. | 5 | 469.97
06.08. | 6 | 609.426
06.08. | 7 | 794.48
06.08. | 8 | 926.302
06.08. | 9 | 940.238
06.08. | 10 | 958.468
06.08. | 11 | 994.99
06.08. | 12 | 992.872
06.08. | 13 | 994.84
06.08. | 14 | 984.312
06.08. | 15 | 814.452
06.08. | 16 | 562.646
06.08. | 17 | 348.07
06.08. | 18 | 316.058
06.08. | 19 | 344.918
06.08. | 20 | 379.436
06.08. | 21 | 389.024
06.08. | 22 | 383.396
06.08. | 23 | 400.888
06.08. | 24 | 397.884
07.08. | 1 | 409.308
07.08. | 2 | 422.182
07.08. | 3 | 420.962
07.08. | 4 | 414.126
07.08. | 5 | 425.742
07.08. | 6 | 591.138
07.08. | 7 | 788.71
07.08. | 8 | 907.62
07.08. | 9 | 892.942
07.08. | 10 | 890.95
07.08. | 11 | 882.906
07.08. | 12 | 888.902
07.08. | 13 | 892.768
07.08. | 14 | 887.97
07.08. | 15 | 723.946
07.08. | 16 | 488.27
07.08. | 17 | 299.594
07.08. | 18 | 296.572
07.08. | 19 | 349.504
07.08. | 20 | 408.794
07.08. | 21 | 446.518
07.08. | 22 | 469.33
07.08. | 23 | 451.704
07.08. | 24 | 459.346
08.08. | 1 | 462.92
08.08. | 2 | 473.508
08.08. | 3 | 481.418
08.08. | 4 | 478.66
08.08. | 5 | 491.866
08.08. | 6 | 659.182
08.08. | 7 | 846.474
08.08. | 8 | 965.156
08.08. | 9 | 986.176
08.08. | 10 | 1021.37
08.08. | 11 | 1028.926
08.08. | 12 | 996.4
08.08. | 13 | 993.69
08.08. | 14 | 1012.092
08.08. | 15 | 899.55
08.08. | 16 | 732.782
08.08. | 17 | 601.63
08.08. | 18 | 662.992
08.08. | 19 | 773.622
08.08. | 20 | 853.338
08.08. | 21 | 891.162
08.08. | 22 | 903.416
08.08. | 23 | 909.952
08.08. | 24 | 899.702
09.08. | 1 | 888.38
09.08. | 2 | 877.798
09.08. | 3 | 862.182
09.08. | 4 | 834.082
09.08. | 5 | 824.252
09.08. | 6 | 986.514
09.08. | 7 | 1180.322
09.08. | 8 | 1280.674
09.08. | 9 | 1296.636
09.08. | 10 | 1324.34
09.08. | 11 | 1341.926
09.08. | 12 | 1345.016
09.08. | 13 | 1342.798
09.08. | 14 | 1316.032
09.08. | 15 | 1132.652
09.08. | 16 | 936.436
09.08. | 17 | 789.414
09.08. | 18 | 826.474
09.08. | 19 | 899.618
09.08. | 20 | 949.67
09.08. | 21 | 969.28
09.08. | 22 | 963.508
09.08. | 23 | 966.008
09.08. | 24 | 940.954
10.08. | 1 | 913.084
10.08. | 2 | 896.542
10.08. | 3 | 875.592
10.08. | 4 | 854.368
10.08. | 5 | 863.188
10.08. | 6 | 1029.912
10.08. | 7 | 1206.166
10.08. | 8 | 1316.67
10.08. | 9 | 1339.654
10.08. | 10 | 1341.85
10.08. | 11 | 1323.732
10.08. | 12 | 1304.802
10.08. | 13 | 1274.134
10.08. | 14 | 1230.124
10.08. | 15 | 1033.62
10.08. | 16 | 800.388
10.08. | 17 | 624.944
10.08. | 18 | 649.61
10.08. | 19 | 748.436
10.08. | 20 | 815.504
10.08. | 21 | 867.014
10.08. | 22 | 891.47
10.08. | 23 | 918.17
10.08. | 24 | 918.954
11.08. | 1 | 908.602
11.08. | 2 | 876.374
11.08. | 3 | 836.446
11.08. | 4 | 794.474
11.08. | 5 | 778.676
11.08. | 6 | 928.114
11.08. | 7 | 1093.67
11.08. | 8 | 1176.618
11.08. | 9 | 1142.918
11.08. | 10 | 1117.036
11.08. | 11 | 1116.766
11.08. | 12 | 1047.622
11.08. | 13 | 997.426
11.08. | 14 | 954.816
11.08. | 15 | 772.398
11.08. | 16 | 559.6
11.08. | 17 | 428.932
11.08. | 18 | 520.352
11.08. | 19 | 648.818
11.08. | 20 | 761.994
11.08. | 21 | 821.788
11.08. | 22 | 836.488
11.08. | 23 | 869.346
11.08. | 24 | 830.99
12.08. | 1 | 809.004
12.08. | 2 | 774.806
12.08. | 3 | 739.592
12.08. | 4 | 691.774
12.08. | 5 | 667.058
12.08. | 6 | 795.902
12.08. | 7 | 951.952
12.08. | 8 | 1031.42
12.08. | 9 | 995.208
12.08. | 10 | 981.678
12.08. | 11 | 974.272
12.08. | 12 | 943.58
12.08. | 13 | 933.07
12.08. | 14 | 923.914
12.08. | 15 | 770.17
12.08. | 16 | 582.538
12.08. | 17 | 477.322
12.08. | 18 | 567.994
12.08. | 19 | 685.958
12.08. | 20 | 758.542
12.08. | 21 | 805.128
12.08. | 22 | 823.316
12.08. | 23 | 852.254
12.08. | 24 | 812.352
13.08. | 1 | 774.94
13.08. | 2 | 735.316
13.08. | 3 | 699.37
13.08. | 4 | 651.734
13.08. | 5 | 625.624
13.08. | 6 | 740.23
13.08. | 7 | 884.53
13.08. | 8 | 975.442
13.08. | 9 | 959.232
13.08. | 10 | 930.704
13.08. | 11 | 922.006
13.08. | 12 | 901.832
13.08. | 13 | 907.076
13.08. | 14 | 903.514
13.08. | 15 | 742.422
13.08. | 16 | 524.698
13.08. | 17 | 359.306
13.08. | 18 | 388.844
13.08. | 19 | 482.266
13.08. | 20 | 566.812
13.08. | 21 | 621.504
13.08. | 22 | 632.866
13.08. | 23 | 696.86
13.08. | 24 | 710.528
14.08. | 1 | 716.372
14.08. | 2 | 690.132
14.08. | 3 | 658.252
14.08. | 4 | 595.284
14.08. | 5 | 572.98
14.08. | 6 | 711.474
14.08. | 7 | 880.614
14.08. | 8 | 973.01
14.08. | 9 | 939.69
14.08. | 10 | 901.102
14.08. | 11 | 881.24
14.08. | 12 | 870.56
14.08. | 13 | 888.312
14.08. | 14 | 891.464
14.08. | 15 | 727.996
14.08. | 16 | 502.834
14.08. | 17 | 337.67
14.08. | 18 | 356.346
14.08. | 19 | 426.842
14.08. | 20 | 493.75
14.08. | 21 | 547.39
14.08. | 22 | 581.094
14.08. | 23 | 641.402
14.08. | 24 | 650.154
15.08. | 1 | 651.594
15.08. | 2 | 639.564
15.08. | 3 | 619.064
15.08. | 4 | 557.894
15.08. | 5 | 535.546
15.08. | 6 | 668.118
15.08. | 7 | 827.846
15.08. | 8 | 918.18
15.08. | 9 | 881.046
15.08. | 10 | 872.862
15.08. | 11 | 892.79
15.08. | 12 | 935.766
15.08. | 13 | 1004.254
15.08. | 14 | 1062.132
15.08. | 15 | 935.614
15.08. | 16 | 716.55
15.08. | 17 | 526.71
15.08. | 18 | 504.38
15.08. | 19 | 538.11
15.08. | 20 | 576.134
15.08. | 21 | 600.118
15.08. | 22 | 614.76
15.08. | 23 | 606.574
15.08. | 24 | 606.388
16.08. | 1 | 586.494
16.08. | 2 | 549.258
16.08. | 3 | 505.408
16.08. | 4 | 451.904
16.08. | 5 | 427.91
16.08. | 6 | 568.086
16.08. | 7 | 751.036
16.08. | 8 | 869.128
16.08. | 9 | 852.33
16.08. | 10 | 865.126
16.08. | 11 | 937.522
16.08. | 12 | 955.602
16.08. | 13 | 974.452
16.08. | 14 | 987.196
16.08. | 15 | 845.218
16.08. | 16 | 639.374
16.08. | 17 | 500.584
16.08. | 18 | 543.626
16.08. | 19 | 626.788
16.08. | 20 | 697.114
16.08. | 21 | 740.776
16.08. | 22 | 761.806
16.08. | 23 | 798.986
16.08. | 24 | 798.656
17.08. | 1 | 811.03
17.08. | 2 | 824.476
17.08. | 3 | 812.968
17.08. | 4 | 784.496
17.08. | 5 | 785.514
17.08. | 6 | 924.39
17.08. | 7 | 1079.32
17.08. | 8 | 1164.152
17.08. | 9 | 1134.966
17.08. | 10 | 1095.426
17.08. | 11 | 1076.514
17.08. | 12 | 1029.312
17.08. | 13 | 1033.274
17.08. | 14 | 1064.654
17.08. | 15 | 926.784
17.08. | 16 | 754.73
17.08. | 17 | 649.878
17.08. | 18 | 710.646
17.08. | 19 | 787.492
17.08. | 20 | 836.556
17.08. | 21 | 865.684
17.08. | 22 | 869.93
17.08. | 23 | 867.598
17.08. | 24 | 860.644
18.08. | 1 | 863.286
18.08. | 2 | 860.41
18.08. | 3 | 851.906
18.08. | 4 | 828.146
18.08. | 5 | 812.39
18.08. | 6 | 936.84
18.08. | 7 | 1051.66
18.08. | 8 | 1114.982
18.08. | 9 | 1046.356
18.08. | 10 | 983.648
18.08. | 11 | 1039.174
18.08. | 12 | 1044.494
18.08. | 13 | 1046.522
18.08. | 14 | 1049.014
18.08. | 15 | 871.702
18.08. | 16 | 660.998
18.08. | 17 | 505.476
18.08. | 18 | 538.524
18.08. | 19 | 610.87
18.08. | 20 | 682.856
18.08. | 21 | 722.45
18.08. | 22 | 733.456
18.08. | 23 | 639.088
18.08. | 24 | 663.566
19.08. | 1 | 671.552
19.08. | 2 | 673.162
19.08. | 3 | 655.44
19.08. | 4 | 634.034
19.08. | 5 | 626.226
19.08. | 6 | 785.06
19.08. | 7 | 959.998
19.08. | 8 | 1058.97
19.08. | 9 | 1022.402
19.08. | 10 | 999.014
19.08. | 11 | 1017.288
19.08. | 12 | 1026.632
19.08. | 13 | 1056.728
19.08. | 14 | 1065.782
19.08. | 15 | 907.384
19.08. | 16 | 700.496
19.08. | 17 | 555.656
19.08. | 18 | 609.096
19.08. | 19 | 692.044
19.08. | 20 | 767.266
19.08. | 21 | 822.798
19.08. | 22 | 858.614
19.08. | 23 | 891.396
19.08. | 24 | 916.3
20.08. | 1 | 925.44
20.08. | 2 | 920.398
20.08. | 3 | 919.574
20.08. | 4 | 896.692
20.08. | 5 | 900.118
20.08. | 6 | 1052.058
20.08. | 7 | 1205.56
20.08. | 8 | 1260.67
20.08. | 9 | 1214.462
20.08. | 10 | 1213.688
20.08. | 11 | 1327.572
20.08. | 12 | 1344.122
20.08. | 13 | 1357.126
20.08. | 14 | 1361.9
20.08. | 15 | 1191.354
20.08. | 16 | 983.372
20.08. | 17 | 831.164
20.08. | 18 | 876.082
20.08. | 19 | 943.522
20.08. | 20 | 986.332
20.08. | 21 | 991.402
20.08. | 22 | 977.53
20.08. | 23 | 971.9
20.08. | 24 | 966.178
21.08. | 1 | 965.954
21.08. | 2 | 968.36
21.08. | 3 | 964.212
21.08. | 4 | 953.336
21.08. | 5 | 956.826
21.08. | 6 | 1120.7
21.08. | 7 | 1312.148
21.08. | 8 | 1439.02
21.08. | 9 | 1448.062
21.08. | 10 | 1463.716
21.08. | 11 | 1527.442
21.08. | 12 | 1530.566
21.08. | 13 | 1529.346
21.08. | 14 | 1522.96
21.08. | 15 | 1339.616
21.08. | 16 | 1144.502
21.08. | 17 | 999.222
21.08. | 18 | 1012.594
21.08. | 19 | 1022.814
21.08. | 20 | 1019.014
21.08. | 21 | 1004.962
21.08. | 22 | 990.842
21.08. | 23 | 1011.982
21.08. | 24 | 1008.05
22.08. | 1 | 1008.84
22.08. | 2 | 1000.716
22.08. | 3 | 990.302
22.08. | 4 | 972.336
22.08. | 5 | 973.894
22.08. | 6 | 1141.452
22.08. | 7 | 1329.566
22.08. | 8 | 1482.652
22.08. | 9 | 1485.194
22.08. | 10 | 1471.122
22.08. | 11 | 1486.214
22.08. | 12 | 1483.972
22.08. | 13 | 1479.816
22.08. | 14 | 1460.538
22.08. | 15 | 1267.476
22.08. | 16 | 1031.68
22.08. | 17 | 867.734
22.08. | 18 | 872.75
22.08. | 19 | 900.496
22.08. | 20 | 906.678
22.08. | 21 | 909.11
22.08. | 22 | 904.29
22.08. | 23 | 899.352
22.08. | 24 | 887.178
23.08. | 1 | 874.318
23.08. | 2 | 865.284
23.08. | 3 | 859.132
23.08. | 4 | 837.67
23.08. | 5 | 838.44
23.08. | 6 | 994.07
23.08. | 7 | 1171.512
23.08. | 8 | 1274.88
23.08. | 9 | 1269.142
23.08. | 10 | 1247.978
23.08. | 11 | 1280.738
23.08. | 12 | 1231.484
23.08. | 13 | 1213.652
23.08. | 14 | 1191.862
23.08. | 15 | 987.486
23.08. | 16 | 754.642
23.08. | 17 | 599.536
23.08. | 18 | 656.862
23.08. | 19 | 732.712
23.08. | 20 | 767.37
23.08. | 21 | 774.218
23.08. | 22 | 753.944
23.08. | 23 | 699.782
23.08. | 24 | 714.756
24.08. | 1 | 737.384
24.08. | 2 | 768.256
24.08. | 3 | 791.346
24.08. | 4 | 794.922
24.08. | 5 | 806.44
24.08. | 6 | 954.094
24.08. | 7 | 1120.156
24.08. | 8 | 1217.642
24.08. | 9 | 1202.456
24.08. | 10 | 1166.644
24.08. | 11 | 1184.646
24.08. | 12 | 1178.65
24.08. | 13 | 1169.046
24.08. | 14 | 1154.97
24.08. | 15 | 974.214
24.08. | 16 | 747.804
24.08. | 17 | 603.33
24.08. | 18 | 641.016
24.08. | 19 | 701.094
24.08. | 20 | 753.112
24.08. | 21 | 787.34
24.08. | 22 | 778.362
24.08. | 23 | 749.724
24.08. | 24 | 730.514
25.08. | 1 | 713.98
25.08. | 2 | 700.098
25.08. | 3 | 671.554
25.08. | 4 | 646.332
25.08. | 5 | 640.612
25.08. | 6 | 797.384
25.08. | 7 | 971.166
25.08. | 8 | 1112.038
25.08. | 9 | 1143.382
25.08. | 10 | 1139.21
25.08. | 11 | 1207.144
25.08. | 12 | 1244.69
25.08. | 13 | 1265.734
25.08. | 14 | 1276.52
25.08. | 15 | 1085.542
25.08. | 16 | 830.282
25.08. | 17 | 634.616
25.08. | 18 | 609.2
25.08. | 19 | 635.986
25.08. | 20 | 648.776
25.08. | 21 | 658.778
25.08. | 22 | 650.778
25.08. | 23 | 513.376
25.08. | 24 | 540.552
26.08. | 1 | 552.946
26.08. | 2 | 556.924
26.08. | 3 | 558.356
26.08. | 4 | 533.372
26.08. | 5 | 526.756
26.08. | 6 | 666.184
26.08. | 7 | 830.134
26.08. | 8 | 939.458
26.08. | 9 | 921.606
26.08. | 10 | 883.624
26.08. | 11 | 867.324
26.08. | 12 | 839.466
26.08. | 13 | 836.904
26.08. | 14 | 809.528
26.08. | 15 | 602.114
26.08. | 16 | 358.67
26.08. | 17 | 205.628
26.08. | 18 | 231.354
26.08. | 19 | 280.094
26.08. | 20 | 320.554
26.08. | 21 | 341.886
26.08. | 22 | 342.896
26.08. | 23 | 298.108
26.08. | 24 | 282.178
27.08. | 1 | 283.488
27.08. | 2 | 286.36
27.08. | 3 | 288.51
27.08. | 4 | 276.884
27.08. | 5 | 285.356
27.08. | 6 | 450.238
27.08. | 7 | 660.89
27.08. | 8 | 811.388
27.08. | 9 | 791.332
27.08. | 10 | 763.78
27.08. | 11 | 754.048
27.08. | 12 | 748.332
27.08. | 13 | 753.574
27.08. | 14 | 744.734
27.08. | 15 | 552.83
27.08. | 16 | 331.488
27.08. | 17 | 208.696
27.08. | 18 | 261.734
27.08. | 19 | 341.272
27.08. | 20 | 406.864
27.08. | 21 | 442.37
27.08. | 22 | 444.664
27.08. | 23 | 368.888
27.08. | 24 | 369.908
28.08. | 1 | 377.038
28.08. | 2 | 382.54
28.08. | 3 | 376.494
28.08. | 4 | 363.346
28.08. | 5 | 374.582
28.08. | 6 | 552.226
28.08. | 7 | 750.732
28.08. | 8 | 897.81
28.08. | 9 | 892.302
28.08. | 10 | 883.292
28.08. | 11 | 921.348
28.08. | 12 | 914.924
28.08. | 13 | 926.578
28.08. | 14 | 919.21
28.08. | 15 | 722.204
28.08. | 16 | 505.708
28.08. | 17 | 377.804
28.08. | 18 | 467.812
28.08. | 19 | 569.796
28.08. | 20 | 660.752
28.08. | 21 | 707.074
28.08. | 22 | 734.934
28.08. | 23 | 678.238
28.08. | 24 | 703.06
29.08. | 1 | 708.26
29.08. | 2 | 699.024
29.08. | 3 | 690.31
29.08. | 4 | 663.242
29.08. | 5 | 662.806
29.08. | 6 | 810.582
29.08. | 7 | 975.47
29.08. | 8 | 1074.208
29.08. | 9 | 1076.99
29.08. | 10 | 1097.796
29.08. | 11 | 1165.374
29.08. | 12 | 1181.052
29.08. | 13 | 1232.428
29.08. | 14 | 1244.74
29.08. | 15 | 1062.038
29.08. | 16 | 854.274
29.08. | 17 | 705.6
29.08. | 18 | 759.418
29.08. | 19 | 832.284
29.08. | 20 | 865.39
29.08. | 21 | 867.124
29.08. | 22 | 846.21
29.08. | 23 | 818.206
29.08. | 24 | 778.062
30.08. | 1 | 776.788
30.08. | 2 | 763.784
30.08. | 3 | 745.584
30.08. | 4 | 710.63
30.08. | 5 | 694.748
30.08. | 6 | 855.89
30.08. | 7 | 1037.48
30.08. | 8 | 1145.904
30.08. | 9 | 1136.598
30.08. | 10 | 1167.74
30.08. | 11 | 1220.66
30.08. | 12 | 1228.004
30.08. | 13 | 1260.064
30.08. | 14 | 1258.28
30.08. | 15 | 1051.052
30.08. | 16 | 795.056
30.08. | 17 | 616.492
30.08. | 18 | 641.496
30.08. | 19 | 706.236
30.08. | 20 | 744.2
30.08. | 21 | 755.224
30.08. | 22 | 736.71
30.08. | 23 | 716.242
30.08. | 24 | 661.946
31.08. | 1 | 612.44
31.08. | 2 | 558.404
31.08. | 3 | 504.618
31.08. | 4 | 435.752
31.08. | 5 | 388.42
31.08. | 6 | 524.81
31.08. | 7 | 728.356
31.08. | 8 | 858.246
31.08. | 9 | 858.134
31.08. | 10 | 871.508
31.08. | 11 | 961.468
31.08. | 12 | 992.172
31.08. | 13 | 1048.524
31.08. | 14 | 1076.362
31.08. | 15 | 897.41
31.08. | 16 | 658.29
31.08. | 17 | 482.818
31.08. | 18 | 500.182
31.08. | 19 | 554.676
31.08. | 20 | 592.96
31.08. | 21 | 611.788
31.08. | 22 | 598.828
31.08. | 23 | 650.386
31.08. | 24 | 646.796
01.09. | 1 | 611.732
01.09. | 2 | 573.706
01.09. | 3 | 534.138
01.09. | 4 | 492.606
01.09. | 5 | 463.494
01.09. | 6 | 611.75
01.09. | 7 | 798.75
01.09. | 8 | 914.764
01.09. | 9 | 901.148
01.09. | 10 | 907.822
01.09. | 11 | 900.18
01.09. | 12 | 922.59
01.09. | 13 | 970.508
01.09. | 14 | 1005.406
01.09. | 15 | 825.97
01.09. | 16 | 596.714
01.09. | 17 | 424.478
01.09. | 18 | 460.644
01.09. | 19 | 527.79
01.09. | 20 | 585.48
01.09. | 21 | 615.614
01.09. | 22 | 620.984
01.09. | 23 | 669.346
01.09. | 24 | 651.914
02.09. | 1 | 625.998
02.09. | 2 | 584.07
02.09. | 3 | 526.91
02.09. | 4 | 476.308
02.09. | 5 | 441.974
02.09. | 6 | 582.356
02.09. | 7 | 773.436
02.09. | 8 | 886.168
02.09. | 9 | 873.958
02.09. | 10 | 887.608
02.09. | 11 | 955.312
02.09. | 12 | 1017.712
02.09. | 13 | 1086.86
02.09. | 14 | 1138.452
02.09. | 15 | 942.59
02.09. | 16 | 704.988
02.09. | 17 | 533.074
02.09. | 18 | 540.892
02.09. | 19 | 580.542
02.09. | 20 | 612.238
02.09. | 21 | 623.034
02.09. | 22 | 616.13
02.09. | 23 | 684.122
02.09. | 24 | 650.396
03.09. | 1 | 606.268
03.09. | 2 | 559.764
03.09. | 3 | 509.952
03.09. | 4 | 477.112
03.09. | 5 | 451.548
03.09. | 6 | 609.44
03.09. | 7 | 808.018
03.09. | 8 | 927.996
03.09. | 9 | 939.216
03.09. | 10 | 982.924
03.09. | 11 | 1074.966
03.09. | 12 | 1148.274
03.09. | 13 | 1208.56
03.09. | 14 | 1231.346
03.09. | 15 | 1025.75
03.09. | 16 | 786.754
03.09. | 17 | 615.922
03.09. | 18 | 656.366
03.09. | 19 | 716.022
03.09. | 20 | 777.248
03.09. | 21 | 798.586
03.09. | 22 | 802.682
03.09. | 23 | 812.736
03.09. | 24 | 784.976
04.09. | 1 | 766.212
04.09. | 2 | 741.988
04.09. | 3 | 722.134
04.09. | 4 | 685.496
04.09. | 5 | 656.248
04.09. | 6 | 796.976
04.09. | 7 | 964.992
04.09. | 8 | 1068.146
04.09. | 9 | 1052.128
04.09. | 10 | 1077.244
04.09. | 11 | 1160.028
04.09. | 12 | 1182.3
04.09. | 13 | 1208.318
04.09. | 14 | 1188.496
04.09. | 15 | 955.028
04.09. | 16 | 687.438
04.09. | 17 | 508.48
04.09. | 18 | 520.166
04.09. | 19 | 561.152
04.09. | 20 | 593.592
04.09. | 21 | 594.63
04.09. | 22 | 587.674
04.09. | 23 | 537.91
04.09. | 24 | 538.938
05.09. | 1 | 558.774
05.09. | 2 | 571.656
05.09. | 3 | 572.65
05.09. | 4 | 563.626
05.09. | 5 | 549.79
05.09. | 6 | 689.292
05.09. | 7 | 860.77
05.09. | 8 | 971.796
05.09. | 9 | 955.404
05.09. | 10 | 956.376
05.09. | 11 | 1037
05.09. | 12 | 1054.484
05.09. | 13 | 1082.254
05.09. | 14 | 1087.014
05.09. | 15 | 876.582
05.09. | 16 | 624.448
05.09. | 17 | 463.592
05.09. | 18 | 488.46
05.09. | 19 | 542.288
05.09. | 20 | 570.958
05.09. | 21 | 582.568
05.09. | 22 | 588.43
05.09. | 23 | 627.39
05.09. | 24 | 615.3
06.09. | 1 | 619.894
06.09. | 2 | 626.284
06.09. | 3 | 610.596
06.09. | 4 | 586.224
06.09. | 5 | 566.338
06.09. | 6 | 722.288
06.09. | 7 | 909.548
06.09. | 8 | 1009.978
06.09. | 9 | 1008.6
06.09. | 10 | 1026.098
06.09. | 11 | 1106.738
06.09. | 12 | 1101.204
06.09. | 13 | 1115.97
06.09. | 14 | 1090.83
06.09. | 15 | 867.75
06.09. | 16 | 608.144
06.09. | 17 | 445.246
06.09. | 18 | 471.53
06.09. | 19 | 504.258
06.09. | 20 | 541.344
06.09. | 21 | 563.118
06.09. | 22 | 587.39
06.09. | 23 | 649.152
06.09. | 24 | 641.508
07.09. | 1 | 653.37
07.09. | 2 | 643.344
07.09. | 3 | 634.56
07.09. | 4 | 604.824
07.09. | 5 | 573.82
07.09. | 6 | 703.936
07.09. | 7 | 870.15
07.09. | 8 | 962.282
07.09. | 9 | 936.642
07.09. | 10 | 920.544
07.09. | 11 | 996.49
07.09. | 12 | 988.232
07.09. | 13 | 1018.138
07.09. | 14 | 1037.176
07.09. | 15 | 859.318
07.09. | 16 | 652.01
07.09. | 17 | 521.214
07.09. | 18 | 558.93
07.09. | 19 | 611.532
07.09. | 20 | 645.866
07.09. | 21 | 680.85
07.09. | 22 | 693.442
07.09. | 23 | 722.458
07.09. | 24 | 730.414
08.09. | 1 | 749.84
08.09. | 2 | 749.404
08.09. | 3 | 726.932
08.09. | 4 | 687.768
08.09. | 5 | 661.394
08.09. | 6 | 797.184
08.09. | 7 | 962.536
08.09. | 8 | 1025.244
08.09. | 9 | 938.704
08.09. | 10 | 919.444
08.09. | 11 | 982.528
08.09. | 12 | 999.15
08.09. | 13 | 1043.47
08.09. | 14 | 1060.076
08.09. | 15 | 871.798
08.09. | 16 | 650.836
08.09. | 17 | 517.052
08.09. | 18 | 545.504
08.09. | 19 | 584.194
08.09. | 20 | 615.624
08.09. | 21 | 627.362
08.09. | 22 | 635.658
08.09. | 23 | 609.016
08.09. | 24 | 611.69
09.09. | 1 | 619.128
09.09. | 2 | 620.51
09.09. | 3 | 620.7
09.09. | 4 | 601.228
09.09. | 5 | 596.316
09.09. | 6 | 744.638
09.09. | 7 | 919.35
09.09. | 8 | 991.784
09.09. | 9 | 911.648
09.09. | 10 | 877.11
09.09. | 11 | 880.678
09.09. | 12 | 899.488
09.09. | 13 | 915.518
09.09. | 14 | 902.34
09.09. | 15 | 698.816
09.09. | 16 | 474.598
09.09. | 17 | 369.398
09.09. | 18 | 436.246
09.09. | 19 | 510.922
09.09. | 20 | 560.494
09.09. | 21 | 600.314
09.09. | 22 | 622.916
09.09. | 23 | 650.248
09.09. | 24 | 660.05
10.09. | 1 | 659.994
10.09. | 2 | 648.324
10.09. | 3 | 626.754
10.09. | 4 | 584.016
10.09. | 5 | 552.342
10.09. | 6 | 686.848
10.09. | 7 | 857.738
10.09. | 8 | 925.902
10.09. | 9 | 841.416
10.09. | 10 | 790.73
10.09. | 11 | 763.022
10.09. | 12 | 769.954
10.09. | 13 | 786.594
10.09. | 14 | 775.802
10.09. | 15 | 596.182
10.09. | 16 | 415.192
10.09. | 17 | 354.116
10.09. | 18 | 450.478
10.09. | 19 | 530.634
10.09. | 20 | 605.696
10.09. | 21 | 645.264
10.09. | 22 | 671.77
10.09. | 23 | 664.074
10.09. | 24 | 665.958
11.09. | 1 | 639.318
11.09. | 2 | 602.102
11.09. | 3 | 559.432
11.09. | 4 | 509.728
11.09. | 5 | 468.056
11.09. | 6 | 599.474
11.09. | 7 | 781.708
11.09. | 8 | 859.67
11.09. | 9 | 805.64
11.09. | 10 | 775.566
11.09. | 11 | 788.312
11.09. | 12 | 785.026
11.09. | 13 | 804.868
11.09. | 14 | 789.534
11.09. | 15 | 620.388
11.09. | 16 | 442.112
11.09. | 17 | 413.454
11.09. | 18 | 542.378
11.09. | 19 | 678.906
11.09. | 20 | 766.826
11.09. | 21 | 800.096
11.09. | 22 | 812.616
11.09. | 23 | 815.622
11.09. | 24 | 797.254
12.09. | 1 | 775.992
12.09. | 2 | 735
12.09. | 3 | 696.558
12.09. | 4 | 650.33
12.09. | 5 | 627.2
12.09. | 6 | 766.754
12.09. | 7 | 935.354
12.09. | 8 | 1030.88
12.09. | 9 | 974.45
12.09. | 10 | 975.46
12.09. | 11 | 1025.432
12.09. | 12 | 1042.796
12.09. | 13 | 1079.918
12.09. | 14 | 1057.074
12.09. | 15 | 877.894
12.09. | 16 | 702.818
12.09. | 17 | 635.676
12.09. | 18 | 745.598
12.09. | 19 | 824.146
12.09. | 20 | 880.146
12.09. | 21 | 900.542
12.09. | 22 | 905.266
12.09. | 23 | 908.444
12.09. | 24 | 870.452
13.09. | 1 | 851.85
13.09. | 2 | 820.032
13.09. | 3 | 791.682
13.09. | 4 | 754.162
13.09. | 5 | 730.61
13.09. | 6 | 874.94
13.09. | 7 | 1049.14
13.09. | 8 | 1126.3
13.09. | 9 | 1040.986
13.09. | 10 | 981.334
13.09. | 11 | 995.198
13.09. | 12 | 993.894
13.09. | 13 | 1013.034
13.09. | 14 | 973.542
13.09. | 15 | 767.172
13.09. | 16 | 566.11
13.09. | 17 | 499.148
13.09. | 18 | 593.17
13.09. | 19 | 682.324
13.09. | 20 | 730.664
13.09. | 21 | 743
13.09. | 22 | 740.084
13.09. | 23 | 757.23
13.09. | 24 | 722.984
14.09. | 1 | 704.444
14.09. | 2 | 675.486
14.09. | 3 | 649.174
14.09. | 4 | 620.058
14.09. | 5 | 598.656
14.09. | 6 | 743.496
14.09. | 7 | 911.49
14.09. | 8 | 990.656
14.09. | 9 | 927.702
14.09. | 10 | 903.814
14.09. | 11 | 925.188
14.09. | 12 | 911.996
14.09. | 13 | 931.482
14.09. | 14 | 898.618
14.09. | 15 | 717.464
14.09. | 16 | 538.568
14.09. | 17 | 484.784
14.09. | 18 | 588.052
14.09. | 19 | 686.894
14.09. | 20 | 728.946
14.09. | 21 | 738.85
14.09. | 22 | 725.554
14.09. | 23 | 683.64
14.09. | 24 | 633.532
15.09. | 1 | 584.46
15.09. | 2 | 530.022
15.09. | 3 | 480.774
15.09. | 4 | 426.622
15.09. | 5 | 384.36
15.09. | 6 | 518.082
15.09. | 7 | 692.522
15.09. | 8 | 831.942
15.09. | 9 | 818.828
15.09. | 10 | 825.128
15.09. | 11 | 847.32
15.09. | 12 | 847.026
15.09. | 13 | 856.64
15.09. | 14 | 802.884
15.09. | 15 | 579.116
15.09. | 16 | 367.566
15.09. | 17 | 302.702
15.09. | 18 | 395.844
15.09. | 19 | 500.31
15.09. | 20 | 571.11
15.09. | 21 | 617.594
15.09. | 22 | 636.828
15.09. | 23 | 653.324
15.09. | 24 | 612.872
16.09. | 1 | 561.402
16.09. | 2 | 493.128
16.09. | 3 | 433.078
16.09. | 4 | 377.002
16.09. | 5 | 346.092
16.09. | 6 | 492.48
16.09. | 7 | 693.738
16.09. | 8 | 823.632
16.09. | 9 | 787.268
16.09. | 10 | 766.89
16.09. | 11 | 770.27
16.09. | 12 | 771.448
16.09. | 13 | 783.592
16.09. | 14 | 740.004
16.09. | 15 | 519.614
16.09. | 16 | 299.904
16.09. | 17 | 234.214
16.09. | 18 | 334.286
16.09. | 19 | 430.524
16.09. | 20 | 517.064
16.09. | 21 | 569.83
16.09. | 22 | 582.456
16.09. | 23 | 621.6
16.09. | 24 | 588.884
17.09. | 1 | 566.724
17.09. | 2 | 517.962
17.09. | 3 | 470.044
17.09. | 4 | 415.442
17.09. | 5 | 384.596
17.09. | 6 | 519.222
17.09. | 7 | 710.56
17.09. | 8 | 848.548
17.09. | 9 | 811.156
17.09. | 10 | 790.76
17.09. | 11 | 837.786
17.09. | 12 | 825.342
17.09. | 13 | 825.69
17.09. | 14 | 770.232
17.09. | 15 | 538.802
17.09. | 16 | 304.554
17.09. | 17 | 237.1
17.09. | 18 | 332.85
17.09. | 19 | 424.474
17.09. | 20 | 501.756
17.09. | 21 | 533.884
17.09. | 22 | 527.148
17.09. | 23 | 523.242
17.09. | 24 | 484.814
18.09. | 1 | 445.29
18.09. | 2 | 403.576
18.09. | 3 | 369.084
18.09. | 4 | 343.312
18.09. | 5 | 329.288
18.09. | 6 | 467.622
18.09. | 7 | 650.762
18.09. | 8 | 785.964
18.09. | 9 | 749.02
18.09. | 10 | 733.826
18.09. | 11 | 761.516
18.09. | 12 | 775.262
18.09. | 13 | 785.812
18.09. | 14 | 701.416
18.09. | 15 | 493.31
18.09. | 16 | 286.642
18.09. | 17 | 197.148
18.09. | 18 | 223.164
18.09. | 19 | 246.29
18.09. | 20 | 265.392
18.09. | 21 | 273.864
18.09. | 22 | 267.702
18.09. | 23 | 297.946
18.09. | 24 | 279.7
19.09. | 1 | 267.758
19.09. | 2 | 250.31
19.09. | 3 | 229.21
19.09. | 4 | 209.17
19.09. | 5 | 197.574
19.09. | 6 | 357.96
19.09. | 7 | 584.214
19.09. | 8 | 732.034
19.09. | 9 | 725.148
19.09. | 10 | 729.22
19.09. | 11 | 754.614
19.09. | 12 | 781.57
19.09. | 13 | 803.712
19.09. | 14 | 747.8
19.09. | 15 | 534.336
19.09. | 16 | 309.444
19.09. | 17 | 226.61
19.09. | 18 | 270.67
19.09. | 19 | 304.384
19.09. | 20 | 321.548
19.09. | 21 | 330.322
19.09. | 22 | 329.676
19.09. | 23 | 418.906
19.09. | 24 | 407.304
20.09. | 1 | 405.246
20.09. | 2 | 406.812
20.09. | 3 | 403.096
20.09. | 4 | 392.514
20.09. | 5 | 396.064
20.09. | 6 | 567.644
20.09. | 7 | 779.946
20.09. | 8 | 894.706
20.09. | 9 | 856.68
20.09. | 10 | 850.596
20.09. | 11 | 897.032
20.09. | 12 | 893.002
20.09. | 13 | 905.596
20.09. | 14 | 846.078
20.09. | 15 | 620.922
20.09. | 16 | 387.256
20.09. | 17 | 315.722
20.09. | 18 | 399.72
20.09. | 19 | 467.832
20.09. | 20 | 529.09
20.09. | 21 | 565.234
20.09. | 22 | 581.586
20.09. | 23 | 631.898
20.09. | 24 | 629.83
21.09. | 1 | 624.616
21.09. | 2 | 610.25
21.09. | 3 | 590.338
21.09. | 4 | 552.196
21.09. | 5 | 534.376
21.09. | 6 | 681.53
21.09. | 7 | 876.544
21.09. | 8 | 993.332
21.09. | 9 | 968.988
21.09. | 10 | 952.614
21.09. | 11 | 984.974
21.09. | 12 | 953.876
21.09. | 13 | 948.844
21.09. | 14 | 880.294
21.09. | 15 | 626.096
21.09. | 16 | 367.638
21.09. | 17 | 256.286
21.09. | 18 | 270.864
21.09. | 19 | 292.026
21.09. | 20 | 318.736
21.09. | 21 | 336.742
21.09. | 22 | 322.722
21.09. | 23 | 354.024
21.09. | 24 | 326.572
22.09. | 1 | 333.89
22.09. | 2 | 333.752
22.09. | 3 | 333.366
22.09. | 4 | 337.896
22.09. | 5 | 358.942
22.09. | 6 | 543.168
22.09. | 7 | 778.034
22.09. | 8 | 918.792
22.09. | 9 | 926.434
22.09. | 10 | 931.834
22.09. | 11 | 976.478
22.09. | 12 | 992.01
22.09. | 13 | 1013.092
22.09. | 14 | 962.178
22.09. | 15 | 725.374
22.09. | 16 | 461.596
22.09. | 17 | 318.016
22.09. | 18 | 304.4
22.09. | 19 | 298.088
22.09. | 20 | 306.46
22.09. | 21 | 318.526
22.09. | 22 | 323.056
22.09. | 23 | 321.33
22.09. | 24 | 330.894
23.09. | 1 | 346.414
23.09. | 2 | 350.726
23.09. | 3 | 343.468
23.09. | 4 | 336.61
23.09. | 5 | 350.114
23.09. | 6 | 514.52
23.09. | 7 | 735.124
23.09. | 8 | 876.524
23.09. | 9 | 866.578
23.09. | 10 | 888.162
23.09. | 11 | 945.518
23.09. | 12 | 961.698
23.09. | 13 | 974.684
23.09. | 14 | 901.152
23.09. | 15 | 657.96
23.09. | 16 | 406.364
23.09. | 17 | 286.478
23.09. | 18 | 300.712
23.09. | 19 | 328.216
23.09. | 20 | 356.56
23.09. | 21 | 380.23
23.09. | 22 | 390.386
23.09. | 23 | 380.07
23.09. | 24 | 404.936
24.09. | 1 | 439.458
24.09. | 2 | 449.802
24.09. | 3 | 459.788
24.09. | 4 | 448.742
24.09. | 5 | 449.838
24.09. | 6 | 596.87
24.09. | 7 | 812.672
24.09. | 8 | 960.458
24.09. | 9 | 937.78
24.09. | 10 | 931.814
24.09. | 11 | 924.604
24.09. | 12 | 908.498
24.09. | 13 | 894.55
24.09. | 14 | 780.906
24.09. | 15 | 580.876
24.09. | 16 | 390.882
24.09. | 17 | 332.602
24.09. | 18 | 379.692
24.09. | 19 | 421.524
24.09. | 20 | 451.014
24.09. | 21 | 472.62
24.09. | 22 | 468.634
24.09. | 23 | 550.638
24.09. | 24 | 534.796
25.09. | 1 | 518.702
25.09. | 2 | 491.676
25.09. | 3 | 468.136
25.09. | 4 | 437.854
25.09. | 5 | 442.086
25.09. | 6 | 600.154
25.09. | 7 | 813.834
25.09. | 8 | 935.304
25.09. | 9 | 895.126
25.09. | 10 | 895.322
25.09. | 11 | 887.228
25.09. | 12 | 871.832
25.09. | 13 | 859.42
25.09. | 14 | 770.226
25.09. | 15 | 537.202
25.09. | 16 | 311.56
25.09. | 17 | 261.888
25.09. | 18 | 350.528
25.09. | 19 | 450.042
25.09. | 20 | 529.25
25.09. | 21 | 568.804
25.09. | 22 | 575.51
25.09. | 23 | 629.082
25.09. | 24 | 605.014
26.09. | 1 | 578.962
26.09. | 2 | 552.66
26.09. | 3 | 528.184
26.09. | 4 | 502.176
26.09. | 5 | 477.912
26.09. | 6 | 603.302
26.09. | 7 | 787.894
26.09. | 8 | 887.872
26.09. | 9 | 824.692
26.09. | 10 | 781.776
26.09. | 11 | 786.082
26.09. | 12 | 794.238
26.09. | 13 | 822.546
26.09. | 14 | 785.114
26.09. | 15 | 591.482
26.09. | 16 | 401.566
26.09. | 17 | 382.206
26.09. | 18 | 499.808
26.09. | 19 | 625.034
26.09. | 20 | 712.288
26.09. | 21 | 781.75
26.09. | 22 | 813.46
26.09. | 23 | 848.384
26.09. | 24 | 845.432
27.09. | 1 | 829.602
27.09. | 2 | 804.586
27.09. | 3 | 757.488
27.09. | 4 | 702.86
27.09. | 5 | 649.75
27.09. | 6 | 744.83
27.09. | 7 | 892.696
27.09. | 8 | 950.528
27.09. | 9 | 874.054
27.09. | 10 | 837.134
27.09. | 11 | 840.468
27.09. | 12 | 842.972
27.09. | 13 | 863.788
27.09. | 14 | 844.024
27.09. | 15 | 677.808
27.09. | 16 | 521.084
27.09. | 17 | 532.222
27.09. | 18 | 680.774
27.09. | 19 | 814.756
27.09. | 20 | 883.22
27.09. | 21 | 925.774
27.09. | 22 | 944.916
27.09. | 23 | 920.08
27.09. | 24 | 910.954
28.09. | 1 | 911.298
28.09. | 2 | 906.432
28.09. | 3 | 893.052
28.09. | 4 | 865.534
28.09. | 5 | 835.36
28.09. | 6 | 946.08
28.09. | 7 | 1084.822
28.09. | 8 | 1161.316
28.09. | 9 | 1090.798
28.09. | 10 | 1045.844
28.09. | 11 | 1012.856
28.09. | 12 | 1016.762
28.09. | 13 | 1047.544
28.09. | 14 | 1018.794
28.09. | 15 | 819.752
28.09. | 16 | 613.248
28.09. | 17 | 538.642
28.09. | 18 | 623.598
28.09. | 19 | 704.98
28.09. | 20 | 783.842
28.09. | 21 | 841.642
28.09. | 22 | 860.082
28.09. | 23 | 838.216
28.09. | 24 | 809.748
29.09. | 1 | 783.902
29.09. | 2 | 745.238
29.09. | 3 | 721.718
29.09. | 4 | 684.852
29.09. | 5 | 669.656
29.09. | 6 | 794.664
29.09. | 7 | 965.31
29.09. | 8 | 1044.776
29.09. | 9 | 965.77
29.09. | 10 | 929.312
29.09. | 11 | 954.584
29.09. | 12 | 994.58
29.09. | 13 | 1037.806
29.09. | 14 | 1011.906
29.09. | 15 | 814.486
29.09. | 16 | 606.662
29.09. | 17 | 528.912
29.09. | 18 | 598.334
29.09. | 19 | 673.244
29.09. | 20 | 720.586
29.09. | 21 | 744.246
29.09. | 22 | 749.844
29.09. | 23 | 740.776
29.09. | 24 | 735.814
30.09. | 1 | 731.25
30.09. | 2 | 717.638
30.09. | 3 | 710.366
30.09. | 4 | 695.86
30.09. | 5 | 683.934
30.09. | 6 | 823.92
30.09. | 7 | 1017.004
30.09. | 8 | 1094.648
30.09. | 9 | 1031.166
30.09. | 10 | 987.922
30.09. | 11 | 943.386
30.09. | 12 | 933.658
30.09. | 13 | 946.074
30.09. | 14 | 892.666
30.09. | 15 | 698.586
30.09. | 16 | 533.876
30.09. | 17 | 561.34
30.09. | 18 | 686.46
30.09. | 19 | 776.106
30.09. | 20 | 817.798
30.09. | 21 | 838.142
30.09. | 22 | 840.472
30.09. | 23 | 839.208
30.09. | 24 | 819.362
01.10. | 1 | 796.312
01.10. | 2 | 776.526
01.10. | 3 | 755.378
01.10. | 4 | 731.406
01.10. | 5 | 704.884
01.10. | 6 | 838.512
01.10. | 7 | 1013.026
01.10. | 8 | 1101.536
01.10. | 9 | 1028.534
01.10. | 10 | 957.712
01.10. | 11 | 933.522
01.10. | 12 | 898.3
01.10. | 13 | 901.5
01.10. | 14 | 828.008
01.10. | 15 | 624.79
01.10. | 16 | 465.664
01.10. | 17 | 511.826
01.10. | 18 | 675.878
01.10. | 19 | 808.366
01.10. | 20 | 858.442
01.10. | 21 | 871.396
01.10. | 22 | 858.58
01.10. | 23 | 806.408
01.10. | 24 | 810.542
02.10. | 1 | 811.238
02.10. | 2 | 809.746
02.10. | 3 | 805.116
02.10. | 4 | 797.432
02.10. | 5 | 791.756
02.10. | 6 | 949.044
02.10. | 7 | 1154.112
02.10. | 8 | 1267.738
02.10. | 9 | 1238.11
02.10. | 10 | 1218.456
02.10. | 11 | 1213.03
02.10. | 12 | 1201.182
02.10. | 13 | 1200.936
02.10. | 14 | 1124.09
02.10. | 15 | 913.874
02.10. | 16 | 737.574
02.10. | 17 | 745.192
02.10. | 18 | 856.144
02.10. | 19 | 924.588
02.10. | 20 | 941.894
02.10. | 21 | 950.578
02.10. | 22 | 939.952
02.10. | 23 | 897.144
02.10. | 24 | 913.892
03.10. | 1 | 915.87
03.10. | 2 | 927.806
03.10. | 3 | 930.65
03.10. | 4 | 923.978
03.10. | 5 | 915.874
03.10. | 6 | 1071.33
03.10. | 7 | 1277.23
03.10. | 8 | 1359.436
03.10. | 9 | 1285.99
03.10. | 10 | 1237.096
03.10. | 11 | 1204.146
03.10. | 12 | 1193.09
03.10. | 13 | 1198.396
03.10. | 14 | 1129.846
03.10. | 15 | 933.658
03.10. | 16 | 747.27
03.10. | 17 | 755.132
03.10. | 18 | 858.032
03.10. | 19 | 916.286
03.10. | 20 | 930.21
03.10. | 21 | 926.776
03.10. | 22 | 915.63
03.10. | 23 | 852.398
03.10. | 24 | 852.222
04.10. | 1 | 861.042
04.10. | 2 | 862.978
04.10. | 3 | 865.424
04.10. | 4 | 860.858
04.10. | 5 | 853.84
04.10. | 6 | 1012.848
04.10. | 7 | 1233.208
04.10. | 8 | 1358.188
04.10. | 9 | 1321.992
04.10. | 10 | 1287.556
04.10. | 11 | 1345.382
04.10. | 12 | 1364.156
04.10. | 13 | 1381.94
04.10. | 14 | 1315.91
04.10. | 15 | 1088.88
04.10. | 16 | 869.746
04.10. | 17 | 821.202
04.10. | 18 | 867.708
04.10. | 19 | 894.138
04.10. | 20 | 904.248
04.10. | 21 | 907.95
04.10. | 22 | 901.186
04.10. | 23 | 895.22
04.10. | 24 | 885.858
05.10. | 1 | 873.658
05.10. | 2 | 851.804
05.10. | 3 | 819.248
05.10. | 4 | 782.328
05.10. | 5 | 753.706
05.10. | 6 | 892.402
05.10. | 7 | 1102.354
05.10. | 8 | 1235.738
05.10. | 9 | 1222.068
05.10. | 10 | 1203.61
05.10. | 11 | 1264.28
05.10. | 12 | 1259.274
05.10. | 13 | 1262.508
05.10. | 14 | 1170.87
05.10. | 15 | 947.062
05.10. | 16 | 714.646
05.10. | 17 | 674.56
05.10. | 18 | 735.974
05.10. | 19 | 758.736
05.10. | 20 | 749.418
05.10. | 21 | 744.544
05.10. | 22 | 729.256
05.10. | 23 | 720.122
05.10. | 24 | 708.402
06.10. | 1 | 693.012
06.10. | 2 | 660.188
06.10. | 3 | 629.828
06.10. | 4 | 593.638
06.10. | 5 | 563.232
06.10. | 6 | 690.406
06.10. | 7 | 881.54
06.10. | 8 | 998.424
06.10. | 9 | 983.31
06.10. | 10 | 974.728
06.10. | 11 | 1039.854
06.10. | 12 | 1097.87
06.10. | 13 | 1172.424
06.10. | 14 | 1118.026
06.10. | 15 | 878.182
06.10. | 16 | 622.882
06.10. | 17 | 508.852
06.10. | 18 | 503.16
06.10. | 19 | 500.332
06.10. | 20 | 490.11
06.10. | 21 | 475.35
06.10. | 22 | 455.812
06.10. | 23 | 440.768
06.10. | 24 | 426.7
07.10. | 1 | 411.662
07.10. | 2 | 390.328
07.10. | 3 | 358.856
07.10. | 4 | 315.686
07.10. | 5 | 284.656
07.10. | 6 | 417.106
07.10. | 7 | 641.23
07.10. | 8 | 788.572
07.10. | 9 | 784.768
07.10. | 10 | 794.08
07.10. | 11 | 868.96
07.10. | 12 | 916.904
07.10. | 13 | 957.136
07.10. | 14 | 886.722
07.10. | 15 | 646.014
07.10. | 16 | 407.954
07.10. | 17 | 328.744
07.10. | 18 | 347.314
07.10. | 19 | 361.996
07.10. | 20 | 372.238
07.10. | 21 | 378.072
07.10. | 22 | 382.202
07.10. | 23 | 419.43
07.10. | 24 | 413.87
08.10. | 1 | 414.118
08.10. | 2 | 409.852
08.10. | 3 | 407.09
08.10. | 4 | 394.546
08.10. | 5 | 388.91
08.10. | 6 | 548.044
08.10. | 7 | 782.382
08.10. | 8 | 917.244
08.10. | 9 | 877.098
08.10. | 10 | 840.052
08.10. | 11 | 843.002
08.10. | 12 | 862.302
08.10. | 13 | 916.36
08.10. | 14 | 866.426
08.10. | 15 | 667.948
08.10. | 16 | 464.722
08.10. | 17 | 422.226
08.10. | 18 | 472.054
08.10. | 19 | 523.61
08.10. | 20 | 554.912
08.10. | 21 | 571.614
08.10. | 22 | 570.182
08.10. | 23 | 593.79
08.10. | 24 | 576.11
09.10. | 1 | 573.478
09.10. | 2 | 551.862
09.10. | 3 | 521.14
09.10. | 4 | 488.408
09.10. | 5 | 456.41
09.10. | 6 | 591.244
09.10. | 7 | 793.946
09.10. | 8 | 908.64
09.10. | 9 | 891.48
09.10. | 10 | 898.122
09.10. | 11 | 939.806
09.10. | 12 | 985.69
09.10. | 13 | 1028.216
09.10. | 14 | 960.54
09.10. | 15 | 744.374
09.10. | 16 | 539.624
09.10. | 17 | 511.532
09.10. | 18 | 561.758
09.10. | 19 | 605.45
09.10. | 20 | 624.926
09.10. | 21 | 643.35
09.10. | 22 | 652.204
09.10. | 23 | 655.414
09.10. | 24 | 650.462
10.10. | 1 | 647.664
10.10. | 2 | 640.832
10.10. | 3 | 633.55
10.10. | 4 | 631.984
10.10. | 5 | 612.244
10.10. | 6 | 749.348
10.10. | 7 | 939.736
10.10. | 8 | 1028.306
10.10. | 9 | 959.096
10.10. | 10 | 923.002
10.10. | 11 | 944.338
10.10. | 12 | 941.336
10.10. | 13 | 964.87
10.10. | 14 | 896.826
10.10. | 15 | 678.176
10.10. | 16 | 463.942
10.10. | 17 | 436.204
10.10. | 18 | 499.626
10.10. | 19 | 574.83
10.10. | 20 | 614.616
10.10. | 21 | 657.648
10.10. | 22 | 687.802
10.10. | 23 | 715.054
10.10. | 24 | 719.69
11.10. | 1 | 709.594
11.10. | 2 | 677.716
11.10. | 3 | 623.87
11.10. | 4 | 567.248
11.10. | 5 | 498.884
11.10. | 6 | 603.022
11.10. | 7 | 781.956
11.10. | 8 | 882.698
11.10. | 9 | 817.306
11.10. | 10 | 780.734
11.10. | 11 | 774.768
11.10. | 12 | 772.332
11.10. | 13 | 792.534
11.10. | 14 | 707.136
11.10. | 15 | 468.938
11.10. | 16 | 256.102
11.10. | 17 | 243.878
11.10. | 18 | 316.6
11.10. | 19 | 377.236
11.10. | 20 | 420.222
11.10. | 21 | 440.864
11.10. | 22 | 446.548
11.10. | 23 | 440.028
11.10. | 24 | 415.048
12.10. | 1 | 378.248
12.10. | 2 | 335.296
12.10. | 3 | 281.52
12.10. | 4 | 244.216
12.10. | 5 | 217.782
12.10. | 6 | 364.138
12.10. | 7 | 610.5
12.10. | 8 | 762.5
12.10. | 9 | 737.426
12.10. | 10 | 724.418
12.10. | 11 | 743.508
12.10. | 12 | 745.492
12.10. | 13 | 757.126
12.10. | 14 | 661.69
12.10. | 15 | 436.86
12.10. | 16 | 239.32
12.10. | 17 | 245.19
12.10. | 18 | 320.426
12.10. | 19 | 385.894
12.10. | 20 | 425.396
12.10. | 21 | 446.838
12.10. | 22 | 450.934
12.10. | 23 | 456.07
12.10. | 24 | 464.906
13.10. | 1 | 478.296
13.10. | 2 | 479.572
13.10. | 3 | 462.466
13.10. | 4 | 440.244
13.10. | 5 | 414.588
13.10. | 6 | 539.542
13.10. | 7 | 760.206
13.10. | 8 | 875.406
13.10. | 9 | 812.582
13.10. | 10 | 782.988
13.10. | 11 | 778.666
13.10. | 12 | 773.928
13.10. | 13 | 780.814
13.10. | 14 | 692.732
13.10. | 15 | 480.308
13.10. | 16 | 316.54
13.10. | 17 | 370.078
13.10. | 18 | 480.37
13.10. | 19 | 568.778
13.10. | 20 | 634.136
13.10. | 21 | 674.54
13.10. | 22 | 706.62
13.10. | 23 | 671.076
13.10. | 24 | 686.48
14.10. | 1 | 715.774
14.10. | 2 | 723.326
14.10. | 3 | 727.492
14.10. | 4 | 717.852
14.10. | 5 | 700.278
14.10. | 6 | 831.096
14.10. | 7 | 1027.796
14.10. | 8 | 1098.444
14.10. | 9 | 981.75
14.10. | 10 | 927.146
14.10. | 11 | 924.778
14.10. | 12 | 909.046
14.10. | 13 | 897.16
14.10. | 14 | 792.11
14.10. | 15 | 571.842
14.10. | 16 | 415.406
14.10. | 17 | 488.728
14.10. | 18 | 643.348
14.10. | 19 | 763.908
14.10. | 20 | 838.14
14.10. | 21 | 880.42
14.10. | 22 | 895.134
14.10. | 23 | 847.882
14.10. | 24 | 830.076
15.10. | 1 | 807.19
15.10. | 2 | 782.122
15.10. | 3 | 755.07
15.10. | 4 | 723.394
15.10. | 5 | 687.23
15.10. | 6 | 815.04
15.10. | 7 | 999.628
15.10. | 8 | 1081.95
15.10. | 9 | 984.328
15.10. | 10 | 944.582
15.10. | 11 | 942.248
15.10. | 12 | 915.122
15.10. | 13 | 906.916
15.10. | 14 | 799.396
15.10. | 15 | 593.712
15.10. | 16 | 443.82
15.10. | 17 | 538.704
15.10. | 18 | 692.044
15.10. | 19 | 805.578
15.10. | 20 | 857.372
15.10. | 21 | 874.278
15.10. | 22 | 864.902
15.10. | 23 | 827.114
15.10. | 24 | 792.792
16.10. | 1 | 751.508
16.10. | 2 | 683.008
16.10. | 3 | 645.028
16.10. | 4 | 596.554
16.10. | 5 | 579.608
16.10. | 6 | 720.49
16.10. | 7 | 936.322
16.10. | 8 | 1039.568
16.10. | 9 | 962.884
16.10. | 10 | 937.038
16.10. | 11 | 953.316
16.10. | 12 | 937.842
16.10. | 13 | 932.654
16.10. | 14 | 819.286
16.10. | 15 | 589.82
16.10. | 16 | 409.88
16.10. | 17 | 461.882
16.10. | 18 | 581.098
16.10. | 19 | 667.082
16.10. | 20 | 711.014
16.10. | 21 | 725.208
16.10. | 22 | 719.528
16.10. | 23 | 650.222
16.10. | 24 | 647.058
17.10. | 1 | 644.482
17.10. | 2 | 639.6
17.10. | 3 | 623.332
17.10. | 4 | 603.88
17.10. | 5 | 594.37
17.10. | 6 | 742.146
17.10. | 7 | 956.558
17.10. | 8 | 1052.654
17.10. | 9 | 982.428
17.10. | 10 | 942.54
17.10. | 11 | 930.536
17.10. | 12 | 907.952
17.10. | 13 | 898.258
17.10. | 14 | 786.398
17.10. | 15 | 576.112
17.10. | 16 | 425.682
17.10. | 17 | 509.97
17.10. | 18 | 628.504
17.10. | 19 | 709.564
17.10. | 20 | 737.776
17.10. | 21 | 747.124
17.10. | 22 | 740.372
17.10. | 23 | 686.302
17.10. | 24 | 654.974
18.10. | 1 | 639.704
18.10. | 2 | 608.324
18.10. | 3 | 593.17
18.10. | 4 | 575.3
18.10. | 5 | 568.788
18.10. | 6 | 704.73
18.10. | 7 | 910.168
18.10. | 8 | 1031.762
18.10. | 9 | 977.958
18.10. | 10 | 954.134
18.10. | 11 | 951.544
18.10. | 12 | 921.658
18.10. | 13 | 910.45
18.10. | 14 | 765.942
18.10. | 15 | 544.788
18.10. | 16 | 368.396
18.10. | 17 | 412.75
18.10. | 18 | 523.5
18.10. | 19 | 616.372
18.10. | 20 | 676.424
18.10. | 21 | 714.374
18.10. | 22 | 728.072
18.10. | 23 | 701.406
18.10. | 24 | 689.4
19.10. | 1 | 666.296
19.10. | 2 | 645.94
19.10. | 3 | 619.01
19.10. | 4 | 589.598
19.10. | 5 | 561.11
19.10. | 6 | 676.962
19.10. | 7 | 872.53
19.10. | 8 | 1006.904
19.10. | 9 | 957.94
19.10. | 10 | 942.682
19.10. | 11 | 992.89
19.10. | 12 | 971.72
19.10. | 13 | 967.406
19.10. | 14 | 834.882
19.10. | 15 | 611.62
19.10. | 16 | 435.314
19.10. | 17 | 465.64
19.10. | 18 | 567.616
19.10. | 19 | 640.738
19.10. | 20 | 682.538
19.10. | 21 | 695.526
19.10. | 22 | 694.204
19.10. | 23 | 668.69
19.10. | 24 | 643.732
20.10. | 1 | 640.68
20.10. | 2 | 624.12
20.10. | 3 | 620.098
20.10. | 4 | 603.07
20.10. | 5 | 592.51
20.10. | 6 | 720.08
20.10. | 7 | 929.498
20.10. | 8 | 1047.116
20.10. | 9 | 975.95
20.10. | 10 | 948.662
20.10. | 11 | 1011.208
20.10. | 12 | 1003.13
20.10. | 13 | 994.62
20.10. | 14 | 859.91
20.10. | 15 | 631.1
20.10. | 16 | 449.828
20.10. | 17 | 478.54
20.10. | 18 | 546.456
20.10. | 19 | 610.154
20.10. | 20 | 628.714
20.10. | 21 | 625.496
20.10. | 22 | 614.254
20.10. | 23 | 595.13
20.10. | 24 | 599.124
21.10. | 1 | 595.146
21.10. | 2 | 578.574
21.10. | 3 | 568.404
21.10. | 4 | 561.41
21.10. | 5 | 548.826
21.10. | 6 | 670.51
21.10. | 7 | 895.292
21.10. | 8 | 1005.856
21.10. | 9 | 917.712
21.10. | 10 | 865.294
21.10. | 11 | 895.468
21.10. | 12 | 868.962
21.10. | 13 | 865.274
21.10. | 14 | 715.338
21.10. | 15 | 480.966
21.10. | 16 | 276.528
21.10. | 17 | 311.05
21.10. | 18 | 416.88
21.10. | 19 | 524.05
21.10. | 20 | 586.434
21.10. | 21 | 613.882
21.10. | 22 | 608.99
21.10. | 23 | 584.824
21.10. | 24 | 589.956
22.10. | 1 | 558.46
22.10. | 2 | 521.334
22.10. | 3 | 486.328
22.10. | 4 | 475.894
22.10. | 5 | 469.054
22.10. | 6 | 608.442
22.10. | 7 | 839.708
22.10. | 8 | 973.476
22.10. | 9 | 915.658
22.10. | 10 | 883.874
22.10. | 11 | 894.212
22.10. | 12 | 892.97
22.10. | 13 | 902.37
22.10. | 14 | 779.29
22.10. | 15 | 529.974
22.10. | 16 | 310.638
22.10. | 17 | 314.698
22.10. | 18 | 359.482
22.10. | 19 | 384.928
22.10. | 20 | 391.982
22.10. | 21 | 376.978
22.10. | 22 | 368.766
22.10. | 23 | 488.41
22.10. | 24 | 446.194
23.10. | 1 | 401.796
23.10. | 2 | 362.502
23.10. | 3 | 332.76
23.10. | 4 | 293.474
23.10. | 5 | 269.068
23.10. | 6 | 405.538
23.10. | 7 | 651.634
23.10. | 8 | 817.682
23.10. | 9 | 783.082
23.10. | 10 | 764.992
23.10. | 11 | 767.764
23.10. | 12 | 752.808
23.10. | 13 | 748.444
23.10. | 14 | 621.006
23.10. | 15 | 414.156
23.10. | 16 | 259.868
23.10. | 17 | 292.904
23.10. | 18 | 343.19
23.10. | 19 | 377.402
23.10. | 20 | 391.29
23.10. | 21 | 405.302
23.10. | 22 | 419.322
23.10. | 23 | 458.17
23.10. | 24 | 472.376
24.10. | 1 | 468.478
24.10. | 2 | 454.714
24.10. | 3 | 425.582
24.10. | 4 | 398.074
24.10. | 5 | 371.74
24.10. | 6 | 489.182
24.10. | 7 | 688.838
24.10. | 8 | 823.246
24.10. | 9 | 770.37
24.10. | 10 | 743.864
24.10. | 11 | 730.582
24.10. | 12 | 730.174
24.10. | 13 | 732.008
24.10. | 14 | 590.828
24.10. | 15 | 336.812
24.10. | 16 | 139.934
24.10. | 17 | 154.428
24.10. | 18 | 209.238
24.10. | 19 | 259.878
24.10. | 20 | 308.682
24.10. | 21 | 361.12
24.10. | 22 | 410.004
24.10. | 23 | 417.602
24.10. | 24 | 433.464
25.10. | 1 | 453.856
25.10. | 2 | 476.588
25.10. | 3 | 504.902
25.10. | 4 | 534.92
25.10. | 5 | 568.438
25.10. | 6 | 731.442
25.10. | 7 | 966.858
25.10. | 8 | 1110.544
25.10. | 9 | 1077.346
25.10. | 10 | 1087.584
25.10. | 11 | 1198.916
25.10. | 12 | 1203.812
25.10. | 13 | 1221.56
25.10. | 14 | 1082.058
25.10. | 15 | 843.184
25.10. | 16 | 634.266
25.10. | 17 | 661.154
25.10. | 18 | 696.578
25.10. | 19 | 713.632
25.10. | 20 | 702.844
25.10. | 21 | 698.092
25.10. | 22 | 690.584
25.10. | 23 | 670.592
25.10. | 24 | 690.336
26.10. | 1 | 703.592
26.10. | 2 | 717.642
26.10. | 3 | 717.018
26.10. | 4 | 701.65
26.10. | 5 | 675.63
26.10. | 6 | 771.844
26.10. | 7 | 925.626
26.10. | 8 | 1029.626
26.10. | 9 | 990.66
26.10. | 10 | 994.626
26.10. | 11 | 1125.182
26.10. | 12 | 1096.2
26.10. | 13 | 1096.98
26.10. | 14 | 955.49
26.10. | 15 | 697.318
26.10. | 16 | 482.716
26.10. | 17 | 453.07
26.10. | 18 | 472.24
26.10. | 19 | 483.664
26.10. | 20 | 479.112
26.10. | 21 | 485.546
26.10. | 22 | 479.852
26.10. | 23 | 428.372
26.10. | 24 | 429.604
27.10. | 1 | 431.14
27.10. | 2 | 423.35
27.10. | 3 | 407.502
27.10. | 4 | 379.47
27.10. | 5 | 349.4
27.10. | 6 | 462.478
27.10. | 7 | 683.166
27.10. | 8 | 815.006
27.10. | 9 | 791.396
27.10. | 10 | 792.908
27.10. | 11 | 874.154
27.10. | 12 | 923.644
27.10. | 13 | 968.98
27.10. | 14 | 864.226
27.10. | 15 | 647.306
27.10. | 16 | 468.216
27.10. | 17 | 455.594
27.10. | 18 | 495.22
27.10. | 19 | 515.278
27.10. | 20 | 509.846
27.10. | 21 | 517.668
27.10. | 22 | 506.056
27.10. | 23 | 464.674
27.10. | 24 | 464.542
28.10. | 1 | 454.446
28.10. | 2 | 416.18
28.10. | 3 | 377.468
28.10. | 4 | 334.472
28.10. | 5 | 306.09
28.10. | 6 | 432.012
28.10. | 7 | 664.22
28.10. | 8 | 811.878
28.10. | 9 | 788.796
28.10. | 10 | 781.366
28.10. | 11 | 797.286
28.10. | 12 | 860.256
28.10. | 13 | 937.346
28.10. | 14 | 895.644
28.10. | 15 | 708.56
28.10. | 16 | 551.722
28.10. | 17 | 561.774
28.10. | 18 | 612.34
28.10. | 19 | 630.856
28.10. | 20 | 643.276
28.10. | 21 | 661.384
28.10. | 22 | 661.868
28.10. | 23 | 625.778
28.10. | 24 | 614.716
29.10. | 1 | 586.152
29.10. | 2 | 529.52
29.10. | 3 | 469.322
29.10. | 4 | 418.628
29.10. | 5 | 373.228
29.10. | 6 | 487.572
29.10. | 7 | 696.388
29.10. | 8 | 810.23
29.10. | 9 | 769.564
29.10. | 10 | 753.552
29.10. | 11 | 790.772
29.10. | 12 | 821.018
29.10. | 13 | 859.314
29.10. | 14 | 782.828
29.10. | 15 | 546.07
29.10. | 16 | 348.65
29.10. | 17 | 357.062
29.10. | 18 | 390.514
29.10. | 19 | 403.392
29.10. | 20 | 407.88
29.10. | 21 | 394.13
29.10. | 22 | 387.632
29.10. | 23 | 329.844
29.10. | 24 | 330.872
30.10. | 1 | 322.33
30.10. | 2 | 311.96
30.10. | 3 | 299.864
30.10. | 4 | 283.85
30.10. | 5 | 267.834
30.10. | 6 | 406.662
30.10. | 7 | 638.83
30.10. | 8 | 759.62
30.10. | 9 | 722.97
30.10. | 10 | 701.178
30.10. | 11 | 700.844
30.10. | 12 | 694.466
30.10. | 13 | 697.738
30.10. | 14 | 591.474
30.10. | 15 | 337.016
30.10. | 16 | 149.76
30.10. | 17 | 179.486
30.10. | 18 | 249.51
30.10. | 19 | 299.902
30.10. | 20 | 330.886
30.10. | 21 | 348.096
30.10. | 22 | 362.496
30.10. | 23 | 379.874
30.10. | 24 | 383.22
31.10. | 1 | 375.67
31.10. | 2 | 361.006
31.10. | 3 | 331.978
31.10. | 4 | 296.95
31.10. | 5 | 268.664
31.10. | 6 | 403.834
31.10. | 7 | 647.828
31.10. | 8 | 772.37
31.10. | 9 | 744.854
31.10. | 10 | 729.586
31.10. | 11 | 713.514
31.10. | 12 | 709.53
31.10. | 13 | 722.118
31.10. | 14 | 637.336
31.10. | 15 | 391.67
31.10. | 16 | 216.862
31.10. | 17 | 260.706
31.10. | 18 | 353.038
31.10. | 19 | 431.992
31.10. | 20 | 500.316
31.10. | 21 | 555.958
31.10. | 22 | 596.514
31.10. | 23 | 639.158
31.10. | 24 | 661.914
01.11. | 1 | 657.972
01.11. | 2 | 647.95
01.11. | 3 | 605.544
01.11. | 4 | 565.43
01.11. | 5 | 523.356
01.11. | 6 | 637.816
01.11. | 7 | 855.976
01.11. | 8 | 936.434
01.11. | 9 | 878.434
01.11. | 10 | 860.362
01.11. | 11 | 872.662
01.11. | 12 | 886.706
01.11. | 13 | 919.762
01.11. | 14 | 842.904
01.11. | 15 | 637.676
01.11. | 16 | 492.236
01.11. | 17 | 547.394
01.11. | 18 | 640.942
01.11. | 19 | 723.344
01.11. | 20 | 772.552
01.11. | 21 | 795.592
01.11. | 22 | 803.404
01.11. | 23 | 805.5
01.11. | 24 | 811.136
02.11. | 1 | 814.66
02.11. | 2 | 816.808
02.11. | 3 | 825.83
02.11. | 4 | 824.11
02.11. | 5 | 826.218
02.11. | 6 | 964.84
02.11. | 7 | 1186.92
02.11. | 8 | 1245.926
02.11. | 9 | 1180.148
02.11. | 10 | 1145.544
02.11. | 11 | 1212.858
02.11. | 12 | 1262.02
02.11. | 13 | 1318.932
02.11. | 14 | 1263.972
02.11. | 15 | 1042.628
02.11. | 16 | 858.424
02.11. | 17 | 865.132
02.11. | 18 | 908.948
02.11. | 19 | 936.608
02.11. | 20 | 943.152
02.11. | 21 | 940.502
02.11. | 22 | 942.82
02.11. | 23 | 919.608
02.11. | 24 | 921.152
03.11. | 1 | 925.976
03.11. | 2 | 921.212
03.11. | 3 | 923.01
03.11. | 4 | 919.364
03.11. | 5 | 909.072
03.11. | 6 | 1040.714
03.11. | 7 | 1260.51
03.11. | 8 | 1357.164
03.11. | 9 | 1291.276
03.11. | 10 | 1264.82
03.11. | 11 | 1302.552
03.11. | 12 | 1319.262
03.11. | 13 | 1351.932
03.11. | 14 | 1252.378
03.11. | 15 | 1012.348
03.11. | 16 | 811.822
03.11. | 17 | 815.038
03.11. | 18 | 862.158
03.11. | 19 | 892.93
03.11. | 20 | 908.276
03.11. | 21 | 919.332
03.11. | 22 | 934.582
03.11. | 23 | 937.832
03.11. | 24 | 961.446
04.11. | 1 | 970.834
04.11. | 2 | 962.666
04.11. | 3 | 940.46
04.11. | 4 | 902.136
04.11. | 5 | 856.736
04.11. | 6 | 950.328
04.11. | 7 | 1124.87
04.11. | 8 | 1203.822
04.11. | 9 | 1128.726
04.11. | 10 | 1119.834
04.11. | 11 | 1190.568
04.11. | 12 | 1171.23
04.11. | 13 | 1171.63
04.11. | 14 | 1032.108
04.11. | 15 | 777.05
04.11. | 16 | 569.19
04.11. | 17 | 556.83
04.11. | 18 | 576.73
04.11. | 19 | 591.92
04.11. | 20 | 593.954
04.11. | 21 | 612.604
04.11. | 22 | 631.89
04.11. | 23 | 610.802
04.11. | 24 | 628.896
05.11. | 1 | 638.638
05.11. | 2 | 646.106
05.11. | 3 | 637.774
05.11. | 4 | 617.098
05.11. | 5 | 576.102
05.11. | 6 | 678.812
05.11. | 7 | 879.24
05.11. | 8 | 1001.804
05.11. | 9 | 964.902
05.11. | 10 | 991.414
05.11. | 11 | 1069.634
05.11. | 12 | 1091.29
05.11. | 13 | 1111.566
05.11. | 14 | 984.97
05.11. | 15 | 713.648
05.11. | 16 | 468.958
05.11. | 17 | 424.374
05.11. | 18 | 424.33
05.11. | 19 | 426.246
05.11. | 20 | 416.074
05.11. | 21 | 417.428
05.11. | 22 | 420.672
05.11. | 23 | 408.438
05.11. | 24 | 402.402
06.11. | 1 | 394.446
06.11. | 2 | 384.544
06.11. | 3 | 363.302
06.11. | 4 | 338.416
06.11. | 5 | 318
06.11. | 6 | 439.042
06.11. | 7 | 680.798
06.11. | 8 | 835.596
06.11. | 9 | 811.924
06.11. | 10 | 816.498
06.11. | 11 | 856.766
06.11. | 12 | 867.514
06.11. | 13 | 886.76
06.11. | 14 | 782.1
06.11. | 15 | 514.92
06.11. | 16 | 300.75
06.11. | 17 | 295.678
06.11. | 18 | 321.988
06.11. | 19 | 339.374
06.11. | 20 | 354.482
06.11. | 21 | 372.67
06.11. | 22 | 389.262
06.11. | 23 | 376.662
06.11. | 24 | 370.172
07.11. | 1 | 366.922
07.11. | 2 | 357.55
07.11. | 3 | 338.466
07.11. | 4 | 310.85
07.11. | 5 | 283.546
07.11. | 6 | 399.58
07.11. | 7 | 630.848
07.11. | 8 | 768.762
07.11. | 9 | 731.464
07.11. | 10 | 713.014
07.11. | 11 | 713.51
07.11. | 12 | 721.29
07.11. | 13 | 746.26
07.11. | 14 | 655.854
07.11. | 15 | 421.314
07.11. | 16 | 253.966
07.11. | 17 | 295.292
07.11. | 18 | 371.032
07.11. | 19 | 424.854
07.11. | 20 | 476.178
07.11. | 21 | 504.272
07.11. | 22 | 518.738
07.11. | 23 | 518.658
07.11. | 24 | 515.954
08.11. | 1 | 513.712
08.11. | 2 | 502.96
08.11. | 3 | 477.54
08.11. | 4 | 455.876
08.11. | 5 | 419.402
08.11. | 6 | 519.622
08.11. | 7 | 732.334
08.11. | 8 | 843.386
08.11. | 9 | 798.518
08.11. | 10 | 787.608
08.11. | 11 | 834.052
08.11. | 12 | 888.642
08.11. | 13 | 963.24
08.11. | 14 | 927.996
08.11. | 15 | 726.084
08.11. | 16 | 561.97
08.11. | 17 | 604.426
08.11. | 18 | 671.822
08.11. | 19 | 719.16
08.11. | 20 | 735.666
08.11. | 21 | 741.552
08.11. | 22 | 744.512
08.11. | 23 | 734.074
08.11. | 24 | 757.624
09.11. | 1 | 779.488
09.11. | 2 | 791.078
09.11. | 3 | 789.47
09.11. | 4 | 770.802
09.11. | 5 | 742.312
09.11. | 6 | 842.048
09.11. | 7 | 1052.33
09.11. | 8 | 1148.678
09.11. | 9 | 1127.27
09.11. | 10 | 1181.316
09.11. | 11 | 1201.334
09.11. | 12 | 1230.03
09.11. | 13 | 1296.432
09.11. | 14 | 1236.774
09.11. | 15 | 998.742
09.11. | 16 | 781.3
09.11. | 17 | 771.444
09.11. | 18 | 793.33
09.11. | 19 | 804.476
09.11. | 20 | 806.146
09.11. | 21 | 805.496
09.11. | 22 | 799.476
09.11. | 23 | 806.134
09.11. | 24 | 816.934
10.11. | 1 | 840.61
10.11. | 2 | 838.654
10.11. | 3 | 822.79
10.11. | 4 | 787.504
10.11. | 5 | 725.044
10.11. | 6 | 780.118
10.11. | 7 | 928.038
10.11. | 8 | 988.83
10.11. | 9 | 921.894
10.11. | 10 | 919.57
10.11. | 11 | 958.828
10.11. | 12 | 973.58
10.11. | 13 | 1017.868
10.11. | 14 | 965.916
10.11. | 15 | 725.4
10.11. | 16 | 521.338
10.11. | 17 | 527.722
10.11. | 18 | 578.498
10.11. | 19 | 628.518
10.11. | 20 | 674.118
10.11. | 21 | 720.54
10.11. | 22 | 749.376
10.11. | 23 | 716.376
10.11. | 24 | 737.658
11.11. | 1 | 741.77
11.11. | 2 | 719.058
11.11. | 3 | 690.142
11.11. | 4 | 636.198
11.11. | 5 | 579
11.11. | 6 | 655.152
11.11. | 7 | 849.438
11.11. | 8 | 937.128
11.11. | 9 | 886.096
11.11. | 10 | 881.09
11.11. | 11 | 879.868
11.11. | 12 | 871.926
11.11. | 13 | 888.846
11.11. | 14 | 792.112
11.11. | 15 | 536.736
11.11. | 16 | 342.864
11.11. | 17 | 366.708
11.11. | 18 | 423.782
11.11. | 19 | 478.51
11.11. | 20 | 526.908
11.11. | 21 | 568.43
11.11. | 22 | 603.666
11.11. | 23 | 644.182
11.11. | 24 | 658.98
12.11. | 1 | 674.02
12.11. | 2 | 655.876
12.11. | 3 | 640.224
12.11. | 4 | 613.316
12.11. | 5 | 578.518
12.11. | 6 | 680.788
12.11. | 7 | 896.626
12.11. | 8 | 982.23
12.11. | 9 | 911.732
12.11. | 10 | 886.4
12.11. | 11 | 869.008
12.11. | 12 | 836.266
12.11. | 13 | 819.746
12.11. | 14 | 703.362
12.11. | 15 | 451.648
12.11. | 16 | 289.946
12.11. | 17 | 347.436
12.11. | 18 | 439.874
12.11. | 19 | 512.622
12.11. | 20 | 556.974
12.11. | 21 | 577.656
12.11. | 22 | 580.224
12.11. | 23 | 589.028
12.11. | 24 | 578.604
13.11. | 1 | 581.646
13.11. | 2 | 572.946
13.11. | 3 | 563
13.11. | 4 | 559.97
13.11. | 5 | 549.646
13.11. | 6 | 670.258
13.11. | 7 | 911.844
13.11. | 8 | 1021.932
13.11. | 9 | 934.612
13.11. | 10 | 907.858
13.11. | 11 | 899.802
13.11. | 12 | 872.124
13.11. | 13 | 862.778
13.11. | 14 | 742.124
13.11. | 15 | 488.35
13.11. | 16 | 317.064
13.11. | 17 | 380.502
13.11. | 18 | 477.922
13.11. | 19 | 563.264
13.11. | 20 | 620.958
13.11. | 21 | 655.108
13.11. | 22 | 652.482
13.11. | 23 | 598.856
13.11. | 24 | 589.548
14.11. | 1 | 599.278
14.11. | 2 | 600.196
14.11. | 3 | 604.218
14.11. | 4 | 593.828
14.11. | 5 | 563.014
14.11. | 6 | 646.516
14.11. | 7 | 844.292
14.11. | 8 | 957.01
14.11. | 9 | 849.656
14.11. | 10 | 796.948
14.11. | 11 | 764.706
14.11. | 12 | 740.172
14.11. | 13 | 729.516
14.11. | 14 | 577.766
14.11. | 15 | 338.13
14.11. | 16 | 180.244
14.11. | 17 | 226.516
14.11. | 18 | 290.744
14.11. | 19 | 336.014
14.11. | 20 | 358.392
14.11. | 21 | 360.202
14.11. | 22 | 355.284
14.11. | 23 | 298.076
14.11. | 24 | 286.95
15.11. | 1 | 278.58
15.11. | 2 | 269.218
15.11. | 3 | 253.988
15.11. | 4 | 239.37
15.11. | 5 | 217.13
15.11. | 6 | 323.266
15.11. | 7 | 561.804
15.11. | 8 | 756.726
15.11. | 9 | 727.206
15.11. | 10 | 723.58
15.11. | 11 | 753.274
15.11. | 12 | 777.554
15.11. | 13 | 806.694
15.11. | 14 | 658.848
15.11. | 15 | 425.802
15.11. | 16 | 267.582
15.11. | 17 | 310.138
15.11. | 18 | 370.966
15.11. | 19 | 399.774
15.11. | 20 | 419.794
15.11. | 21 | 442
15.11. | 22 | 472.428
15.11. | 23 | 552.396
15.11. | 24 | 601.308
16.11. | 1 | 648.076
16.11. | 2 | 667.038
16.11. | 3 | 673.918
16.11. | 4 | 681.21
16.11. | 5 | 670.038
16.11. | 6 | 747.686
16.11. | 7 | 924.76
16.11. | 8 | 1058.996
16.11. | 9 | 1008.432
16.11. | 10 | 1064.34
16.11. | 11 | 1127.474
16.11. | 12 | 1146.4
16.11. | 13 | 1164.228
16.11. | 14 | 1021.464
16.11. | 15 | 746.712
16.11. | 16 | 542.078
16.11. | 17 | 534.112
16.11. | 18 | 549.606
16.11. | 19 | 563.866
16.11. | 20 | 574.51
16.11. | 21 | 608.98
16.11. | 22 | 624.774
16.11. | 23 | 610.626
16.11. | 24 | 635.516
17.11. | 1 | 684.434
17.11. | 2 | 710.978
17.11. | 3 | 727.314
17.11. | 4 | 726.292
17.11. | 5 | 706.934
17.11. | 6 | 780.064
17.11. | 7 | 967.544
17.11. | 8 | 1084.722
17.11. | 9 | 1027.156
17.11. | 10 | 1073.282
17.11. | 11 | 1131.042
17.11. | 12 | 1129.614
17.11. | 13 | 1120.854
17.11. | 14 | 967.312
17.11. | 15 | 666.2
17.11. | 16 | 419.322
17.11. | 17 | 369.132
17.11. | 18 | 355.234
17.11. | 19 | 338.79
17.11. | 20 | 325.19
17.11. | 21 | 316.468
17.11. | 22 | 324.832
17.11. | 23 | 324.842
17.11. | 24 | 339.668
18.11. | 1 | 359.144
18.11. | 2 | 376.742
18.11. | 3 | 384.424
18.11. | 4 | 381.594
18.11. | 5 | 363.486
18.11. | 6 | 453.66
18.11. | 7 | 668.014
18.11. | 8 | 824.78
18.11. | 9 | 780.864
18.11. | 10 | 786.124
18.11. | 11 | 814.154
18.11. | 12 | 809.398
18.11. | 13 | 801.386
18.11. | 14 | 663.69
18.11. | 15 | 393.5
18.11. | 16 | 206.92
18.11. | 17 | 229.064
18.11. | 18 | 280.176
18.11. | 19 | 313.442
18.11. | 20 | 336.13
18.11. | 21 | 345.426
18.11. | 22 | 366.594
18.11. | 23 | 367.898
18.11. | 24 | 388.99
19.11. | 1 | 421.714
19.11. | 2 | 441.156
19.11. | 3 | 448.208
19.11. | 4 | 452.91
19.11. | 5 | 435.07
19.11. | 6 | 533.568
19.11. | 7 | 749.222
19.11. | 8 | 887.392
19.11. | 9 | 820.546
19.11. | 10 | 795.038
19.11. | 11 | 783.594
19.11. | 12 | 766.258
19.11. | 13 | 771.528
19.11. | 14 | 662.68
19.11. | 15 | 428.118
19.11. | 16 | 284.378
19.11. | 17 | 364.492
19.11. | 18 | 464.824
19.11. | 19 | 562.084
19.11. | 20 | 632.252
19.11. | 21 | 683.354
19.11. | 22 | 706.238
19.11. | 23 | 735.426
19.11. | 24 | 728.326
20.11. | 1 | 716.406
20.11. | 2 | 697.834
20.11. | 3 | 657.342
20.11. | 4 | 627.048
20.11. | 5 | 584.202
20.11. | 6 | 636.778
20.11. | 7 | 819.264
20.11. | 8 | 922.05
20.11. | 9 | 830.912
20.11. | 10 | 778.23
20.11. | 11 | 766.688
20.11. | 12 | 756.45
20.11. | 13 | 763.472
20.11. | 14 | 637.568
20.11. | 15 | 401.662
20.11. | 16 | 243.468
20.11. | 17 | 294.714
20.11. | 18 | 360.486
20.11. | 19 | 410.194
20.11. | 20 | 428.692
20.11. | 21 | 427
20.11. | 22 | 411.046
20.11. | 23 | 379.578
20.11. | 24 | 356.972
21.11. | 1 | 334.124
21.11. | 2 | 316.654
21.11. | 3 | 306.028
21.11. | 4 | 302.26
21.11. | 5 | 289.884
21.11. | 6 | 381.39
21.11. | 7 | 600.596
21.11. | 8 | 770.604
21.11. | 9 | 710.934
21.11. | 10 | 678.728
21.11. | 11 | 675.098
21.11. | 12 | 674.082
21.11. | 13 | 674.2
21.11. | 14 | 532.786
21.11. | 15 | 271.77
21.11. | 16 | 96.84
21.11. | 17 | 122.926
21.11. | 18 | 173.354
21.11. | 19 | 216.582
21.11. | 20 | 252.234
21.11. | 21 | 278.976
21.11. | 22 | 298.502
21.11. | 23 | 326.548
21.11. | 24 | 358.1
22.11. | 1 | 367.598
22.11. | 2 | 375.846
22.11. | 3 | 381.032
22.11. | 4 | 373.82
22.11. | 5 | 344.17
22.11. | 6 | 402.234
22.11. | 7 | 610.612
22.11. | 8 | 764.964
22.11. | 9 | 708.746
22.11. | 10 | 688.206
22.11. | 11 | 702.938
22.11. | 12 | 699.142
22.11. | 13 | 702.47
22.11. | 14 | 575.816
22.11. | 15 | 319.15
22.11. | 16 | 154.462
22.11. | 17 | 196.68
22.11. | 18 | 255.492
22.11. | 19 | 296.334
22.11. | 20 | 336.71
22.11. | 21 | 351.61
22.11. | 22 | 373.83
22.11. | 23 | 383.99
22.11. | 24 | 417.004
23.11. | 1 | 454.734
23.11. | 2 | 493.87
23.11. | 3 | 522.928
23.11. | 4 | 536.456
23.11. | 5 | 529.438
23.11. | 6 | 610.486
23.11. | 7 | 818.252
23.11. | 8 | 952.85
23.11. | 9 | 872.336
23.11. | 10 | 858.05
23.11. | 11 | 920.144
23.11. | 12 | 924.06
23.11. | 13 | 934.462
23.11. | 14 | 832.728
23.11. | 15 | 589.676
23.11. | 16 | 410.536
23.11. | 17 | 474.546
23.11. | 18 | 567.578
23.11. | 19 | 662.936
23.11. | 20 | 720.946
23.11. | 21 | 760.58
23.11. | 22 | 787.982
23.11. | 23 | 783.278
23.11. | 24 | 777.352
24.11. | 1 | 782.16
24.11. | 2 | 791.092
24.11. | 3 | 808.702
24.11. | 4 | 815.494
24.11. | 5 | 804.358
24.11. | 6 | 889.576
24.11. | 7 | 1104.24
24.11. | 8 | 1231.458
24.11. | 9 | 1127.614
24.11. | 10 | 1067.188
24.11. | 11 | 1043.292
24.11. | 12 | 1025.16
24.11. | 13 | 1027.59
24.11. | 14 | 901.154
24.11. | 15 | 641.562
24.11. | 16 | 443.148
24.11. | 17 | 477.93
24.11. | 18 | 547.172
24.11. | 19 | 609.204
24.11. | 20 | 656.054
24.11. | 21 | 663.208
24.11. | 22 | 639.536
24.11. | 23 | 598.986
24.11. | 24 | 540.19
25.11. | 1 | 503.74
25.11. | 2 | 477.762
25.11. | 3 | 435.336
25.11. | 4 | 407.73
25.11. | 5 | 380.876
25.11. | 6 | 460.402
25.11. | 7 | 670.868
25.11. | 8 | 838.478
25.11. | 9 | 783.738
25.11. | 10 | 748.296
25.11. | 11 | 698.932
25.11. | 12 | 684.374
25.11. | 13 | 678.03
25.11. | 14 | 521.802
25.11. | 15 | 264.844
25.11. | 16 | 89.512
25.11. | 17 | 103.17
25.11. | 18 | 131.746
25.11. | 19 | 159.364
25.11. | 20 | 177.878
25.11. | 21 | 189.934
25.11. | 22 | 196.316
25.11. | 23 | 215.728
25.11. | 24 | 225.456
26.11. | 1 | 234.032
26.11. | 2 | 233.004
26.11. | 3 | 227.644
26.11. | 4 | 214.226
26.11. | 5 | 195.056
26.11. | 6 | 280.87
26.11. | 7 | 510.158
26.11. | 8 | 722.452
26.11. | 9 | 697.084
26.11. | 10 | 684.894
26.11. | 11 | 709.704
26.11. | 12 | 736.17
26.11. | 13 | 748.598
26.11. | 14 | 600.132
26.11. | 15 | 338.558
26.11. | 16 | 151.75
26.11. | 17 | 158.692
26.11. | 18 | 183.434
26.11. | 19 | 207.862
26.11. | 20 | 219.312
26.11. | 21 | 224.534
26.11. | 22 | 217.49
26.11. | 23 | 239.602
26.11. | 24 | 228.378
27.11. | 1 | 212.084
27.11. | 2 | 190.994
27.11. | 3 | 169.668
27.11. | 4 | 153.248
27.11. | 5 | 140.486
27.11. | 6 | 235.324
27.11. | 7 | 484.584
27.11. | 8 | 721.044
27.11. | 9 | 708.706
27.11. | 10 | 694.44
27.11. | 11 | 697.3
27.11. | 12 | 698.454
27.11. | 13 | 696.514
27.11. | 14 | 540.48
27.11. | 15 | 284.776
27.11. | 16 | 124.656
27.11. | 17 | 164.652
27.11. | 18 | 222.352
27.11. | 19 | 272.85
27.11. | 20 | 307.342
27.11. | 21 | 331.876
27.11. | 22 | 336.42
27.11. | 23 | 346.074
27.11. | 24 | 324.824
28.11. | 1 | 303.116
28.11. | 2 | 283.982
28.11. | 3 | 264.238
28.11. | 4 | 247.502
28.11. | 5 | 231.146
28.11. | 6 | 314.516
28.11. | 7 | 541.198
28.11. | 8 | 750.934
28.11. | 9 | 723.908
28.11. | 10 | 685.422
28.11. | 11 | 669.34
28.11. | 12 | 661.982
28.11. | 13 | 660.132
28.11. | 14 | 501.574
28.11. | 15 | 255.736
28.11. | 16 | 103.974
28.11. | 17 | 154.516
28.11. | 18 | 219.318
28.11. | 19 | 266.468
28.11. | 20 | 293.112
28.11. | 21 | 307.818
28.11. | 22 | 304.924
28.11. | 23 | 280.354
28.11. | 24 | 282.32
29.11. | 1 | 286.798
29.11. | 2 | 282.404
29.11. | 3 | 292.736
29.11. | 4 | 294.998
29.11. | 5 | 292.758
29.11. | 6 | 380.33
29.11. | 7 | 604.026
29.11. | 8 | 817.846
29.11. | 9 | 773.096
29.11. | 10 | 739.974
29.11. | 11 | 736.316
29.11. | 12 | 745.1
29.11. | 13 | 766.728
29.11. | 14 | 647.53
29.11. | 15 | 451.726
29.11. | 16 | 355.764
29.11. | 17 | 488.886
29.11. | 18 | 627.288
29.11. | 19 | 702.604
29.11. | 20 | 741.554
29.11. | 21 | 756.112
29.11. | 22 | 749.638
29.11. | 23 | 741.238
29.11. | 24 | 735.164
30.11. | 1 | 722.212
30.11. | 2 | 729.232
30.11. | 3 | 742.532
30.11. | 4 | 755.178
30.11. | 5 | 760.926
30.11. | 6 | 845.556
30.11. | 7 | 1065.774
30.11. | 8 | 1251.664
30.11. | 9 | 1184.676
30.11. | 10 | 1218.644
30.11. | 11 | 1324.826
30.11. | 12 | 1388.584
30.11. | 13 | 1453.678
30.11. | 14 | 1375.898
30.11. | 15 | 1147.908
30.11. | 16 | 959.186
30.11. | 17 | 963.97
30.11. | 18 | 966.264
30.11. | 19 | 968.266
30.11. | 20 | 972.134
30.11. | 21 | 971.364
30.11. | 22 | 967.78
30.11. | 23 | 957.946
30.11. | 24 | 966.222
01.12. | 1 | 966.7
01.12. | 2 | 962.31
01.12. | 3 | 946.166
01.12. | 4 | 930.456
01.12. | 5 | 910.976
01.12. | 6 | 958
01.12. | 7 | 1141.646
01.12. | 8 | 1289.386
01.12. | 9 | 1250.906
01.12. | 10 | 1277.184
01.12. | 11 | 1311.936
01.12. | 12 | 1307.898
01.12. | 13 | 1321.268
01.12. | 14 | 1197.266
01.12. | 15 | 968.54
01.12. | 16 | 769.268
01.12. | 17 | 785.864
01.12. | 18 | 809.61
01.12. | 19 | 824.28
01.12. | 20 | 827.086
01.12. | 21 | 819.278
01.12. | 22 | 820.054
01.12. | 23 | 754.698
01.12. | 24 | 755.688
02.12. | 1 | 766.594
02.12. | 2 | 777.918
02.12. | 3 | 781.94
02.12. | 4 | 784.556
02.12. | 5 | 781.01
02.12. | 6 | 847.946
02.12. | 7 | 1048.588
02.12. | 8 | 1177.658
02.12. | 9 | 1098.568
02.12. | 10 | 1134.946
02.12. | 11 | 1189.508
02.12. | 12 | 1174.548
02.12. | 13 | 1201.798
02.12. | 14 | 1119.376
02.12. | 15 | 851.574
02.12. | 16 | 610.634
02.12. | 17 | 596.244
02.12. | 18 | 620.108
02.12. | 19 | 634.384
02.12. | 20 | 645.428
02.12. | 21 | 652.334
02.12. | 22 | 664.848
02.12. | 23 | 652.674
02.12. | 24 | 670.624
03.12. | 1 | 671.432
03.12. | 2 | 678.078
03.12. | 3 | 678.142
03.12. | 4 | 664.344
03.12. | 5 | 642.116
03.12. | 6 | 695.71
03.12. | 7 | 904.648
03.12. | 8 | 1056.502
03.12. | 9 | 981.278
03.12. | 10 | 1012.498
03.12. | 11 | 1072.804
03.12. | 12 | 1100.356
03.12. | 13 | 1145.72
03.12. | 14 | 1086.486
03.12. | 15 | 853.42
03.12. | 16 | 664.166
03.12. | 17 | 680.354
03.12. | 18 | 741.506
03.12. | 19 | 776.032
03.12. | 20 | 808.714
03.12. | 21 | 830.142
03.12. | 22 | 853.578
03.12. | 23 | 808.842
03.12. | 24 | 855.39
04.12. | 1 | 878.76
04.12. | 2 | 898.408
04.12. | 3 | 895.122
04.12. | 4 | 885.424
04.12. | 5 | 858.11
04.12. | 6 | 921.81
04.12. | 7 | 1111.242
04.12. | 8 | 1253.44
04.12. | 9 | 1164.598
04.12. | 10 | 1172.938
04.12. | 11 | 1201.29
04.12. | 12 | 1196.834
04.12. | 13 | 1214.44
04.12. | 14 | 1140.398
04.12. | 15 | 935.69
04.12. | 16 | 749.486
04.12. | 17 | 795.398
04.12. | 18 | 841.522
04.12. | 19 | 873.94
04.12. | 20 | 890.724
04.12. | 21 | 900.772
04.12. | 22 | 909.26
04.12. | 23 | 874.724
04.12. | 24 | 891.252
05.12. | 1 | 907.802
05.12. | 2 | 929.832
05.12. | 3 | 942.568
05.12. | 4 | 942.65
05.12. | 5 | 932.544
05.12. | 6 | 1013.466
05.12. | 7 | 1222.858
05.12. | 8 | 1357.972
05.12. | 9 | 1311.096
05.12. | 10 | 1314.756
05.12. | 11 | 1360.602
05.12. | 12 | 1385.972
05.12. | 13 | 1414.498
05.12. | 14 | 1338.402
05.12. | 15 | 1107.432
05.12. | 16 | 942.476
05.12. | 17 | 966.224
05.12. | 18 | 986.818
05.12. | 19 | 995.784
05.12. | 20 | 992.03
05.12. | 21 | 984.984
05.12. | 22 | 975.976
05.12. | 23 | 943.134
05.12. | 24 | 949.004
06.12. | 1 | 958.932
06.12. | 2 | 966.982
06.12. | 3 | 968.952
06.12. | 4 | 967.896
06.12. | 5 | 959.732
06.12. | 6 | 1049.86
06.12. | 7 | 1297.046
06.12. | 8 | 1476.944
06.12. | 9 | 1418.838
06.12. | 10 | 1383.528
06.12. | 11 | 1341.66
06.12. | 12 | 1318.394
06.12. | 13 | 1314.908
06.12. | 14 | 1232.128
06.12. | 15 | 964.774
06.12. | 16 | 779.138
06.12. | 17 | 826.68
06.12. | 18 | 886.802
06.12. | 19 | 917.514
06.12. | 20 | 921.878
06.12. | 21 | 910.866
06.12. | 22 | 908.134
06.12. | 23 | 911.494
06.12. | 24 | 896.442
07.12. | 1 | 884.086
07.12. | 2 | 887.196
07.12. | 3 | 871.758
07.12. | 4 | 858.482
07.12. | 5 | 829.894
07.12. | 6 | 888.408
07.12. | 7 | 1089.642
07.12. | 8 | 1230.52
07.12. | 9 | 1090.044
07.12. | 10 | 1017.408
07.12. | 11 | 999.194
07.12. | 12 | 981.354
07.12. | 13 | 998.312
07.12. | 14 | 913.572
07.12. | 15 | 712.262
07.12. | 16 | 596.402
07.12. | 17 | 716.562
07.12. | 18 | 811.79
07.12. | 19 | 875.326
07.12. | 20 | 901.168
07.12. | 21 | 905.644
07.12. | 22 | 888.822
07.12. | 23 | 873.024
07.12. | 24 | 860.266
08.12. | 1 | 843.728
08.12. | 2 | 836.292
08.12. | 3 | 823.108
08.12. | 4 | 804.058
08.12. | 5 | 775.47
08.12. | 6 | 811.482
08.12. | 7 | 988.61
08.12. | 8 | 1117.644
08.12. | 9 | 974.134
08.12. | 10 | 893.104
08.12. | 11 | 899.748
08.12. | 12 | 892.892
08.12. | 13 | 913.274
08.12. | 14 | 862.178
08.12. | 15 | 661.572
08.12. | 16 | 533.968
08.12. | 17 | 641.52
08.12. | 18 | 736.852
08.12. | 19 | 788.262
08.12. | 20 | 798.076
08.12. | 21 | 795.274
08.12. | 22 | 779.292
08.12. | 23 | 724.438
08.12. | 24 | 714.9
09.12. | 1 | 693.218
09.12. | 2 | 679.59
09.12. | 3 | 659.89
09.12. | 4 | 643.338
09.12. | 5 | 619.856
09.12. | 6 | 680.528
09.12. | 7 | 887.486
09.12. | 8 | 1030.376
09.12. | 9 | 926.376
09.12. | 10 | 884.312
09.12. | 11 | 879.128
09.12. | 12 | 881.784
09.12. | 13 | 895.984
09.12. | 14 | 834.678
09.12. | 15 | 606.756
09.12. | 16 | 450.408
09.12. | 17 | 520.224
09.12. | 18 | 602.52
09.12. | 19 | 655.18
09.12. | 20 | 680.66
09.12. | 21 | 690.666
09.12. | 22 | 702.594
09.12. | 23 | 718.758
09.12. | 24 | 726.36
10.12. | 1 | 716.68
10.12. | 2 | 716.338
10.12. | 3 | 706.256
10.12. | 4 | 685.13
10.12. | 5 | 661.192
10.12. | 6 | 699.802
10.12. | 7 | 898.514
10.12. | 8 | 1050.508
10.12. | 9 | 964.274
10.12. | 10 | 962.744
10.12. | 11 | 1034.146
10.12. | 12 | 1011.082
10.12. | 13 | 1004.502
10.12. | 14 | 918.846
10.12. | 15 | 658.384
10.12. | 16 | 460.822
10.12. | 17 | 494.164
10.12. | 18 | 543.864
10.12. | 19 | 584.4
10.12. | 20 | 603.412
10.12. | 21 | 619.788
10.12. | 22 | 627.984
10.12. | 23 | 615.92
10.12. | 24 | 617.58
11.12. | 1 | 618.342
11.12. | 2 | 625.35
11.12. | 3 | 646.92
11.12. | 4 | 655.478
11.12. | 5 | 644.662
11.12. | 6 | 683.364
11.12. | 7 | 873.49
11.12. | 8 | 1021.856
11.12. | 9 | 926.866
11.12. | 10 | 917.112
11.12. | 11 | 912.934
11.12. | 12 | 923.66
11.12. | 13 | 925.456
11.12. | 14 | 808.574
11.12. | 15 | 552.34
11.12. | 16 | 355.076
11.12. | 17 | 375.056
11.12. | 18 | 418.512
11.12. | 19 | 450.666
11.12. | 20 | 474.916
11.12. | 21 | 498.982
11.12. | 22 | 528.212
11.12. | 23 | 633.996
11.12. | 24 | 637.664
12.12. | 1 | 641.168
12.12. | 2 | 632.028
12.12. | 3 | 631.25
12.12. | 4 | 613.846
12.12. | 5 | 593.83
12.12. | 6 | 637.264
12.12. | 7 | 826.278
12.12. | 8 | 1001.336
12.12. | 9 | 956.736
12.12. | 10 | 981.166
12.12. | 11 | 1067.096
12.12. | 12 | 1109.676
12.12. | 13 | 1146.24
12.12. | 14 | 1040.858
12.12. | 15 | 820.844
12.12. | 16 | 648.528
12.12. | 17 | 652.1
12.12. | 18 | 670.588
12.12. | 19 | 698.476
12.12. | 20 | 740.7
12.12. | 21 | 796.746
12.12. | 22 | 856.628
12.12. | 23 | 942.978
12.12. | 24 | 980.11
13.12. | 1 | 1011.682
13.12. | 2 | 1040
13.12. | 3 | 1055.194
13.12. | 4 | 1055.614
13.12. | 5 | 1053.972
13.12. | 6 | 1105.072
13.12. | 7 | 1291.628
13.12. | 8 | 1458.726
13.12. | 9 | 1479.298
13.12. | 10 | 1510.542
13.12. | 11 | 1537.846
13.12. | 12 | 1528.588
13.12. | 13 | 1508.324
13.12. | 14 | 1315.814
13.12. | 15 | 1024.632
13.12. | 16 | 779.61
13.12. | 17 | 715.944
13.12. | 18 | 714.5
13.12. | 19 | 711.776
13.12. | 20 | 729.35
13.12. | 21 | 734.492
13.12. | 22 | 744.434
13.12. | 23 | 686.17
13.12. | 24 | 691.462
14.12. | 1 | 700.676
14.12. | 2 | 703.268
14.12. | 3 | 684.726
14.12. | 4 | 665.944
14.12. | 5 | 630.072
14.12. | 6 | 654.176
14.12. | 7 | 805.942
14.12. | 8 | 938.352
14.12. | 9 | 854.074
14.12. | 10 | 809.73
14.12. | 11 | 784.896
14.12. | 12 | 763.71
14.12. | 13 | 757.436
14.12. | 14 | 646.93
14.12. | 15 | 407.66
14.12. | 16 | 232.442
14.12. | 17 | 254.466
14.12. | 18 | 295.258
14.12. | 19 | 329.19
14.12. | 20 | 367.352
14.12. | 21 | 387.262
14.12. | 22 | 399.154
14.12. | 23 | 391.932
14.12. | 24 | 391.778
15.12. | 1 | 385.374
15.12. | 2 | 385.418
15.12. | 3 | 388.094
15.12. | 4 | 383.898
15.12. | 5 | 371.466
15.12. | 6 | 423.086
15.12. | 7 | 629.916
15.12. | 8 | 821.406
15.12. | 9 | 769.562
15.12. | 10 | 749.654
15.12. | 11 | 719.134
15.12. | 12 | 694.508
15.12. | 13 | 681.828
15.12. | 14 | 584.342
15.12. | 15 | 327.782
15.12. | 16 | 149.64
15.12. | 17 | 176.282
15.12. | 18 | 226.356
15.12. | 19 | 266.86
15.12. | 20 | 297.116
15.12. | 21 | 311.87
15.12. | 22 | 323.832
15.12. | 23 | 310.22
15.12. | 24 | 312.146
16.12. | 1 | 314.052
16.12. | 2 | 319.998
16.12. | 3 | 325.142
16.12. | 4 | 328.238
16.12. | 5 | 320.976
16.12. | 6 | 361.924
16.12. | 7 | 559.08
16.12. | 8 | 757.296
16.12. | 9 | 685.66
16.12. | 10 | 661.904
16.12. | 11 | 654.734
16.12. | 12 | 643.236
16.12. | 13 | 651.662
16.12. | 14 | 589.826
16.12. | 15 | 348.352
16.12. | 16 | 183.454
16.12. | 17 | 230.644
16.12. | 18 | 280.744
16.12. | 19 | 316.494
16.12. | 20 | 339.698
16.12. | 21 | 351.72
16.12. | 22 | 361.652
16.12. | 23 | 454.54
16.12. | 24 | 484.42
17.12. | 1 | 535.47
17.12. | 2 | 583.632
17.12. | 3 | 599.2
17.12. | 4 | 592.554
17.12. | 5 | 552.036
17.12. | 6 | 574.744
17.12. | 7 | 748.946
17.12. | 8 | 927.616
17.12. | 9 | 837.724
17.12. | 10 | 813.866
17.12. | 11 | 854.02
17.12. | 12 | 846.23
17.12. | 13 | 840.288
17.12. | 14 | 749.038
17.12. | 15 | 472.592
17.12. | 16 | 259.804
17.12. | 17 | 235.026
17.12. | 18 | 243.28
17.12. | 19 | 242.216
17.12. | 20 | 248.816
17.12. | 21 | 248.004
17.12. | 22 | 243.07
17.12. | 23 | 269.134
17.12. | 24 | 258.002
18.12. | 1 | 252.194
18.12. | 2 | 242.378
18.12. | 3 | 233.712
18.12. | 4 | 213.118
18.12. | 5 | 194.042
18.12. | 6 | 240.41
18.12. | 7 | 466.112
18.12. | 8 | 701.816
18.12. | 9 | 674.046
18.12. | 10 | 654.916
18.12. | 11 | 686.2
18.12. | 12 | 711.934
18.12. | 13 | 730.048
18.12. | 14 | 655.47
18.12. | 15 | 391.074
18.12. | 16 | 187.394
18.12. | 17 | 180.334
18.12. | 18 | 186.54
18.12. | 19 | 189.32
18.12. | 20 | 185.948
18.12. | 21 | 185.962
18.12. | 22 | 182.622
18.12. | 23 | 187.304
18.12. | 24 | 203.37
19.12. | 1 | 214.724
19.12. | 2 | 230.048
19.12. | 3 | 248.922
19.12. | 4 | 275.234
19.12. | 5 | 304.932
19.12. | 6 | 376.246
19.12. | 7 | 604.116
19.12. | 8 | 810.208
19.12. | 9 | 779.598
19.12. | 10 | 761.846
19.12. | 11 | 759.614
19.12. | 12 | 792.788
19.12. | 13 | 827.684
19.12. | 14 | 765.924
19.12. | 15 | 521.662
19.12. | 16 | 314.526
19.12. | 17 | 308.386
19.12. | 18 | 331.988
19.12. | 19 | 349.192
19.12. | 20 | 366.648
19.12. | 21 | 373.308
19.12. | 22 | 395.606
19.12. | 23 | 442.45
19.12. | 24 | 474.172
20.12. | 1 | 487.798
20.12. | 2 | 496.914
20.12. | 3 | 515.336
20.12. | 4 | 520.616
20.12. | 5 | 525.146
20.12. | 6 | 570.4
20.12. | 7 | 784.512
20.12. | 8 | 975.328
20.12. | 9 | 883.64
20.12. | 10 | 860.144
20.12. | 11 | 887.962
20.12. | 12 | 876.962
20.12. | 13 | 881.374
20.12. | 14 | 811.062
20.12. | 15 | 568.536
20.12. | 16 | 369.782
20.12. | 17 | 385.59
20.12. | 18 | 426.922
20.12. | 19 | 472.288
20.12. | 20 | 500.912
20.12. | 21 | 531.106
20.12. | 22 | 564.592
20.12. | 23 | 580.44
20.12. | 24 | 612.61
21.12. | 1 | 650.504
21.12. | 2 | 674.204
21.12. | 3 | 703.196
21.12. | 4 | 707.402
21.12. | 5 | 705.948
21.12. | 6 | 745.704
21.12. | 7 | 954.614
21.12. | 8 | 1136.834
21.12. | 9 | 1018.594
21.12. | 10 | 985.85
21.12. | 11 | 1000.274
21.12. | 12 | 1000.974
21.12. | 13 | 1017.646
21.12. | 14 | 984.034
21.12. | 15 | 747.91
21.12. | 16 | 545.09
21.12. | 17 | 584.714
21.12. | 18 | 649.078
21.12. | 19 | 708.006
21.12. | 20 | 738.672
21.12. | 21 | 762.81
21.12. | 22 | 777.328
21.12. | 23 | 784.59
21.12. | 24 | 777.15
22.12. | 1 | 767.23
22.12. | 2 | 769.95
22.12. | 3 | 750.142
22.12. | 4 | 720.89
22.12. | 5 | 687.612
22.12. | 6 | 710.536
22.12. | 7 | 915.108
22.12. | 8 | 1100.186
22.12. | 9 | 1002.516
22.12. | 10 | 969.736
22.12. | 11 | 1030.956
22.12. | 12 | 1084.884
22.12. | 13 | 1140.766
22.12. | 14 | 1113.896
22.12. | 15 | 908.72
22.12. | 16 | 725.77
22.12. | 17 | 747.206
22.12. | 18 | 801.394
22.12. | 19 | 821.084
22.12. | 20 | 824.39
22.12. | 21 | 837.968
22.12. | 22 | 849.276
22.12. | 23 | 826.054
22.12. | 24 | 835.58
23.12. | 1 | 855.694
23.12. | 2 | 874.306
23.12. | 3 | 895.178
23.12. | 4 | 910.216
23.12. | 5 | 909.272
23.12. | 6 | 946.328
23.12. | 7 | 1134.924
23.12. | 8 | 1321.01
23.12. | 9 | 1294.068
23.12. | 10 | 1310.802
23.12. | 11 | 1395.684
23.12. | 12 | 1428.532
23.12. | 13 | 1453.512
23.12. | 14 | 1386.832
23.12. | 15 | 1132.486
23.12. | 16 | 871.052
23.12. | 17 | 846.368
23.12. | 18 | 851.518
23.12. | 19 | 867.734
23.12. | 20 | 865.862
23.12. | 21 | 867.602
23.12. | 22 | 868.798
23.12. | 23 | 836.054
23.12. | 24 | 827.936
24.12. | 1 | 835.654
24.12. | 2 | 848.932
24.12. | 3 | 877.07
24.12. | 4 | 891.308
24.12. | 5 | 887.062
24.12. | 6 | 902.262
24.12. | 7 | 1094.814
24.12. | 8 | 1256.258
24.12. | 9 | 1126.462
24.12. | 10 | 1089.85
24.12. | 11 | 1125.276
24.12. | 12 | 1129.324
24.12. | 13 | 1114.426
24.12. | 14 | 1030.948
24.12. | 15 | 755.572
24.12. | 16 | 512.668
24.12. | 17 | 506.276
24.12. | 18 | 561.05
24.12. | 19 | 611.676
24.12. | 20 | 651.09
24.12. | 21 | 681.022
24.12. | 22 | 690.64
24.12. | 23 | 690.262
24.12. | 24 | 677.122
25.12. | 1 | 685.698
25.12. | 2 | 683.962
25.12. | 3 | 692.718
25.12. | 4 | 697.234
25.12. | 5 | 700.54
25.12. | 6 | 746.752
25.12. | 7 | 948.026
25.12. | 8 | 1145.802
25.12. | 9 | 1029.234
25.12. | 10 | 1008.258
25.12. | 11 | 1037.914
25.12. | 12 | 1036.78
25.12. | 13 | 1006.124
25.12. | 14 | 929.06
25.12. | 15 | 635
25.12. | 16 | 388.12
25.12. | 17 | 386.802
25.12. | 18 | 418.368
25.12. | 19 | 442.602
25.12. | 20 | 450.204
25.12. | 21 | 452.262
25.12. | 22 | 445.716
25.12. | 23 | 461.072
25.12. | 24 | 484.252
26.12. | 1 | 492.87
26.12. | 2 | 518.24
26.12. | 3 | 515.894
26.12. | 4 | 517.108
26.12. | 5 | 506.648
26.12. | 6 | 534.578
26.12. | 7 | 747.922
26.12. | 8 | 962.404
26.12. | 9 | 859.852
26.12. | 10 | 806.184
26.12. | 11 | 783.196
26.12. | 12 | 777.508
26.12. | 13 | 772.044
26.12. | 14 | 734.452
26.12. | 15 | 467.044
26.12. | 16 | 269.12
26.12. | 17 | 309.418
26.12. | 18 | 390.774
26.12. | 19 | 445.038
26.12. | 20 | 474.282
26.12. | 21 | 482.242
26.12. | 22 | 495.932
26.12. | 23 | 519.21
26.12. | 24 | 541.67
27.12. | 1 | 573.662
27.12. | 2 | 589.752
27.12. | 3 | 594.894
27.12. | 4 | 601.84
27.12. | 5 | 602.886
27.12. | 6 | 633.842
27.12. | 7 | 849.046
27.12. | 8 | 1047.668
27.12. | 9 | 930.462
27.12. | 10 | 856.334
27.12. | 11 | 824.088
27.12. | 12 | 812.818
27.12. | 13 | 805.868
27.12. | 14 | 750.406
27.12. | 15 | 485.008
27.12. | 16 | 273.236
27.12. | 17 | 315.102
27.12. | 18 | 384.166
27.12. | 19 | 452.274
27.12. | 20 | 481.69
27.12. | 21 | 491.196
27.12. | 22 | 481.2
27.12. | 23 | 448.566
27.12. | 24 | 446.766
28.12. | 1 | 440.79
28.12. | 2 | 433.144
28.12. | 3 | 448.408
28.12. | 4 | 470.536
28.12. | 5 | 459.818
28.12. | 6 | 471.96
28.12. | 7 | 662.126
28.12. | 8 | 846.548
28.12. | 9 | 755.786
28.12. | 10 | 686.154
28.12. | 11 | 647.24
28.12. | 12 | 637.032
28.12. | 13 | 631.818
28.12. | 14 | 568.146
28.12. | 15 | 309.956
28.12. | 16 | 109.714
28.12. | 17 | 125.222
28.12. | 18 | 167.162
28.12. | 19 | 211.056
28.12. | 20 | 256.41
28.12. | 21 | 304.864
28.12. | 22 | 336.526
28.12. | 23 | 360.218
28.12. | 24 | 393.286
29.12. | 1 | 448.772
29.12. | 2 | 511.706
29.12. | 3 | 562.306
29.12. | 4 | 598.246
29.12. | 5 | 624.8
29.12. | 6 | 680.424
29.12. | 7 | 915.262
29.12. | 8 | 1133.43
29.12. | 9 | 1089.894
29.12. | 10 | 1075.618
29.12. | 11 | 1105.09
29.12. | 12 | 1147.612
29.12. | 13 | 1189.894
29.12. | 14 | 1171.448
29.12. | 15 | 947.644
29.12. | 16 | 749.634
29.12. | 17 | 768.914
29.12. | 18 | 834.164
29.12. | 19 | 887.826
29.12. | 20 | 929.9
29.12. | 21 | 957.61
29.12. | 22 | 970.598
29.12. | 23 | 915.66
29.12. | 24 | 924.966
30.12. | 1 | 924.148
30.12. | 2 | 937.624
30.12. | 3 | 948.2
30.12. | 4 | 949.118
30.12. | 5 | 924.528
30.12. | 6 | 927.716
30.12. | 7 | 1075.164
30.12. | 8 | 1187.94
30.12. | 9 | 1105.12
30.12. | 10 | 1049.3
30.12. | 11 | 1052.654
30.12. | 12 | 1028.004
30.12. | 13 | 984.142
30.12. | 14 | 892.598
30.12. | 15 | 602.47
30.12. | 16 | 353.25
30.12. | 17 | 323.706
30.12. | 18 | 344.028
30.12. | 19 | 358.55
30.12. | 20 | 376.266
30.12. | 21 | 385.918
30.12. | 22 | 389.75
30.12. | 23 | 365.77
30.12. | 24 | 371.954
31.12. | 1 | 357.704
31.12. | 2 | 358.632
31.12. | 3 | 353.72
31.12. | 4 | 342.336
31.12. | 5 | 318.148
31.12. | 6 | 326.422
31.12. | 7 | 500.678
31.12. | 8 | 681.168
31.12. | 9 | 722.656
31.12. | 10 | 711.676
31.12. | 11 | 730.198
31.12. | 12 | 787.758
31.12. | 13 | 849.552
31.12. | 14 | 809.558
31.12. | 15 | 583.62
31.12. | 16 | 379.188
31.12. | 17 | 373.312
31.12. | 18 | 408.38
31.12. | 19 | 448.044
31.12. | 20 | 482.308
31.12. | 21 | 507.194
31.12. | 22 | 517.724
31.12. | 23 | 537.532
31.12. | 24 | 541.13

## Reserves
ENTSO-E Market Modelling Database: Reserves
Country:
Market Node: | GR00
Year:
Climate year
Scenario
Frequency Containment Reserves (FCR)
Total Market Node Requirement | [MW] | 0
FCR that need to be made available by thermal unit commitment (already net with generating capacities on Thermal sheet, not causing additional commitment on Thermal units apart from what highlighted in the unit-by-unit Thermal sheet) | [MW]
Provided by HYDRO - Reserve that should be procured by further constraining the 'Maximum generation' of either Reservoir either Pumped Storage | [MW] | 0
Reserve available from Demand (reduction of demand possible thanks to specific contract to cope with system imbalances; while DSR would work on the DA & ID,here it should be considered only interruptible contract activated to contain system frequency) | [MW] | 0
FCR that need to be made available by thermal unit commitment additional to the FCR allocations highlighted in the unit-by-unit Thermal sheet (this will be allocated additionally on Thermal units as provided FCR) | [MW] | 0
Frequency Restoration Reserves (FRR) - includind both automatic (aFRR) and manual (mFRR)
Total Market Node Requirement | [MW] | 900
FRR that will be procured by thermal (unit commitment of thermal units able to provide FRR take IN REAL LIFE into account this requirements) | [MW] | 900
Provided by HYDRO - Reserve that should be procured by further constraining the 'Maximum generation' of either Reservoir either Pumped Storage | [MW] | 0
Simplified modelling assumptions (to account reserve requirements on e.g. day ahead market as currently done for MAF)
Additional load (should be <= FCR + FRR needed from thermal) | [MW]
Provided by HYDRO - Reserve that should be procured by further constraining the 'Maximum generation' of Reservoir units | [MW] | 440
Provided by HYDRO - Reserve that should be procured by further constraining the 'Maximum generation' of Pumped Storage Open Loop units | [MW] | 50
Provided by HYDRO - Reserve that should be procured by further constraining the 'Maximum generation' of Pumped Storage Closed Loop units | [MW] | 0

## DSR
ENTSO-E Market Modelling Database: DSR
Country:
Market Node: | GR00
Year:
Climate year
Scenario
| Demand Side Response | Price Band 1 | Price Band 2 | Price Band 3 | Price Band 4 | Price Band 5 | Price Band 6 | Price Band 7 | Price Band 8 | Price Band 9 | Price Band 10 | Price Band 11
| Capacity | 400 | 240 | 160
| Units | 16 | 16 | 16
| Hours | 6 | 6 | 6
| Price | 250 | 350 | 450
| Climate year start | 2050 | 2050 | 2050
Climate year end
Date | Hour | Available Demand Response (MW) | Available Demand Response (MW) | Available Demand Response (MW) | Available Demand Response (MW) | Available Demand Response (MW) | Available Demand Response (MW) | Available Demand Response (MW) | Available Demand Response (MW) | Available Demand Response (MW) | Available Demand Response (MW) | N.B. use convention first January always Monday (2007 calendar year) --> see guidelines for further details
01.01. | 1 | 400 | 240 | 160
01.01. | 2 | 400 | 240 | 160
01.01. | 3 | 400 | 240 | 160
01.01. | 4 | 400 | 240 | 160
01.01. | 5 | 400 | 240 | 160
01.01. | 6 | 400 | 240 | 160
01.01. | 7 | 400 | 240 | 160
01.01. | 8 | 400 | 240 | 160
01.01. | 9 | 400 | 240 | 160
01.01. | 10 | 400 | 240 | 160
01.01. | 11 | 400 | 240 | 160
01.01. | 12 | 400 | 240 | 160
01.01. | 13 | 400 | 240 | 160
01.01. | 14 | 400 | 240 | 160
01.01. | 15 | 400 | 240 | 160
01.01. | 16 | 400 | 240 | 160
01.01. | 17 | 400 | 240 | 160
01.01. | 18 | 400 | 240 | 160
01.01. | 19 | 400 | 240 | 160
01.01. | 20 | 400 | 240 | 160
01.01. | 21 | 400 | 240 | 160
01.01. | 22 | 400 | 240 | 160
01.01. | 23 | 400 | 240 | 160
01.01. | 24 | 400 | 240 | 160
02.01. | 1 | 400 | 240 | 160
02.01. | 2 | 400 | 240 | 160
02.01. | 3 | 400 | 240 | 160
02.01. | 4 | 400 | 240 | 160
02.01. | 5 | 400 | 240 | 160
02.01. | 6 | 400 | 240 | 160
02.01. | 7 | 400 | 240 | 160
02.01. | 8 | 400 | 240 | 160
02.01. | 9 | 400 | 240 | 160
02.01. | 10 | 400 | 240 | 160
02.01. | 11 | 400 | 240 | 160
02.01. | 12 | 400 | 240 | 160
02.01. | 13 | 400 | 240 | 160
02.01. | 14 | 400 | 240 | 160
02.01. | 15 | 400 | 240 | 160
02.01. | 16 | 400 | 240 | 160
02.01. | 17 | 400 | 240 | 160
02.01. | 18 | 400 | 240 | 160
02.01. | 19 | 400 | 240 | 160
02.01. | 20 | 400 | 240 | 160
02.01. | 21 | 400 | 240 | 160
02.01. | 22 | 400 | 240 | 160
02.01. | 23 | 400 | 240 | 160
02.01. | 24 | 400 | 240 | 160
03.01. | 1 | 400 | 240 | 160
03.01. | 2 | 400 | 240 | 160
03.01. | 3 | 400 | 240 | 160
03.01. | 4 | 400 | 240 | 160
03.01. | 5 | 400 | 240 | 160
03.01. | 6 | 400 | 240 | 160
03.01. | 7 | 400 | 240 | 160
03.01. | 8 | 400 | 240 | 160
03.01. | 9 | 400 | 240 | 160
03.01. | 10 | 400 | 240 | 160
03.01. | 11 | 400 | 240 | 160
03.01. | 12 | 400 | 240 | 160
03.01. | 13 | 400 | 240 | 160
03.01. | 14 | 400 | 240 | 160
03.01. | 15 | 400 | 240 | 160
03.01. | 16 | 400 | 240 | 160
03.01. | 17 | 400 | 240 | 160
03.01. | 18 | 400 | 240 | 160
03.01. | 19 | 400 | 240 | 160
03.01. | 20 | 400 | 240 | 160
03.01. | 21 | 400 | 240 | 160
03.01. | 22 | 400 | 240 | 160
03.01. | 23 | 400 | 240 | 160
03.01. | 24 | 400 | 240 | 160
04.01. | 1 | 400 | 240 | 160
04.01. | 2 | 400 | 240 | 160
04.01. | 3 | 400 | 240 | 160
04.01. | 4 | 400 | 240 | 160
04.01. | 5 | 400 | 240 | 160
04.01. | 6 | 400 | 240 | 160
04.01. | 7 | 400 | 240 | 160
04.01. | 8 | 400 | 240 | 160
04.01. | 9 | 400 | 240 | 160
04.01. | 10 | 400 | 240 | 160
04.01. | 11 | 400 | 240 | 160
04.01. | 12 | 400 | 240 | 160
04.01. | 13 | 400 | 240 | 160
04.01. | 14 | 400 | 240 | 160
04.01. | 15 | 400 | 240 | 160
04.01. | 16 | 400 | 240 | 160
04.01. | 17 | 400 | 240 | 160
04.01. | 18 | 400 | 240 | 160
04.01. | 19 | 400 | 240 | 160
04.01. | 20 | 400 | 240 | 160
04.01. | 21 | 400 | 240 | 160
04.01. | 22 | 400 | 240 | 160
04.01. | 23 | 400 | 240 | 160
04.01. | 24 | 400 | 240 | 160
05.01. | 1 | 400 | 240 | 160
05.01. | 2 | 400 | 240 | 160
05.01. | 3 | 400 | 240 | 160
05.01. | 4 | 400 | 240 | 160
05.01. | 5 | 400 | 240 | 160
05.01. | 6 | 400 | 240 | 160
05.01. | 7 | 400 | 240 | 160
05.01. | 8 | 400 | 240 | 160
05.01. | 9 | 400 | 240 | 160
05.01. | 10 | 400 | 240 | 160
05.01. | 11 | 400 | 240 | 160
05.01. | 12 | 400 | 240 | 160
05.01. | 13 | 400 | 240 | 160
05.01. | 14 | 400 | 240 | 160
05.01. | 15 | 400 | 240 | 160
05.01. | 16 | 400 | 240 | 160
05.01. | 17 | 400 | 240 | 160
05.01. | 18 | 400 | 240 | 160
05.01. | 19 | 400 | 240 | 160
05.01. | 20 | 400 | 240 | 160
05.01. | 21 | 400 | 240 | 160
05.01. | 22 | 400 | 240 | 160
05.01. | 23 | 400 | 240 | 160
05.01. | 24 | 400 | 240 | 160
06.01. | 1 | 400 | 240 | 160
06.01. | 2 | 400 | 240 | 160
06.01. | 3 | 400 | 240 | 160
06.01. | 4 | 400 | 240 | 160
06.01. | 5 | 400 | 240 | 160
06.01. | 6 | 400 | 240 | 160
06.01. | 7 | 400 | 240 | 160
06.01. | 8 | 400 | 240 | 160
06.01. | 9 | 400 | 240 | 160
06.01. | 10 | 400 | 240 | 160
06.01. | 11 | 400 | 240 | 160
06.01. | 12 | 400 | 240 | 160
06.01. | 13 | 400 | 240 | 160
06.01. | 14 | 400 | 240 | 160
06.01. | 15 | 400 | 240 | 160
06.01. | 16 | 400 | 240 | 160
06.01. | 17 | 400 | 240 | 160
06.01. | 18 | 400 | 240 | 160
06.01. | 19 | 400 | 240 | 160
06.01. | 20 | 400 | 240 | 160
06.01. | 21 | 400 | 240 | 160
06.01. | 22 | 400 | 240 | 160
06.01. | 23 | 400 | 240 | 160
06.01. | 24 | 400 | 240 | 160
07.01. | 1 | 400 | 240 | 160
07.01. | 2 | 400 | 240 | 160
07.01. | 3 | 400 | 240 | 160
07.01. | 4 | 400 | 240 | 160
07.01. | 5 | 400 | 240 | 160
07.01. | 6 | 400 | 240 | 160
07.01. | 7 | 400 | 240 | 160
07.01. | 8 | 400 | 240 | 160
07.01. | 9 | 400 | 240 | 160
07.01. | 10 | 400 | 240 | 160
07.01. | 11 | 400 | 240 | 160
07.01. | 12 | 400 | 240 | 160
07.01. | 13 | 400 | 240 | 160
07.01. | 14 | 400 | 240 | 160
07.01. | 15 | 400 | 240 | 160
07.01. | 16 | 400 | 240 | 160
07.01. | 17 | 400 | 240 | 160
07.01. | 18 | 400 | 240 | 160
07.01. | 19 | 400 | 240 | 160
07.01. | 20 | 400 | 240 | 160
07.01. | 21 | 400 | 240 | 160
07.01. | 22 | 400 | 240 | 160
07.01. | 23 | 400 | 240 | 160
07.01. | 24 | 400 | 240 | 160
08.01. | 1 | 400 | 240 | 160
08.01. | 2 | 400 | 240 | 160
08.01. | 3 | 400 | 240 | 160
08.01. | 4 | 400 | 240 | 160
08.01. | 5 | 400 | 240 | 160
08.01. | 6 | 400 | 240 | 160
08.01. | 7 | 400 | 240 | 160
08.01. | 8 | 400 | 240 | 160
08.01. | 9 | 400 | 240 | 160
08.01. | 10 | 400 | 240 | 160
08.01. | 11 | 400 | 240 | 160
08.01. | 12 | 400 | 240 | 160
08.01. | 13 | 400 | 240 | 160
08.01. | 14 | 400 | 240 | 160
08.01. | 15 | 400 | 240 | 160
08.01. | 16 | 400 | 240 | 160
08.01. | 17 | 400 | 240 | 160
08.01. | 18 | 400 | 240 | 160
08.01. | 19 | 400 | 240 | 160
08.01. | 20 | 400 | 240 | 160
08.01. | 21 | 400 | 240 | 160
08.01. | 22 | 400 | 240 | 160
08.01. | 23 | 400 | 240 | 160
08.01. | 24 | 400 | 240 | 160
09.01. | 1 | 400 | 240 | 160
09.01. | 2 | 400 | 240 | 160
09.01. | 3 | 400 | 240 | 160
09.01. | 4 | 400 | 240 | 160
09.01. | 5 | 400 | 240 | 160
09.01. | 6 | 400 | 240 | 160
09.01. | 7 | 400 | 240 | 160
09.01. | 8 | 400 | 240 | 160
09.01. | 9 | 400 | 240 | 160
09.01. | 10 | 400 | 240 | 160
09.01. | 11 | 400 | 240 | 160
09.01. | 12 | 400 | 240 | 160
09.01. | 13 | 400 | 240 | 160
09.01. | 14 | 400 | 240 | 160
09.01. | 15 | 400 | 240 | 160
09.01. | 16 | 400 | 240 | 160
09.01. | 17 | 400 | 240 | 160
09.01. | 18 | 400 | 240 | 160
09.01. | 19 | 400 | 240 | 160
09.01. | 20 | 400 | 240 | 160
09.01. | 21 | 400 | 240 | 160
09.01. | 22 | 400 | 240 | 160
09.01. | 23 | 400 | 240 | 160
09.01. | 24 | 400 | 240 | 160
10.01. | 1 | 400 | 240 | 160
10.01. | 2 | 400 | 240 | 160
10.01. | 3 | 400 | 240 | 160
10.01. | 4 | 400 | 240 | 160
10.01. | 5 | 400 | 240 | 160
10.01. | 6 | 400 | 240 | 160
10.01. | 7 | 400 | 240 | 160
10.01. | 8 | 400 | 240 | 160
10.01. | 9 | 400 | 240 | 160
10.01. | 10 | 400 | 240 | 160
10.01. | 11 | 400 | 240 | 160
10.01. | 12 | 400 | 240 | 160
10.01. | 13 | 400 | 240 | 160
10.01. | 14 | 400 | 240 | 160
10.01. | 15 | 400 | 240 | 160
10.01. | 16 | 400 | 240 | 160
10.01. | 17 | 400 | 240 | 160
10.01. | 18 | 400 | 240 | 160
10.01. | 19 | 400 | 240 | 160
10.01. | 20 | 400 | 240 | 160
10.01. | 21 | 400 | 240 | 160
10.01. | 22 | 400 | 240 | 160
10.01. | 23 | 400 | 240 | 160
10.01. | 24 | 400 | 240 | 160
11.01. | 1 | 400 | 240 | 160
11.01. | 2 | 400 | 240 | 160
11.01. | 3 | 400 | 240 | 160
11.01. | 4 | 400 | 240 | 160
11.01. | 5 | 400 | 240 | 160
11.01. | 6 | 400 | 240 | 160
11.01. | 7 | 400 | 240 | 160
11.01. | 8 | 400 | 240 | 160
11.01. | 9 | 400 | 240 | 160
11.01. | 10 | 400 | 240 | 160
11.01. | 11 | 400 | 240 | 160
11.01. | 12 | 400 | 240 | 160
11.01. | 13 | 400 | 240 | 160
11.01. | 14 | 400 | 240 | 160
11.01. | 15 | 400 | 240 | 160
11.01. | 16 | 400 | 240 | 160
11.01. | 17 | 400 | 240 | 160
11.01. | 18 | 400 | 240 | 160
11.01. | 19 | 400 | 240 | 160
11.01. | 20 | 400 | 240 | 160
11.01. | 21 | 400 | 240 | 160
11.01. | 22 | 400 | 240 | 160
11.01. | 23 | 400 | 240 | 160
11.01. | 24 | 400 | 240 | 160
12.01. | 1 | 400 | 240 | 160
12.01. | 2 | 400 | 240 | 160
12.01. | 3 | 400 | 240 | 160
12.01. | 4 | 400 | 240 | 160
12.01. | 5 | 400 | 240 | 160
12.01. | 6 | 400 | 240 | 160
12.01. | 7 | 400 | 240 | 160
12.01. | 8 | 400 | 240 | 160
12.01. | 9 | 400 | 240 | 160
12.01. | 10 | 400 | 240 | 160
12.01. | 11 | 400 | 240 | 160
12.01. | 12 | 400 | 240 | 160
12.01. | 13 | 400 | 240 | 160
12.01. | 14 | 400 | 240 | 160
12.01. | 15 | 400 | 240 | 160
12.01. | 16 | 400 | 240 | 160
12.01. | 17 | 400 | 240 | 160
12.01. | 18 | 400 | 240 | 160
12.01. | 19 | 400 | 240 | 160
12.01. | 20 | 400 | 240 | 160
12.01. | 21 | 400 | 240 | 160
12.01. | 22 | 400 | 240 | 160
12.01. | 23 | 400 | 240 | 160
12.01. | 24 | 400 | 240 | 160
13.01. | 1 | 400 | 240 | 160
13.01. | 2 | 400 | 240 | 160
13.01. | 3 | 400 | 240 | 160
13.01. | 4 | 400 | 240 | 160
13.01. | 5 | 400 | 240 | 160
13.01. | 6 | 400 | 240 | 160
13.01. | 7 | 400 | 240 | 160
13.01. | 8 | 400 | 240 | 160
13.01. | 9 | 400 | 240 | 160
13.01. | 10 | 400 | 240 | 160
13.01. | 11 | 400 | 240 | 160
13.01. | 12 | 400 | 240 | 160
13.01. | 13 | 400 | 240 | 160
13.01. | 14 | 400 | 240 | 160
13.01. | 15 | 400 | 240 | 160
13.01. | 16 | 400 | 240 | 160
13.01. | 17 | 400 | 240 | 160
13.01. | 18 | 400 | 240 | 160
13.01. | 19 | 400 | 240 | 160
13.01. | 20 | 400 | 240 | 160
13.01. | 21 | 400 | 240 | 160
13.01. | 22 | 400 | 240 | 160
13.01. | 23 | 400 | 240 | 160
13.01. | 24 | 400 | 240 | 160
14.01. | 1 | 400 | 240 | 160
14.01. | 2 | 400 | 240 | 160
14.01. | 3 | 400 | 240 | 160
14.01. | 4 | 400 | 240 | 160
14.01. | 5 | 400 | 240 | 160
14.01. | 6 | 400 | 240 | 160
14.01. | 7 | 400 | 240 | 160
14.01. | 8 | 400 | 240 | 160
14.01. | 9 | 400 | 240 | 160
14.01. | 10 | 400 | 240 | 160
14.01. | 11 | 400 | 240 | 160
14.01. | 12 | 400 | 240 | 160
14.01. | 13 | 400 | 240 | 160
14.01. | 14 | 400 | 240 | 160
14.01. | 15 | 400 | 240 | 160
14.01. | 16 | 400 | 240 | 160
14.01. | 17 | 400 | 240 | 160
14.01. | 18 | 400 | 240 | 160
14.01. | 19 | 400 | 240 | 160
14.01. | 20 | 400 | 240 | 160
14.01. | 21 | 400 | 240 | 160
14.01. | 22 | 400 | 240 | 160
14.01. | 23 | 400 | 240 | 160
14.01. | 24 | 400 | 240 | 160
15.01. | 1 | 400 | 240 | 160
15.01. | 2 | 400 | 240 | 160
15.01. | 3 | 400 | 240 | 160
15.01. | 4 | 400 | 240 | 160
15.01. | 5 | 400 | 240 | 160
15.01. | 6 | 400 | 240 | 160
15.01. | 7 | 400 | 240 | 160
15.01. | 8 | 400 | 240 | 160
15.01. | 9 | 400 | 240 | 160
15.01. | 10 | 400 | 240 | 160
15.01. | 11 | 400 | 240 | 160
15.01. | 12 | 400 | 240 | 160
15.01. | 13 | 400 | 240 | 160
15.01. | 14 | 400 | 240 | 160
15.01. | 15 | 400 | 240 | 160
15.01. | 16 | 400 | 240 | 160
15.01. | 17 | 400 | 240 | 160
15.01. | 18 | 400 | 240 | 160
15.01. | 19 | 400 | 240 | 160
15.01. | 20 | 400 | 240 | 160
15.01. | 21 | 400 | 240 | 160
15.01. | 22 | 400 | 240 | 160
15.01. | 23 | 400 | 240 | 160
15.01. | 24 | 400 | 240 | 160
16.01. | 1 | 400 | 240 | 160
16.01. | 2 | 400 | 240 | 160
16.01. | 3 | 400 | 240 | 160
16.01. | 4 | 400 | 240 | 160
16.01. | 5 | 400 | 240 | 160
16.01. | 6 | 400 | 240 | 160
16.01. | 7 | 400 | 240 | 160
16.01. | 8 | 400 | 240 | 160
16.01. | 9 | 400 | 240 | 160
16.01. | 10 | 400 | 240 | 160
16.01. | 11 | 400 | 240 | 160
16.01. | 12 | 400 | 240 | 160
16.01. | 13 | 400 | 240 | 160
16.01. | 14 | 400 | 240 | 160
16.01. | 15 | 400 | 240 | 160
16.01. | 16 | 400 | 240 | 160
16.01. | 17 | 400 | 240 | 160
16.01. | 18 | 400 | 240 | 160
16.01. | 19 | 400 | 240 | 160
16.01. | 20 | 400 | 240 | 160
16.01. | 21 | 400 | 240 | 160
16.01. | 22 | 400 | 240 | 160
16.01. | 23 | 400 | 240 | 160
16.01. | 24 | 400 | 240 | 160
17.01. | 1 | 400 | 240 | 160
17.01. | 2 | 400 | 240 | 160
17.01. | 3 | 400 | 240 | 160
17.01. | 4 | 400 | 240 | 160
17.01. | 5 | 400 | 240 | 160
17.01. | 6 | 400 | 240 | 160
17.01. | 7 | 400 | 240 | 160
17.01. | 8 | 400 | 240 | 160
17.01. | 9 | 400 | 240 | 160
17.01. | 10 | 400 | 240 | 160
17.01. | 11 | 400 | 240 | 160
17.01. | 12 | 400 | 240 | 160
17.01. | 13 | 400 | 240 | 160
17.01. | 14 | 400 | 240 | 160
17.01. | 15 | 400 | 240 | 160
17.01. | 16 | 400 | 240 | 160
17.01. | 17 | 400 | 240 | 160
17.01. | 18 | 400 | 240 | 160
17.01. | 19 | 400 | 240 | 160
17.01. | 20 | 400 | 240 | 160
17.01. | 21 | 400 | 240 | 160
17.01. | 22 | 400 | 240 | 160
17.01. | 23 | 400 | 240 | 160
17.01. | 24 | 400 | 240 | 160
18.01. | 1 | 400 | 240 | 160
18.01. | 2 | 400 | 240 | 160
18.01. | 3 | 400 | 240 | 160
18.01. | 4 | 400 | 240 | 160
18.01. | 5 | 400 | 240 | 160
18.01. | 6 | 400 | 240 | 160
18.01. | 7 | 400 | 240 | 160
18.01. | 8 | 400 | 240 | 160
18.01. | 9 | 400 | 240 | 160
18.01. | 10 | 400 | 240 | 160
18.01. | 11 | 400 | 240 | 160
18.01. | 12 | 400 | 240 | 160
18.01. | 13 | 400 | 240 | 160
18.01. | 14 | 400 | 240 | 160
18.01. | 15 | 400 | 240 | 160
18.01. | 16 | 400 | 240 | 160
18.01. | 17 | 400 | 240 | 160
18.01. | 18 | 400 | 240 | 160
18.01. | 19 | 400 | 240 | 160
18.01. | 20 | 400 | 240 | 160
18.01. | 21 | 400 | 240 | 160
18.01. | 22 | 400 | 240 | 160
18.01. | 23 | 400 | 240 | 160
18.01. | 24 | 400 | 240 | 160
19.01. | 1 | 400 | 240 | 160
19.01. | 2 | 400 | 240 | 160
19.01. | 3 | 400 | 240 | 160
19.01. | 4 | 400 | 240 | 160
19.01. | 5 | 400 | 240 | 160
19.01. | 6 | 400 | 240 | 160
19.01. | 7 | 400 | 240 | 160
19.01. | 8 | 400 | 240 | 160
19.01. | 9 | 400 | 240 | 160
19.01. | 10 | 400 | 240 | 160
19.01. | 11 | 400 | 240 | 160
19.01. | 12 | 400 | 240 | 160
19.01. | 13 | 400 | 240 | 160
19.01. | 14 | 400 | 240 | 160
19.01. | 15 | 400 | 240 | 160
19.01. | 16 | 400 | 240 | 160
19.01. | 17 | 400 | 240 | 160
19.01. | 18 | 400 | 240 | 160
19.01. | 19 | 400 | 240 | 160
19.01. | 20 | 400 | 240 | 160
19.01. | 21 | 400 | 240 | 160
19.01. | 22 | 400 | 240 | 160
19.01. | 23 | 400 | 240 | 160
19.01. | 24 | 400 | 240 | 160
20.01. | 1 | 400 | 240 | 160
20.01. | 2 | 400 | 240 | 160
20.01. | 3 | 400 | 240 | 160
20.01. | 4 | 400 | 240 | 160
20.01. | 5 | 400 | 240 | 160
20.01. | 6 | 400 | 240 | 160
20.01. | 7 | 400 | 240 | 160
20.01. | 8 | 400 | 240 | 160
20.01. | 9 | 400 | 240 | 160
20.01. | 10 | 400 | 240 | 160
20.01. | 11 | 400 | 240 | 160
20.01. | 12 | 400 | 240 | 160
20.01. | 13 | 400 | 240 | 160
20.01. | 14 | 400 | 240 | 160
20.01. | 15 | 400 | 240 | 160
20.01. | 16 | 400 | 240 | 160
20.01. | 17 | 400 | 240 | 160
20.01. | 18 | 400 | 240 | 160
20.01. | 19 | 400 | 240 | 160
20.01. | 20 | 400 | 240 | 160
20.01. | 21 | 400 | 240 | 160
20.01. | 22 | 400 | 240 | 160
20.01. | 23 | 400 | 240 | 160
20.01. | 24 | 400 | 240 | 160
21.01. | 1 | 400 | 240 | 160
21.01. | 2 | 400 | 240 | 160
21.01. | 3 | 400 | 240 | 160
21.01. | 4 | 400 | 240 | 160
21.01. | 5 | 400 | 240 | 160
21.01. | 6 | 400 | 240 | 160
21.01. | 7 | 400 | 240 | 160
21.01. | 8 | 400 | 240 | 160
21.01. | 9 | 400 | 240 | 160
21.01. | 10 | 400 | 240 | 160
21.01. | 11 | 400 | 240 | 160
21.01. | 12 | 400 | 240 | 160
21.01. | 13 | 400 | 240 | 160
21.01. | 14 | 400 | 240 | 160
21.01. | 15 | 400 | 240 | 160
21.01. | 16 | 400 | 240 | 160
21.01. | 17 | 400 | 240 | 160
21.01. | 18 | 400 | 240 | 160
21.01. | 19 | 400 | 240 | 160
21.01. | 20 | 400 | 240 | 160
21.01. | 21 | 400 | 240 | 160
21.01. | 22 | 400 | 240 | 160
21.01. | 23 | 400 | 240 | 160
21.01. | 24 | 400 | 240 | 160
22.01. | 1 | 400 | 240 | 160
22.01. | 2 | 400 | 240 | 160
22.01. | 3 | 400 | 240 | 160
22.01. | 4 | 400 | 240 | 160
22.01. | 5 | 400 | 240 | 160
22.01. | 6 | 400 | 240 | 160
22.01. | 7 | 400 | 240 | 160
22.01. | 8 | 400 | 240 | 160
22.01. | 9 | 400 | 240 | 160
22.01. | 10 | 400 | 240 | 160
22.01. | 11 | 400 | 240 | 160
22.01. | 12 | 400 | 240 | 160
22.01. | 13 | 400 | 240 | 160
22.01. | 14 | 400 | 240 | 160
22.01. | 15 | 400 | 240 | 160
22.01. | 16 | 400 | 240 | 160
22.01. | 17 | 400 | 240 | 160
22.01. | 18 | 400 | 240 | 160
22.01. | 19 | 400 | 240 | 160
22.01. | 20 | 400 | 240 | 160
22.01. | 21 | 400 | 240 | 160
22.01. | 22 | 400 | 240 | 160
22.01. | 23 | 400 | 240 | 160
22.01. | 24 | 400 | 240 | 160
23.01. | 1 | 400 | 240 | 160
23.01. | 2 | 400 | 240 | 160
23.01. | 3 | 400 | 240 | 160
23.01. | 4 | 400 | 240 | 160
23.01. | 5 | 400 | 240 | 160
23.01. | 6 | 400 | 240 | 160
23.01. | 7 | 400 | 240 | 160
23.01. | 8 | 400 | 240 | 160
23.01. | 9 | 400 | 240 | 160
23.01. | 10 | 400 | 240 | 160
23.01. | 11 | 400 | 240 | 160
23.01. | 12 | 400 | 240 | 160
23.01. | 13 | 400 | 240 | 160
23.01. | 14 | 400 | 240 | 160
23.01. | 15 | 400 | 240 | 160
23.01. | 16 | 400 | 240 | 160
23.01. | 17 | 400 | 240 | 160
23.01. | 18 | 400 | 240 | 160
23.01. | 19 | 400 | 240 | 160
23.01. | 20 | 400 | 240 | 160
23.01. | 21 | 400 | 240 | 160
23.01. | 22 | 400 | 240 | 160
23.01. | 23 | 400 | 240 | 160
23.01. | 24 | 400 | 240 | 160
24.01. | 1 | 400 | 240 | 160
24.01. | 2 | 400 | 240 | 160
24.01. | 3 | 400 | 240 | 160
24.01. | 4 | 400 | 240 | 160
24.01. | 5 | 400 | 240 | 160
24.01. | 6 | 400 | 240 | 160
24.01. | 7 | 400 | 240 | 160
24.01. | 8 | 400 | 240 | 160
24.01. | 9 | 400 | 240 | 160
24.01. | 10 | 400 | 240 | 160
24.01. | 11 | 400 | 240 | 160
24.01. | 12 | 400 | 240 | 160
24.01. | 13 | 400 | 240 | 160
24.01. | 14 | 400 | 240 | 160
24.01. | 15 | 400 | 240 | 160
24.01. | 16 | 400 | 240 | 160
24.01. | 17 | 400 | 240 | 160
24.01. | 18 | 400 | 240 | 160
24.01. | 19 | 400 | 240 | 160
24.01. | 20 | 400 | 240 | 160
24.01. | 21 | 400 | 240 | 160
24.01. | 22 | 400 | 240 | 160
24.01. | 23 | 400 | 240 | 160
24.01. | 24 | 400 | 240 | 160
25.01. | 1 | 400 | 240 | 160
25.01. | 2 | 400 | 240 | 160
25.01. | 3 | 400 | 240 | 160
25.01. | 4 | 400 | 240 | 160
25.01. | 5 | 400 | 240 | 160
25.01. | 6 | 400 | 240 | 160
25.01. | 7 | 400 | 240 | 160
25.01. | 8 | 400 | 240 | 160
25.01. | 9 | 400 | 240 | 160
25.01. | 10 | 400 | 240 | 160
25.01. | 11 | 400 | 240 | 160
25.01. | 12 | 400 | 240 | 160
25.01. | 13 | 400 | 240 | 160
25.01. | 14 | 400 | 240 | 160
25.01. | 15 | 400 | 240 | 160
25.01. | 16 | 400 | 240 | 160
25.01. | 17 | 400 | 240 | 160
25.01. | 18 | 400 | 240 | 160
25.01. | 19 | 400 | 240 | 160
25.01. | 20 | 400 | 240 | 160
25.01. | 21 | 400 | 240 | 160
25.01. | 22 | 400 | 240 | 160
25.01. | 23 | 400 | 240 | 160
25.01. | 24 | 400 | 240 | 160
26.01. | 1 | 400 | 240 | 160
26.01. | 2 | 400 | 240 | 160
26.01. | 3 | 400 | 240 | 160
26.01. | 4 | 400 | 240 | 160
26.01. | 5 | 400 | 240 | 160
26.01. | 6 | 400 | 240 | 160
26.01. | 7 | 400 | 240 | 160
26.01. | 8 | 400 | 240 | 160
26.01. | 9 | 400 | 240 | 160
26.01. | 10 | 400 | 240 | 160
26.01. | 11 | 400 | 240 | 160
26.01. | 12 | 400 | 240 | 160
26.01. | 13 | 400 | 240 | 160
26.01. | 14 | 400 | 240 | 160
26.01. | 15 | 400 | 240 | 160
26.01. | 16 | 400 | 240 | 160
26.01. | 17 | 400 | 240 | 160
26.01. | 18 | 400 | 240 | 160
26.01. | 19 | 400 | 240 | 160
26.01. | 20 | 400 | 240 | 160
26.01. | 21 | 400 | 240 | 160
26.01. | 22 | 400 | 240 | 160
26.01. | 23 | 400 | 240 | 160
26.01. | 24 | 400 | 240 | 160
27.01. | 1 | 400 | 240 | 160
27.01. | 2 | 400 | 240 | 160
27.01. | 3 | 400 | 240 | 160
27.01. | 4 | 400 | 240 | 160
27.01. | 5 | 400 | 240 | 160
27.01. | 6 | 400 | 240 | 160
27.01. | 7 | 400 | 240 | 160
27.01. | 8 | 400 | 240 | 160
27.01. | 9 | 400 | 240 | 160
27.01. | 10 | 400 | 240 | 160
27.01. | 11 | 400 | 240 | 160
27.01. | 12 | 400 | 240 | 160
27.01. | 13 | 400 | 240 | 160
27.01. | 14 | 400 | 240 | 160
27.01. | 15 | 400 | 240 | 160
27.01. | 16 | 400 | 240 | 160
27.01. | 17 | 400 | 240 | 160
27.01. | 18 | 400 | 240 | 160
27.01. | 19 | 400 | 240 | 160
27.01. | 20 | 400 | 240 | 160
27.01. | 21 | 400 | 240 | 160
27.01. | 22 | 400 | 240 | 160
27.01. | 23 | 400 | 240 | 160
27.01. | 24 | 400 | 240 | 160
28.01. | 1 | 400 | 240 | 160
28.01. | 2 | 400 | 240 | 160
28.01. | 3 | 400 | 240 | 160
28.01. | 4 | 400 | 240 | 160
28.01. | 5 | 400 | 240 | 160
28.01. | 6 | 400 | 240 | 160
28.01. | 7 | 400 | 240 | 160
28.01. | 8 | 400 | 240 | 160
28.01. | 9 | 400 | 240 | 160
28.01. | 10 | 400 | 240 | 160
28.01. | 11 | 400 | 240 | 160
28.01. | 12 | 400 | 240 | 160
28.01. | 13 | 400 | 240 | 160
28.01. | 14 | 400 | 240 | 160
28.01. | 15 | 400 | 240 | 160
28.01. | 16 | 400 | 240 | 160
28.01. | 17 | 400 | 240 | 160
28.01. | 18 | 400 | 240 | 160
28.01. | 19 | 400 | 240 | 160
28.01. | 20 | 400 | 240 | 160
28.01. | 21 | 400 | 240 | 160
28.01. | 22 | 400 | 240 | 160
28.01. | 23 | 400 | 240 | 160
28.01. | 24 | 400 | 240 | 160
29.01. | 1 | 400 | 240 | 160
29.01. | 2 | 400 | 240 | 160
29.01. | 3 | 400 | 240 | 160
29.01. | 4 | 400 | 240 | 160
29.01. | 5 | 400 | 240 | 160
29.01. | 6 | 400 | 240 | 160
29.01. | 7 | 400 | 240 | 160
29.01. | 8 | 400 | 240 | 160
29.01. | 9 | 400 | 240 | 160
29.01. | 10 | 400 | 240 | 160
29.01. | 11 | 400 | 240 | 160
29.01. | 12 | 400 | 240 | 160
29.01. | 13 | 400 | 240 | 160
29.01. | 14 | 400 | 240 | 160
29.01. | 15 | 400 | 240 | 160
29.01. | 16 | 400 | 240 | 160
29.01. | 17 | 400 | 240 | 160
29.01. | 18 | 400 | 240 | 160
29.01. | 19 | 400 | 240 | 160
29.01. | 20 | 400 | 240 | 160
29.01. | 21 | 400 | 240 | 160
29.01. | 22 | 400 | 240 | 160
29.01. | 23 | 400 | 240 | 160
29.01. | 24 | 400 | 240 | 160
30.01. | 1 | 400 | 240 | 160
30.01. | 2 | 400 | 240 | 160
30.01. | 3 | 400 | 240 | 160
30.01. | 4 | 400 | 240 | 160
30.01. | 5 | 400 | 240 | 160
30.01. | 6 | 400 | 240 | 160
30.01. | 7 | 400 | 240 | 160
30.01. | 8 | 400 | 240 | 160
30.01. | 9 | 400 | 240 | 160
30.01. | 10 | 400 | 240 | 160
30.01. | 11 | 400 | 240 | 160
30.01. | 12 | 400 | 240 | 160
30.01. | 13 | 400 | 240 | 160
30.01. | 14 | 400 | 240 | 160
30.01. | 15 | 400 | 240 | 160
30.01. | 16 | 400 | 240 | 160
30.01. | 17 | 400 | 240 | 160
30.01. | 18 | 400 | 240 | 160
30.01. | 19 | 400 | 240 | 160
30.01. | 20 | 400 | 240 | 160
30.01. | 21 | 400 | 240 | 160
30.01. | 22 | 400 | 240 | 160
30.01. | 23 | 400 | 240 | 160
30.01. | 24 | 400 | 240 | 160
31.01. | 1 | 400 | 240 | 160
31.01. | 2 | 400 | 240 | 160
31.01. | 3 | 400 | 240 | 160
31.01. | 4 | 400 | 240 | 160
31.01. | 5 | 400 | 240 | 160
31.01. | 6 | 400 | 240 | 160
31.01. | 7 | 400 | 240 | 160
31.01. | 8 | 400 | 240 | 160
31.01. | 9 | 400 | 240 | 160
31.01. | 10 | 400 | 240 | 160
31.01. | 11 | 400 | 240 | 160
31.01. | 12 | 400 | 240 | 160
31.01. | 13 | 400 | 240 | 160
31.01. | 14 | 400 | 240 | 160
31.01. | 15 | 400 | 240 | 160
31.01. | 16 | 400 | 240 | 160
31.01. | 17 | 400 | 240 | 160
31.01. | 18 | 400 | 240 | 160
31.01. | 19 | 400 | 240 | 160
31.01. | 20 | 400 | 240 | 160
31.01. | 21 | 400 | 240 | 160
31.01. | 22 | 400 | 240 | 160
31.01. | 23 | 400 | 240 | 160
31.01. | 24 | 400 | 240 | 160
01.02. | 1 | 400 | 240 | 160
01.02. | 2 | 400 | 240 | 160
01.02. | 3 | 400 | 240 | 160
01.02. | 4 | 400 | 240 | 160
01.02. | 5 | 400 | 240 | 160
01.02. | 6 | 400 | 240 | 160
01.02. | 7 | 400 | 240 | 160
01.02. | 8 | 400 | 240 | 160
01.02. | 9 | 400 | 240 | 160
01.02. | 10 | 400 | 240 | 160
01.02. | 11 | 400 | 240 | 160
01.02. | 12 | 400 | 240 | 160
01.02. | 13 | 400 | 240 | 160
01.02. | 14 | 400 | 240 | 160
01.02. | 15 | 400 | 240 | 160
01.02. | 16 | 400 | 240 | 160
01.02. | 17 | 400 | 240 | 160
01.02. | 18 | 400 | 240 | 160
01.02. | 19 | 400 | 240 | 160
01.02. | 20 | 400 | 240 | 160
01.02. | 21 | 400 | 240 | 160
01.02. | 22 | 400 | 240 | 160
01.02. | 23 | 400 | 240 | 160
01.02. | 24 | 400 | 240 | 160
02.02. | 1 | 400 | 240 | 160
02.02. | 2 | 400 | 240 | 160
02.02. | 3 | 400 | 240 | 160
02.02. | 4 | 400 | 240 | 160
02.02. | 5 | 400 | 240 | 160
02.02. | 6 | 400 | 240 | 160
02.02. | 7 | 400 | 240 | 160
02.02. | 8 | 400 | 240 | 160
02.02. | 9 | 400 | 240 | 160
02.02. | 10 | 400 | 240 | 160
02.02. | 11 | 400 | 240 | 160
02.02. | 12 | 400 | 240 | 160
02.02. | 13 | 400 | 240 | 160
02.02. | 14 | 400 | 240 | 160
02.02. | 15 | 400 | 240 | 160
02.02. | 16 | 400 | 240 | 160
02.02. | 17 | 400 | 240 | 160
02.02. | 18 | 400 | 240 | 160
02.02. | 19 | 400 | 240 | 160
02.02. | 20 | 400 | 240 | 160
02.02. | 21 | 400 | 240 | 160
02.02. | 22 | 400 | 240 | 160
02.02. | 23 | 400 | 240 | 160
02.02. | 24 | 400 | 240 | 160
03.02. | 1 | 400 | 240 | 160
03.02. | 2 | 400 | 240 | 160
03.02. | 3 | 400 | 240 | 160
03.02. | 4 | 400 | 240 | 160
03.02. | 5 | 400 | 240 | 160
03.02. | 6 | 400 | 240 | 160
03.02. | 7 | 400 | 240 | 160
03.02. | 8 | 400 | 240 | 160
03.02. | 9 | 400 | 240 | 160
03.02. | 10 | 400 | 240 | 160
03.02. | 11 | 400 | 240 | 160
03.02. | 12 | 400 | 240 | 160
03.02. | 13 | 400 | 240 | 160
03.02. | 14 | 400 | 240 | 160
03.02. | 15 | 400 | 240 | 160
03.02. | 16 | 400 | 240 | 160
03.02. | 17 | 400 | 240 | 160
03.02. | 18 | 400 | 240 | 160
03.02. | 19 | 400 | 240 | 160
03.02. | 20 | 400 | 240 | 160
03.02. | 21 | 400 | 240 | 160
03.02. | 22 | 400 | 240 | 160
03.02. | 23 | 400 | 240 | 160
03.02. | 24 | 400 | 240 | 160
04.02. | 1 | 400 | 240 | 160
04.02. | 2 | 400 | 240 | 160
04.02. | 3 | 400 | 240 | 160
04.02. | 4 | 400 | 240 | 160
04.02. | 5 | 400 | 240 | 160
04.02. | 6 | 400 | 240 | 160
04.02. | 7 | 400 | 240 | 160
04.02. | 8 | 400 | 240 | 160
04.02. | 9 | 400 | 240 | 160
04.02. | 10 | 400 | 240 | 160
04.02. | 11 | 400 | 240 | 160
04.02. | 12 | 400 | 240 | 160
04.02. | 13 | 400 | 240 | 160
04.02. | 14 | 400 | 240 | 160
04.02. | 15 | 400 | 240 | 160
04.02. | 16 | 400 | 240 | 160
04.02. | 17 | 400 | 240 | 160
04.02. | 18 | 400 | 240 | 160
04.02. | 19 | 400 | 240 | 160
04.02. | 20 | 400 | 240 | 160
04.02. | 21 | 400 | 240 | 160
04.02. | 22 | 400 | 240 | 160
04.02. | 23 | 400 | 240 | 160
04.02. | 24 | 400 | 240 | 160
05.02. | 1 | 400 | 240 | 160
05.02. | 2 | 400 | 240 | 160
05.02. | 3 | 400 | 240 | 160
05.02. | 4 | 400 | 240 | 160
05.02. | 5 | 400 | 240 | 160
05.02. | 6 | 400 | 240 | 160
05.02. | 7 | 400 | 240 | 160
05.02. | 8 | 400 | 240 | 160
05.02. | 9 | 400 | 240 | 160
05.02. | 10 | 400 | 240 | 160
05.02. | 11 | 400 | 240 | 160
05.02. | 12 | 400 | 240 | 160
05.02. | 13 | 400 | 240 | 160
05.02. | 14 | 400 | 240 | 160
05.02. | 15 | 400 | 240 | 160
05.02. | 16 | 400 | 240 | 160
05.02. | 17 | 400 | 240 | 160
05.02. | 18 | 400 | 240 | 160
05.02. | 19 | 400 | 240 | 160
05.02. | 20 | 400 | 240 | 160
05.02. | 21 | 400 | 240 | 160
05.02. | 22 | 400 | 240 | 160
05.02. | 23 | 400 | 240 | 160
05.02. | 24 | 400 | 240 | 160
06.02. | 1 | 400 | 240 | 160
06.02. | 2 | 400 | 240 | 160
06.02. | 3 | 400 | 240 | 160
06.02. | 4 | 400 | 240 | 160
06.02. | 5 | 400 | 240 | 160
06.02. | 6 | 400 | 240 | 160
06.02. | 7 | 400 | 240 | 160
06.02. | 8 | 400 | 240 | 160
06.02. | 9 | 400 | 240 | 160
06.02. | 10 | 400 | 240 | 160
06.02. | 11 | 400 | 240 | 160
06.02. | 12 | 400 | 240 | 160
06.02. | 13 | 400 | 240 | 160
06.02. | 14 | 400 | 240 | 160
06.02. | 15 | 400 | 240 | 160
06.02. | 16 | 400 | 240 | 160
06.02. | 17 | 400 | 240 | 160
06.02. | 18 | 400 | 240 | 160
06.02. | 19 | 400 | 240 | 160
06.02. | 20 | 400 | 240 | 160
06.02. | 21 | 400 | 240 | 160
06.02. | 22 | 400 | 240 | 160
06.02. | 23 | 400 | 240 | 160
06.02. | 24 | 400 | 240 | 160
07.02. | 1 | 400 | 240 | 160
07.02. | 2 | 400 | 240 | 160
07.02. | 3 | 400 | 240 | 160
07.02. | 4 | 400 | 240 | 160
07.02. | 5 | 400 | 240 | 160
07.02. | 6 | 400 | 240 | 160
07.02. | 7 | 400 | 240 | 160
07.02. | 8 | 400 | 240 | 160
07.02. | 9 | 400 | 240 | 160
07.02. | 10 | 400 | 240 | 160
07.02. | 11 | 400 | 240 | 160
07.02. | 12 | 400 | 240 | 160
07.02. | 13 | 400 | 240 | 160
07.02. | 14 | 400 | 240 | 160
07.02. | 15 | 400 | 240 | 160
07.02. | 16 | 400 | 240 | 160
07.02. | 17 | 400 | 240 | 160
07.02. | 18 | 400 | 240 | 160
07.02. | 19 | 400 | 240 | 160
07.02. | 20 | 400 | 240 | 160
07.02. | 21 | 400 | 240 | 160
07.02. | 22 | 400 | 240 | 160
07.02. | 23 | 400 | 240 | 160
07.02. | 24 | 400 | 240 | 160
08.02. | 1 | 400 | 240 | 160
08.02. | 2 | 400 | 240 | 160
08.02. | 3 | 400 | 240 | 160
08.02. | 4 | 400 | 240 | 160
08.02. | 5 | 400 | 240 | 160
08.02. | 6 | 400 | 240 | 160
08.02. | 7 | 400 | 240 | 160
08.02. | 8 | 400 | 240 | 160
08.02. | 9 | 400 | 240 | 160
08.02. | 10 | 400 | 240 | 160
08.02. | 11 | 400 | 240 | 160
08.02. | 12 | 400 | 240 | 160
08.02. | 13 | 400 | 240 | 160
08.02. | 14 | 400 | 240 | 160
08.02. | 15 | 400 | 240 | 160
08.02. | 16 | 400 | 240 | 160
08.02. | 17 | 400 | 240 | 160
08.02. | 18 | 400 | 240 | 160
08.02. | 19 | 400 | 240 | 160
08.02. | 20 | 400 | 240 | 160
08.02. | 21 | 400 | 240 | 160
08.02. | 22 | 400 | 240 | 160
08.02. | 23 | 400 | 240 | 160
08.02. | 24 | 400 | 240 | 160
09.02. | 1 | 400 | 240 | 160
09.02. | 2 | 400 | 240 | 160
09.02. | 3 | 400 | 240 | 160
09.02. | 4 | 400 | 240 | 160
09.02. | 5 | 400 | 240 | 160
09.02. | 6 | 400 | 240 | 160
09.02. | 7 | 400 | 240 | 160
09.02. | 8 | 400 | 240 | 160
09.02. | 9 | 400 | 240 | 160
09.02. | 10 | 400 | 240 | 160
09.02. | 11 | 400 | 240 | 160
09.02. | 12 | 400 | 240 | 160
09.02. | 13 | 400 | 240 | 160
09.02. | 14 | 400 | 240 | 160
09.02. | 15 | 400 | 240 | 160
09.02. | 16 | 400 | 240 | 160
09.02. | 17 | 400 | 240 | 160
09.02. | 18 | 400 | 240 | 160
09.02. | 19 | 400 | 240 | 160
09.02. | 20 | 400 | 240 | 160
09.02. | 21 | 400 | 240 | 160
09.02. | 22 | 400 | 240 | 160
09.02. | 23 | 400 | 240 | 160
09.02. | 24 | 400 | 240 | 160
10.02. | 1 | 400 | 240 | 160
10.02. | 2 | 400 | 240 | 160
10.02. | 3 | 400 | 240 | 160
10.02. | 4 | 400 | 240 | 160
10.02. | 5 | 400 | 240 | 160
10.02. | 6 | 400 | 240 | 160
10.02. | 7 | 400 | 240 | 160
10.02. | 8 | 400 | 240 | 160
10.02. | 9 | 400 | 240 | 160
10.02. | 10 | 400 | 240 | 160
10.02. | 11 | 400 | 240 | 160
10.02. | 12 | 400 | 240 | 160
10.02. | 13 | 400 | 240 | 160
10.02. | 14 | 400 | 240 | 160
10.02. | 15 | 400 | 240 | 160
10.02. | 16 | 400 | 240 | 160
10.02. | 17 | 400 | 240 | 160
10.02. | 18 | 400 | 240 | 160
10.02. | 19 | 400 | 240 | 160
10.02. | 20 | 400 | 240 | 160
10.02. | 21 | 400 | 240 | 160
10.02. | 22 | 400 | 240 | 160
10.02. | 23 | 400 | 240 | 160
10.02. | 24 | 400 | 240 | 160
11.02. | 1 | 400 | 240 | 160
11.02. | 2 | 400 | 240 | 160
11.02. | 3 | 400 | 240 | 160
11.02. | 4 | 400 | 240 | 160
11.02. | 5 | 400 | 240 | 160
11.02. | 6 | 400 | 240 | 160
11.02. | 7 | 400 | 240 | 160
11.02. | 8 | 400 | 240 | 160
11.02. | 9 | 400 | 240 | 160
11.02. | 10 | 400 | 240 | 160
11.02. | 11 | 400 | 240 | 160
11.02. | 12 | 400 | 240 | 160
11.02. | 13 | 400 | 240 | 160
11.02. | 14 | 400 | 240 | 160
11.02. | 15 | 400 | 240 | 160
11.02. | 16 | 400 | 240 | 160
11.02. | 17 | 400 | 240 | 160
11.02. | 18 | 400 | 240 | 160
11.02. | 19 | 400 | 240 | 160
11.02. | 20 | 400 | 240 | 160
11.02. | 21 | 400 | 240 | 160
11.02. | 22 | 400 | 240 | 160
11.02. | 23 | 400 | 240 | 160
11.02. | 24 | 400 | 240 | 160
12.02. | 1 | 400 | 240 | 160
12.02. | 2 | 400 | 240 | 160
12.02. | 3 | 400 | 240 | 160
12.02. | 4 | 400 | 240 | 160
12.02. | 5 | 400 | 240 | 160
12.02. | 6 | 400 | 240 | 160
12.02. | 7 | 400 | 240 | 160
12.02. | 8 | 400 | 240 | 160
12.02. | 9 | 400 | 240 | 160
12.02. | 10 | 400 | 240 | 160
12.02. | 11 | 400 | 240 | 160
12.02. | 12 | 400 | 240 | 160
12.02. | 13 | 400 | 240 | 160
12.02. | 14 | 400 | 240 | 160
12.02. | 15 | 400 | 240 | 160
12.02. | 16 | 400 | 240 | 160
12.02. | 17 | 400 | 240 | 160
12.02. | 18 | 400 | 240 | 160
12.02. | 19 | 400 | 240 | 160
12.02. | 20 | 400 | 240 | 160
12.02. | 21 | 400 | 240 | 160
12.02. | 22 | 400 | 240 | 160
12.02. | 23 | 400 | 240 | 160
12.02. | 24 | 400 | 240 | 160
13.02. | 1 | 400 | 240 | 160
13.02. | 2 | 400 | 240 | 160
13.02. | 3 | 400 | 240 | 160
13.02. | 4 | 400 | 240 | 160
13.02. | 5 | 400 | 240 | 160
13.02. | 6 | 400 | 240 | 160
13.02. | 7 | 400 | 240 | 160
13.02. | 8 | 400 | 240 | 160
13.02. | 9 | 400 | 240 | 160
13.02. | 10 | 400 | 240 | 160
13.02. | 11 | 400 | 240 | 160
13.02. | 12 | 400 | 240 | 160
13.02. | 13 | 400 | 240 | 160
13.02. | 14 | 400 | 240 | 160
13.02. | 15 | 400 | 240 | 160
13.02. | 16 | 400 | 240 | 160
13.02. | 17 | 400 | 240 | 160
13.02. | 18 | 400 | 240 | 160
13.02. | 19 | 400 | 240 | 160
13.02. | 20 | 400 | 240 | 160
13.02. | 21 | 400 | 240 | 160
13.02. | 22 | 400 | 240 | 160
13.02. | 23 | 400 | 240 | 160
13.02. | 24 | 400 | 240 | 160
14.02. | 1 | 400 | 240 | 160
14.02. | 2 | 400 | 240 | 160
14.02. | 3 | 400 | 240 | 160
14.02. | 4 | 400 | 240 | 160
14.02. | 5 | 400 | 240 | 160
14.02. | 6 | 400 | 240 | 160
14.02. | 7 | 400 | 240 | 160
14.02. | 8 | 400 | 240 | 160
14.02. | 9 | 400 | 240 | 160
14.02. | 10 | 400 | 240 | 160
14.02. | 11 | 400 | 240 | 160
14.02. | 12 | 400 | 240 | 160
14.02. | 13 | 400 | 240 | 160
14.02. | 14 | 400 | 240 | 160
14.02. | 15 | 400 | 240 | 160
14.02. | 16 | 400 | 240 | 160
14.02. | 17 | 400 | 240 | 160
14.02. | 18 | 400 | 240 | 160
14.02. | 19 | 400 | 240 | 160
14.02. | 20 | 400 | 240 | 160
14.02. | 21 | 400 | 240 | 160
14.02. | 22 | 400 | 240 | 160
14.02. | 23 | 400 | 240 | 160
14.02. | 24 | 400 | 240 | 160
15.02. | 1 | 400 | 240 | 160
15.02. | 2 | 400 | 240 | 160
15.02. | 3 | 400 | 240 | 160
15.02. | 4 | 400 | 240 | 160
15.02. | 5 | 400 | 240 | 160
15.02. | 6 | 400 | 240 | 160
15.02. | 7 | 400 | 240 | 160
15.02. | 8 | 400 | 240 | 160
15.02. | 9 | 400 | 240 | 160
15.02. | 10 | 400 | 240 | 160
15.02. | 11 | 400 | 240 | 160
15.02. | 12 | 400 | 240 | 160
15.02. | 13 | 400 | 240 | 160
15.02. | 14 | 400 | 240 | 160
15.02. | 15 | 400 | 240 | 160
15.02. | 16 | 400 | 240 | 160
15.02. | 17 | 400 | 240 | 160
15.02. | 18 | 400 | 240 | 160
15.02. | 19 | 400 | 240 | 160
15.02. | 20 | 400 | 240 | 160
15.02. | 21 | 400 | 240 | 160
15.02. | 22 | 400 | 240 | 160
15.02. | 23 | 400 | 240 | 160
15.02. | 24 | 400 | 240 | 160
16.02. | 1 | 400 | 240 | 160
16.02. | 2 | 400 | 240 | 160
16.02. | 3 | 400 | 240 | 160
16.02. | 4 | 400 | 240 | 160
16.02. | 5 | 400 | 240 | 160
16.02. | 6 | 400 | 240 | 160
16.02. | 7 | 400 | 240 | 160
16.02. | 8 | 400 | 240 | 160
16.02. | 9 | 400 | 240 | 160
16.02. | 10 | 400 | 240 | 160
16.02. | 11 | 400 | 240 | 160
16.02. | 12 | 400 | 240 | 160
16.02. | 13 | 400 | 240 | 160
16.02. | 14 | 400 | 240 | 160
16.02. | 15 | 400 | 240 | 160
16.02. | 16 | 400 | 240 | 160
16.02. | 17 | 400 | 240 | 160
16.02. | 18 | 400 | 240 | 160
16.02. | 19 | 400 | 240 | 160
16.02. | 20 | 400 | 240 | 160
16.02. | 21 | 400 | 240 | 160
16.02. | 22 | 400 | 240 | 160
16.02. | 23 | 400 | 240 | 160
16.02. | 24 | 400 | 240 | 160
17.02. | 1 | 400 | 240 | 160
17.02. | 2 | 400 | 240 | 160
17.02. | 3 | 400 | 240 | 160
17.02. | 4 | 400 | 240 | 160
17.02. | 5 | 400 | 240 | 160
17.02. | 6 | 400 | 240 | 160
17.02. | 7 | 400 | 240 | 160
17.02. | 8 | 400 | 240 | 160
17.02. | 9 | 400 | 240 | 160
17.02. | 10 | 400 | 240 | 160
17.02. | 11 | 400 | 240 | 160
17.02. | 12 | 400 | 240 | 160
17.02. | 13 | 400 | 240 | 160
17.02. | 14 | 400 | 240 | 160
17.02. | 15 | 400 | 240 | 160
17.02. | 16 | 400 | 240 | 160
17.02. | 17 | 400 | 240 | 160
17.02. | 18 | 400 | 240 | 160
17.02. | 19 | 400 | 240 | 160
17.02. | 20 | 400 | 240 | 160
17.02. | 21 | 400 | 240 | 160
17.02. | 22 | 400 | 240 | 160
17.02. | 23 | 400 | 240 | 160
17.02. | 24 | 400 | 240 | 160
18.02. | 1 | 400 | 240 | 160
18.02. | 2 | 400 | 240 | 160
18.02. | 3 | 400 | 240 | 160
18.02. | 4 | 400 | 240 | 160
18.02. | 5 | 400 | 240 | 160
18.02. | 6 | 400 | 240 | 160
18.02. | 7 | 400 | 240 | 160
18.02. | 8 | 400 | 240 | 160
18.02. | 9 | 400 | 240 | 160
18.02. | 10 | 400 | 240 | 160
18.02. | 11 | 400 | 240 | 160
18.02. | 12 | 400 | 240 | 160
18.02. | 13 | 400 | 240 | 160
18.02. | 14 | 400 | 240 | 160
18.02. | 15 | 400 | 240 | 160
18.02. | 16 | 400 | 240 | 160
18.02. | 17 | 400 | 240 | 160
18.02. | 18 | 400 | 240 | 160
18.02. | 19 | 400 | 240 | 160
18.02. | 20 | 400 | 240 | 160
18.02. | 21 | 400 | 240 | 160
18.02. | 22 | 400 | 240 | 160
18.02. | 23 | 400 | 240 | 160
18.02. | 24 | 400 | 240 | 160
19.02. | 1 | 400 | 240 | 160
19.02. | 2 | 400 | 240 | 160
19.02. | 3 | 400 | 240 | 160
19.02. | 4 | 400 | 240 | 160
19.02. | 5 | 400 | 240 | 160
19.02. | 6 | 400 | 240 | 160
19.02. | 7 | 400 | 240 | 160
19.02. | 8 | 400 | 240 | 160
19.02. | 9 | 400 | 240 | 160
19.02. | 10 | 400 | 240 | 160
19.02. | 11 | 400 | 240 | 160
19.02. | 12 | 400 | 240 | 160
19.02. | 13 | 400 | 240 | 160
19.02. | 14 | 400 | 240 | 160
19.02. | 15 | 400 | 240 | 160
19.02. | 16 | 400 | 240 | 160
19.02. | 17 | 400 | 240 | 160
19.02. | 18 | 400 | 240 | 160
19.02. | 19 | 400 | 240 | 160
19.02. | 20 | 400 | 240 | 160
19.02. | 21 | 400 | 240 | 160
19.02. | 22 | 400 | 240 | 160
19.02. | 23 | 400 | 240 | 160
19.02. | 24 | 400 | 240 | 160
20.02. | 1 | 400 | 240 | 160
20.02. | 2 | 400 | 240 | 160
20.02. | 3 | 400 | 240 | 160
20.02. | 4 | 400 | 240 | 160
20.02. | 5 | 400 | 240 | 160
20.02. | 6 | 400 | 240 | 160
20.02. | 7 | 400 | 240 | 160
20.02. | 8 | 400 | 240 | 160
20.02. | 9 | 400 | 240 | 160
20.02. | 10 | 400 | 240 | 160
20.02. | 11 | 400 | 240 | 160
20.02. | 12 | 400 | 240 | 160
20.02. | 13 | 400 | 240 | 160
20.02. | 14 | 400 | 240 | 160
20.02. | 15 | 400 | 240 | 160
20.02. | 16 | 400 | 240 | 160
20.02. | 17 | 400 | 240 | 160
20.02. | 18 | 400 | 240 | 160
20.02. | 19 | 400 | 240 | 160
20.02. | 20 | 400 | 240 | 160
20.02. | 21 | 400 | 240 | 160
20.02. | 22 | 400 | 240 | 160
20.02. | 23 | 400 | 240 | 160
20.02. | 24 | 400 | 240 | 160
21.02. | 1 | 400 | 240 | 160
21.02. | 2 | 400 | 240 | 160
21.02. | 3 | 400 | 240 | 160
21.02. | 4 | 400 | 240 | 160
21.02. | 5 | 400 | 240 | 160
21.02. | 6 | 400 | 240 | 160
21.02. | 7 | 400 | 240 | 160
21.02. | 8 | 400 | 240 | 160
21.02. | 9 | 400 | 240 | 160
21.02. | 10 | 400 | 240 | 160
21.02. | 11 | 400 | 240 | 160
21.02. | 12 | 400 | 240 | 160
21.02. | 13 | 400 | 240 | 160
21.02. | 14 | 400 | 240 | 160
21.02. | 15 | 400 | 240 | 160
21.02. | 16 | 400 | 240 | 160
21.02. | 17 | 400 | 240 | 160
21.02. | 18 | 400 | 240 | 160
21.02. | 19 | 400 | 240 | 160
21.02. | 20 | 400 | 240 | 160
21.02. | 21 | 400 | 240 | 160
21.02. | 22 | 400 | 240 | 160
21.02. | 23 | 400 | 240 | 160
21.02. | 24 | 400 | 240 | 160
22.02. | 1 | 400 | 240 | 160
22.02. | 2 | 400 | 240 | 160
22.02. | 3 | 400 | 240 | 160
22.02. | 4 | 400 | 240 | 160
22.02. | 5 | 400 | 240 | 160
22.02. | 6 | 400 | 240 | 160
22.02. | 7 | 400 | 240 | 160
22.02. | 8 | 400 | 240 | 160
22.02. | 9 | 400 | 240 | 160
22.02. | 10 | 400 | 240 | 160
22.02. | 11 | 400 | 240 | 160
22.02. | 12 | 400 | 240 | 160
22.02. | 13 | 400 | 240 | 160
22.02. | 14 | 400 | 240 | 160
22.02. | 15 | 400 | 240 | 160
22.02. | 16 | 400 | 240 | 160
22.02. | 17 | 400 | 240 | 160
22.02. | 18 | 400 | 240 | 160
22.02. | 19 | 400 | 240 | 160
22.02. | 20 | 400 | 240 | 160
22.02. | 21 | 400 | 240 | 160
22.02. | 22 | 400 | 240 | 160
22.02. | 23 | 400 | 240 | 160
22.02. | 24 | 400 | 240 | 160
23.02. | 1 | 400 | 240 | 160
23.02. | 2 | 400 | 240 | 160
23.02. | 3 | 400 | 240 | 160
23.02. | 4 | 400 | 240 | 160
23.02. | 5 | 400 | 240 | 160
23.02. | 6 | 400 | 240 | 160
23.02. | 7 | 400 | 240 | 160
23.02. | 8 | 400 | 240 | 160
23.02. | 9 | 400 | 240 | 160
23.02. | 10 | 400 | 240 | 160
23.02. | 11 | 400 | 240 | 160
23.02. | 12 | 400 | 240 | 160
23.02. | 13 | 400 | 240 | 160
23.02. | 14 | 400 | 240 | 160
23.02. | 15 | 400 | 240 | 160
23.02. | 16 | 400 | 240 | 160
23.02. | 17 | 400 | 240 | 160
23.02. | 18 | 400 | 240 | 160
23.02. | 19 | 400 | 240 | 160
23.02. | 20 | 400 | 240 | 160
23.02. | 21 | 400 | 240 | 160
23.02. | 22 | 400 | 240 | 160
23.02. | 23 | 400 | 240 | 160
23.02. | 24 | 400 | 240 | 160
24.02. | 1 | 400 | 240 | 160
24.02. | 2 | 400 | 240 | 160
24.02. | 3 | 400 | 240 | 160
24.02. | 4 | 400 | 240 | 160
24.02. | 5 | 400 | 240 | 160
24.02. | 6 | 400 | 240 | 160
24.02. | 7 | 400 | 240 | 160
24.02. | 8 | 400 | 240 | 160
24.02. | 9 | 400 | 240 | 160
24.02. | 10 | 400 | 240 | 160
24.02. | 11 | 400 | 240 | 160
24.02. | 12 | 400 | 240 | 160
24.02. | 13 | 400 | 240 | 160
24.02. | 14 | 400 | 240 | 160
24.02. | 15 | 400 | 240 | 160
24.02. | 16 | 400 | 240 | 160
24.02. | 17 | 400 | 240 | 160
24.02. | 18 | 400 | 240 | 160
24.02. | 19 | 400 | 240 | 160
24.02. | 20 | 400 | 240 | 160
24.02. | 21 | 400 | 240 | 160
24.02. | 22 | 400 | 240 | 160
24.02. | 23 | 400 | 240 | 160
24.02. | 24 | 400 | 240 | 160
25.02. | 1 | 400 | 240 | 160
25.02. | 2 | 400 | 240 | 160
25.02. | 3 | 400 | 240 | 160
25.02. | 4 | 400 | 240 | 160
25.02. | 5 | 400 | 240 | 160
25.02. | 6 | 400 | 240 | 160
25.02. | 7 | 400 | 240 | 160
25.02. | 8 | 400 | 240 | 160
25.02. | 9 | 400 | 240 | 160
25.02. | 10 | 400 | 240 | 160
25.02. | 11 | 400 | 240 | 160
25.02. | 12 | 400 | 240 | 160
25.02. | 13 | 400 | 240 | 160
25.02. | 14 | 400 | 240 | 160
25.02. | 15 | 400 | 240 | 160
25.02. | 16 | 400 | 240 | 160
25.02. | 17 | 400 | 240 | 160
25.02. | 18 | 400 | 240 | 160
25.02. | 19 | 400 | 240 | 160
25.02. | 20 | 400 | 240 | 160
25.02. | 21 | 400 | 240 | 160
25.02. | 22 | 400 | 240 | 160
25.02. | 23 | 400 | 240 | 160
25.02. | 24 | 400 | 240 | 160
26.02. | 1 | 400 | 240 | 160
26.02. | 2 | 400 | 240 | 160
26.02. | 3 | 400 | 240 | 160
26.02. | 4 | 400 | 240 | 160
26.02. | 5 | 400 | 240 | 160
26.02. | 6 | 400 | 240 | 160
26.02. | 7 | 400 | 240 | 160
26.02. | 8 | 400 | 240 | 160
26.02. | 9 | 400 | 240 | 160
26.02. | 10 | 400 | 240 | 160
26.02. | 11 | 400 | 240 | 160
26.02. | 12 | 400 | 240 | 160
26.02. | 13 | 400 | 240 | 160
26.02. | 14 | 400 | 240 | 160
26.02. | 15 | 400 | 240 | 160
26.02. | 16 | 400 | 240 | 160
26.02. | 17 | 400 | 240 | 160
26.02. | 18 | 400 | 240 | 160
26.02. | 19 | 400 | 240 | 160
26.02. | 20 | 400 | 240 | 160
26.02. | 21 | 400 | 240 | 160
26.02. | 22 | 400 | 240 | 160
26.02. | 23 | 400 | 240 | 160
26.02. | 24 | 400 | 240 | 160
27.02. | 1 | 400 | 240 | 160
27.02. | 2 | 400 | 240 | 160
27.02. | 3 | 400 | 240 | 160
27.02. | 4 | 400 | 240 | 160
27.02. | 5 | 400 | 240 | 160
27.02. | 6 | 400 | 240 | 160
27.02. | 7 | 400 | 240 | 160
27.02. | 8 | 400 | 240 | 160
27.02. | 9 | 400 | 240 | 160
27.02. | 10 | 400 | 240 | 160
27.02. | 11 | 400 | 240 | 160
27.02. | 12 | 400 | 240 | 160
27.02. | 13 | 400 | 240 | 160
27.02. | 14 | 400 | 240 | 160
27.02. | 15 | 400 | 240 | 160
27.02. | 16 | 400 | 240 | 160
27.02. | 17 | 400 | 240 | 160
27.02. | 18 | 400 | 240 | 160
27.02. | 19 | 400 | 240 | 160
27.02. | 20 | 400 | 240 | 160
27.02. | 21 | 400 | 240 | 160
27.02. | 22 | 400 | 240 | 160
27.02. | 23 | 400 | 240 | 160
27.02. | 24 | 400 | 240 | 160
28.02. | 1 | 400 | 240 | 160
28.02. | 2 | 400 | 240 | 160
28.02. | 3 | 400 | 240 | 160
28.02. | 4 | 400 | 240 | 160
28.02. | 5 | 400 | 240 | 160
28.02. | 6 | 400 | 240 | 160
28.02. | 7 | 400 | 240 | 160
28.02. | 8 | 400 | 240 | 160
28.02. | 9 | 400 | 240 | 160
28.02. | 10 | 400 | 240 | 160
28.02. | 11 | 400 | 240 | 160
28.02. | 12 | 400 | 240 | 160
28.02. | 13 | 400 | 240 | 160
28.02. | 14 | 400 | 240 | 160
28.02. | 15 | 400 | 240 | 160
28.02. | 16 | 400 | 240 | 160
28.02. | 17 | 400 | 240 | 160
28.02. | 18 | 400 | 240 | 160
28.02. | 19 | 400 | 240 | 160
28.02. | 20 | 400 | 240 | 160
28.02. | 21 | 400 | 240 | 160
28.02. | 22 | 400 | 240 | 160
28.02. | 23 | 400 | 240 | 160
28.02. | 24 | 400 | 240 | 160
01.03. | 1 | 400 | 240 | 160
01.03. | 2 | 400 | 240 | 160
01.03. | 3 | 400 | 240 | 160
01.03. | 4 | 400 | 240 | 160
01.03. | 5 | 400 | 240 | 160
01.03. | 6 | 400 | 240 | 160
01.03. | 7 | 400 | 240 | 160
01.03. | 8 | 400 | 240 | 160
01.03. | 9 | 400 | 240 | 160
01.03. | 10 | 400 | 240 | 160
01.03. | 11 | 400 | 240 | 160
01.03. | 12 | 400 | 240 | 160
01.03. | 13 | 400 | 240 | 160
01.03. | 14 | 400 | 240 | 160
01.03. | 15 | 400 | 240 | 160
01.03. | 16 | 400 | 240 | 160
01.03. | 17 | 400 | 240 | 160
01.03. | 18 | 400 | 240 | 160
01.03. | 19 | 400 | 240 | 160
01.03. | 20 | 400 | 240 | 160
01.03. | 21 | 400 | 240 | 160
01.03. | 22 | 400 | 240 | 160
01.03. | 23 | 400 | 240 | 160
01.03. | 24 | 400 | 240 | 160
02.03. | 1 | 400 | 240 | 160
02.03. | 2 | 400 | 240 | 160
02.03. | 3 | 400 | 240 | 160
02.03. | 4 | 400 | 240 | 160
02.03. | 5 | 400 | 240 | 160
02.03. | 6 | 400 | 240 | 160
02.03. | 7 | 400 | 240 | 160
02.03. | 8 | 400 | 240 | 160
02.03. | 9 | 400 | 240 | 160
02.03. | 10 | 400 | 240 | 160
02.03. | 11 | 400 | 240 | 160
02.03. | 12 | 400 | 240 | 160
02.03. | 13 | 400 | 240 | 160
02.03. | 14 | 400 | 240 | 160
02.03. | 15 | 400 | 240 | 160
02.03. | 16 | 400 | 240 | 160
02.03. | 17 | 400 | 240 | 160
02.03. | 18 | 400 | 240 | 160
02.03. | 19 | 400 | 240 | 160
02.03. | 20 | 400 | 240 | 160
02.03. | 21 | 400 | 240 | 160
02.03. | 22 | 400 | 240 | 160
02.03. | 23 | 400 | 240 | 160
02.03. | 24 | 400 | 240 | 160
03.03. | 1 | 400 | 240 | 160
03.03. | 2 | 400 | 240 | 160
03.03. | 3 | 400 | 240 | 160
03.03. | 4 | 400 | 240 | 160
03.03. | 5 | 400 | 240 | 160
03.03. | 6 | 400 | 240 | 160
03.03. | 7 | 400 | 240 | 160
03.03. | 8 | 400 | 240 | 160
03.03. | 9 | 400 | 240 | 160
03.03. | 10 | 400 | 240 | 160
03.03. | 11 | 400 | 240 | 160
03.03. | 12 | 400 | 240 | 160
03.03. | 13 | 400 | 240 | 160
03.03. | 14 | 400 | 240 | 160
03.03. | 15 | 400 | 240 | 160
03.03. | 16 | 400 | 240 | 160
03.03. | 17 | 400 | 240 | 160
03.03. | 18 | 400 | 240 | 160
03.03. | 19 | 400 | 240 | 160
03.03. | 20 | 400 | 240 | 160
03.03. | 21 | 400 | 240 | 160
03.03. | 22 | 400 | 240 | 160
03.03. | 23 | 400 | 240 | 160
03.03. | 24 | 400 | 240 | 160
04.03. | 1 | 400 | 240 | 160
04.03. | 2 | 400 | 240 | 160
04.03. | 3 | 400 | 240 | 160
04.03. | 4 | 400 | 240 | 160
04.03. | 5 | 400 | 240 | 160
04.03. | 6 | 400 | 240 | 160
04.03. | 7 | 400 | 240 | 160
04.03. | 8 | 400 | 240 | 160
04.03. | 9 | 400 | 240 | 160
04.03. | 10 | 400 | 240 | 160
04.03. | 11 | 400 | 240 | 160
04.03. | 12 | 400 | 240 | 160
04.03. | 13 | 400 | 240 | 160
04.03. | 14 | 400 | 240 | 160
04.03. | 15 | 400 | 240 | 160
04.03. | 16 | 400 | 240 | 160
04.03. | 17 | 400 | 240 | 160
04.03. | 18 | 400 | 240 | 160
04.03. | 19 | 400 | 240 | 160
04.03. | 20 | 400 | 240 | 160
04.03. | 21 | 400 | 240 | 160
04.03. | 22 | 400 | 240 | 160
04.03. | 23 | 400 | 240 | 160
04.03. | 24 | 400 | 240 | 160
05.03. | 1 | 400 | 240 | 160
05.03. | 2 | 400 | 240 | 160
05.03. | 3 | 400 | 240 | 160
05.03. | 4 | 400 | 240 | 160
05.03. | 5 | 400 | 240 | 160
05.03. | 6 | 400 | 240 | 160
05.03. | 7 | 400 | 240 | 160
05.03. | 8 | 400 | 240 | 160
05.03. | 9 | 400 | 240 | 160
05.03. | 10 | 400 | 240 | 160
05.03. | 11 | 400 | 240 | 160
05.03. | 12 | 400 | 240 | 160
05.03. | 13 | 400 | 240 | 160
05.03. | 14 | 400 | 240 | 160
05.03. | 15 | 400 | 240 | 160
05.03. | 16 | 400 | 240 | 160
05.03. | 17 | 400 | 240 | 160
05.03. | 18 | 400 | 240 | 160
05.03. | 19 | 400 | 240 | 160
05.03. | 20 | 400 | 240 | 160
05.03. | 21 | 400 | 240 | 160
05.03. | 22 | 400 | 240 | 160
05.03. | 23 | 400 | 240 | 160
05.03. | 24 | 400 | 240 | 160
06.03. | 1 | 400 | 240 | 160
06.03. | 2 | 400 | 240 | 160
06.03. | 3 | 400 | 240 | 160
06.03. | 4 | 400 | 240 | 160
06.03. | 5 | 400 | 240 | 160
06.03. | 6 | 400 | 240 | 160
06.03. | 7 | 400 | 240 | 160
06.03. | 8 | 400 | 240 | 160
06.03. | 9 | 400 | 240 | 160
06.03. | 10 | 400 | 240 | 160
06.03. | 11 | 400 | 240 | 160
06.03. | 12 | 400 | 240 | 160
06.03. | 13 | 400 | 240 | 160
06.03. | 14 | 400 | 240 | 160
06.03. | 15 | 400 | 240 | 160
06.03. | 16 | 400 | 240 | 160
06.03. | 17 | 400 | 240 | 160
06.03. | 18 | 400 | 240 | 160
06.03. | 19 | 400 | 240 | 160
06.03. | 20 | 400 | 240 | 160
06.03. | 21 | 400 | 240 | 160
06.03. | 22 | 400 | 240 | 160
06.03. | 23 | 400 | 240 | 160
06.03. | 24 | 400 | 240 | 160
07.03. | 1 | 400 | 240 | 160
07.03. | 2 | 400 | 240 | 160
07.03. | 3 | 400 | 240 | 160
07.03. | 4 | 400 | 240 | 160
07.03. | 5 | 400 | 240 | 160
07.03. | 6 | 400 | 240 | 160
07.03. | 7 | 400 | 240 | 160
07.03. | 8 | 400 | 240 | 160
07.03. | 9 | 400 | 240 | 160
07.03. | 10 | 400 | 240 | 160
07.03. | 11 | 400 | 240 | 160
07.03. | 12 | 400 | 240 | 160
07.03. | 13 | 400 | 240 | 160
07.03. | 14 | 400 | 240 | 160
07.03. | 15 | 400 | 240 | 160
07.03. | 16 | 400 | 240 | 160
07.03. | 17 | 400 | 240 | 160
07.03. | 18 | 400 | 240 | 160
07.03. | 19 | 400 | 240 | 160
07.03. | 20 | 400 | 240 | 160
07.03. | 21 | 400 | 240 | 160
07.03. | 22 | 400 | 240 | 160
07.03. | 23 | 400 | 240 | 160
07.03. | 24 | 400 | 240 | 160
08.03. | 1 | 400 | 240 | 160
08.03. | 2 | 400 | 240 | 160
08.03. | 3 | 400 | 240 | 160
08.03. | 4 | 400 | 240 | 160
08.03. | 5 | 400 | 240 | 160
08.03. | 6 | 400 | 240 | 160
08.03. | 7 | 400 | 240 | 160
08.03. | 8 | 400 | 240 | 160
08.03. | 9 | 400 | 240 | 160
08.03. | 10 | 400 | 240 | 160
08.03. | 11 | 400 | 240 | 160
08.03. | 12 | 400 | 240 | 160
08.03. | 13 | 400 | 240 | 160
08.03. | 14 | 400 | 240 | 160
08.03. | 15 | 400 | 240 | 160
08.03. | 16 | 400 | 240 | 160
08.03. | 17 | 400 | 240 | 160
08.03. | 18 | 400 | 240 | 160
08.03. | 19 | 400 | 240 | 160
08.03. | 20 | 400 | 240 | 160
08.03. | 21 | 400 | 240 | 160
08.03. | 22 | 400 | 240 | 160
08.03. | 23 | 400 | 240 | 160
08.03. | 24 | 400 | 240 | 160
09.03. | 1 | 400 | 240 | 160
09.03. | 2 | 400 | 240 | 160
09.03. | 3 | 400 | 240 | 160
09.03. | 4 | 400 | 240 | 160
09.03. | 5 | 400 | 240 | 160
09.03. | 6 | 400 | 240 | 160
09.03. | 7 | 400 | 240 | 160
09.03. | 8 | 400 | 240 | 160
09.03. | 9 | 400 | 240 | 160
09.03. | 10 | 400 | 240 | 160
09.03. | 11 | 400 | 240 | 160
09.03. | 12 | 400 | 240 | 160
09.03. | 13 | 400 | 240 | 160
09.03. | 14 | 400 | 240 | 160
09.03. | 15 | 400 | 240 | 160
09.03. | 16 | 400 | 240 | 160
09.03. | 17 | 400 | 240 | 160
09.03. | 18 | 400 | 240 | 160
09.03. | 19 | 400 | 240 | 160
09.03. | 20 | 400 | 240 | 160
09.03. | 21 | 400 | 240 | 160
09.03. | 22 | 400 | 240 | 160
09.03. | 23 | 400 | 240 | 160
09.03. | 24 | 400 | 240 | 160
10.03. | 1 | 400 | 240 | 160
10.03. | 2 | 400 | 240 | 160
10.03. | 3 | 400 | 240 | 160
10.03. | 4 | 400 | 240 | 160
10.03. | 5 | 400 | 240 | 160
10.03. | 6 | 400 | 240 | 160
10.03. | 7 | 400 | 240 | 160
10.03. | 8 | 400 | 240 | 160
10.03. | 9 | 400 | 240 | 160
10.03. | 10 | 400 | 240 | 160
10.03. | 11 | 400 | 240 | 160
10.03. | 12 | 400 | 240 | 160
10.03. | 13 | 400 | 240 | 160
10.03. | 14 | 400 | 240 | 160
10.03. | 15 | 400 | 240 | 160
10.03. | 16 | 400 | 240 | 160
10.03. | 17 | 400 | 240 | 160
10.03. | 18 | 400 | 240 | 160
10.03. | 19 | 400 | 240 | 160
10.03. | 20 | 400 | 240 | 160
10.03. | 21 | 400 | 240 | 160
10.03. | 22 | 400 | 240 | 160
10.03. | 23 | 400 | 240 | 160
10.03. | 24 | 400 | 240 | 160
11.03. | 1 | 400 | 240 | 160
11.03. | 2 | 400 | 240 | 160
11.03. | 3 | 400 | 240 | 160
11.03. | 4 | 400 | 240 | 160
11.03. | 5 | 400 | 240 | 160
11.03. | 6 | 400 | 240 | 160
11.03. | 7 | 400 | 240 | 160
11.03. | 8 | 400 | 240 | 160
11.03. | 9 | 400 | 240 | 160
11.03. | 10 | 400 | 240 | 160
11.03. | 11 | 400 | 240 | 160
11.03. | 12 | 400 | 240 | 160
11.03. | 13 | 400 | 240 | 160
11.03. | 14 | 400 | 240 | 160
11.03. | 15 | 400 | 240 | 160
11.03. | 16 | 400 | 240 | 160
11.03. | 17 | 400 | 240 | 160
11.03. | 18 | 400 | 240 | 160
11.03. | 19 | 400 | 240 | 160
11.03. | 20 | 400 | 240 | 160
11.03. | 21 | 400 | 240 | 160
11.03. | 22 | 400 | 240 | 160
11.03. | 23 | 400 | 240 | 160
11.03. | 24 | 400 | 240 | 160
12.03. | 1 | 400 | 240 | 160
12.03. | 2 | 400 | 240 | 160
12.03. | 3 | 400 | 240 | 160
12.03. | 4 | 400 | 240 | 160
12.03. | 5 | 400 | 240 | 160
12.03. | 6 | 400 | 240 | 160
12.03. | 7 | 400 | 240 | 160
12.03. | 8 | 400 | 240 | 160
12.03. | 9 | 400 | 240 | 160
12.03. | 10 | 400 | 240 | 160
12.03. | 11 | 400 | 240 | 160
12.03. | 12 | 400 | 240 | 160
12.03. | 13 | 400 | 240 | 160
12.03. | 14 | 400 | 240 | 160
12.03. | 15 | 400 | 240 | 160
12.03. | 16 | 400 | 240 | 160
12.03. | 17 | 400 | 240 | 160
12.03. | 18 | 400 | 240 | 160
12.03. | 19 | 400 | 240 | 160
12.03. | 20 | 400 | 240 | 160
12.03. | 21 | 400 | 240 | 160
12.03. | 22 | 400 | 240 | 160
12.03. | 23 | 400 | 240 | 160
12.03. | 24 | 400 | 240 | 160
13.03. | 1 | 400 | 240 | 160
13.03. | 2 | 400 | 240 | 160
13.03. | 3 | 400 | 240 | 160
13.03. | 4 | 400 | 240 | 160
13.03. | 5 | 400 | 240 | 160
13.03. | 6 | 400 | 240 | 160
13.03. | 7 | 400 | 240 | 160
13.03. | 8 | 400 | 240 | 160
13.03. | 9 | 400 | 240 | 160
13.03. | 10 | 400 | 240 | 160
13.03. | 11 | 400 | 240 | 160
13.03. | 12 | 400 | 240 | 160
13.03. | 13 | 400 | 240 | 160
13.03. | 14 | 400 | 240 | 160
13.03. | 15 | 400 | 240 | 160
13.03. | 16 | 400 | 240 | 160
13.03. | 17 | 400 | 240 | 160
13.03. | 18 | 400 | 240 | 160
13.03. | 19 | 400 | 240 | 160
13.03. | 20 | 400 | 240 | 160
13.03. | 21 | 400 | 240 | 160
13.03. | 22 | 400 | 240 | 160
13.03. | 23 | 400 | 240 | 160
13.03. | 24 | 400 | 240 | 160
14.03. | 1 | 400 | 240 | 160
14.03. | 2 | 400 | 240 | 160
14.03. | 3 | 400 | 240 | 160
14.03. | 4 | 400 | 240 | 160
14.03. | 5 | 400 | 240 | 160
14.03. | 6 | 400 | 240 | 160
14.03. | 7 | 400 | 240 | 160
14.03. | 8 | 400 | 240 | 160
14.03. | 9 | 400 | 240 | 160
14.03. | 10 | 400 | 240 | 160
14.03. | 11 | 400 | 240 | 160
14.03. | 12 | 400 | 240 | 160
14.03. | 13 | 400 | 240 | 160
14.03. | 14 | 400 | 240 | 160
14.03. | 15 | 400 | 240 | 160
14.03. | 16 | 400 | 240 | 160
14.03. | 17 | 400 | 240 | 160
14.03. | 18 | 400 | 240 | 160
14.03. | 19 | 400 | 240 | 160
14.03. | 20 | 400 | 240 | 160
14.03. | 21 | 400 | 240 | 160
14.03. | 22 | 400 | 240 | 160
14.03. | 23 | 400 | 240 | 160
14.03. | 24 | 400 | 240 | 160
15.03. | 1 | 400 | 240 | 160
15.03. | 2 | 400 | 240 | 160
15.03. | 3 | 400 | 240 | 160
15.03. | 4 | 400 | 240 | 160
15.03. | 5 | 400 | 240 | 160
15.03. | 6 | 400 | 240 | 160
15.03. | 7 | 400 | 240 | 160
15.03. | 8 | 400 | 240 | 160
15.03. | 9 | 400 | 240 | 160
15.03. | 10 | 400 | 240 | 160
15.03. | 11 | 400 | 240 | 160
15.03. | 12 | 400 | 240 | 160
15.03. | 13 | 400 | 240 | 160
15.03. | 14 | 400 | 240 | 160
15.03. | 15 | 400 | 240 | 160
15.03. | 16 | 400 | 240 | 160
15.03. | 17 | 400 | 240 | 160
15.03. | 18 | 400 | 240 | 160
15.03. | 19 | 400 | 240 | 160
15.03. | 20 | 400 | 240 | 160
15.03. | 21 | 400 | 240 | 160
15.03. | 22 | 400 | 240 | 160
15.03. | 23 | 400 | 240 | 160
15.03. | 24 | 400 | 240 | 160
16.03. | 1 | 400 | 240 | 160
16.03. | 2 | 400 | 240 | 160
16.03. | 3 | 400 | 240 | 160
16.03. | 4 | 400 | 240 | 160
16.03. | 5 | 400 | 240 | 160
16.03. | 6 | 400 | 240 | 160
16.03. | 7 | 400 | 240 | 160
16.03. | 8 | 400 | 240 | 160
16.03. | 9 | 400 | 240 | 160
16.03. | 10 | 400 | 240 | 160
16.03. | 11 | 400 | 240 | 160
16.03. | 12 | 400 | 240 | 160
16.03. | 13 | 400 | 240 | 160
16.03. | 14 | 400 | 240 | 160
16.03. | 15 | 400 | 240 | 160
16.03. | 16 | 400 | 240 | 160
16.03. | 17 | 400 | 240 | 160
16.03. | 18 | 400 | 240 | 160
16.03. | 19 | 400 | 240 | 160
16.03. | 20 | 400 | 240 | 160
16.03. | 21 | 400 | 240 | 160
16.03. | 22 | 400 | 240 | 160
16.03. | 23 | 400 | 240 | 160
16.03. | 24 | 400 | 240 | 160
17.03. | 1 | 400 | 240 | 160
17.03. | 2 | 400 | 240 | 160
17.03. | 3 | 400 | 240 | 160
17.03. | 4 | 400 | 240 | 160
17.03. | 5 | 400 | 240 | 160
17.03. | 6 | 400 | 240 | 160
17.03. | 7 | 400 | 240 | 160
17.03. | 8 | 400 | 240 | 160
17.03. | 9 | 400 | 240 | 160
17.03. | 10 | 400 | 240 | 160
17.03. | 11 | 400 | 240 | 160
17.03. | 12 | 400 | 240 | 160
17.03. | 13 | 400 | 240 | 160
17.03. | 14 | 400 | 240 | 160
17.03. | 15 | 400 | 240 | 160
17.03. | 16 | 400 | 240 | 160
17.03. | 17 | 400 | 240 | 160
17.03. | 18 | 400 | 240 | 160
17.03. | 19 | 400 | 240 | 160
17.03. | 20 | 400 | 240 | 160
17.03. | 21 | 400 | 240 | 160
17.03. | 22 | 400 | 240 | 160
17.03. | 23 | 400 | 240 | 160
17.03. | 24 | 400 | 240 | 160
18.03. | 1 | 400 | 240 | 160
18.03. | 2 | 400 | 240 | 160
18.03. | 3 | 400 | 240 | 160
18.03. | 4 | 400 | 240 | 160
18.03. | 5 | 400 | 240 | 160
18.03. | 6 | 400 | 240 | 160
18.03. | 7 | 400 | 240 | 160
18.03. | 8 | 400 | 240 | 160
18.03. | 9 | 400 | 240 | 160
18.03. | 10 | 400 | 240 | 160
18.03. | 11 | 400 | 240 | 160
18.03. | 12 | 400 | 240 | 160
18.03. | 13 | 400 | 240 | 160
18.03. | 14 | 400 | 240 | 160
18.03. | 15 | 400 | 240 | 160
18.03. | 16 | 400 | 240 | 160
18.03. | 17 | 400 | 240 | 160
18.03. | 18 | 400 | 240 | 160
18.03. | 19 | 400 | 240 | 160
18.03. | 20 | 400 | 240 | 160
18.03. | 21 | 400 | 240 | 160
18.03. | 22 | 400 | 240 | 160
18.03. | 23 | 400 | 240 | 160
18.03. | 24 | 400 | 240 | 160
19.03. | 1 | 400 | 240 | 160
19.03. | 2 | 400 | 240 | 160
19.03. | 3 | 400 | 240 | 160
19.03. | 4 | 400 | 240 | 160
19.03. | 5 | 400 | 240 | 160
19.03. | 6 | 400 | 240 | 160
19.03. | 7 | 400 | 240 | 160
19.03. | 8 | 400 | 240 | 160
19.03. | 9 | 400 | 240 | 160
19.03. | 10 | 400 | 240 | 160
19.03. | 11 | 400 | 240 | 160
19.03. | 12 | 400 | 240 | 160
19.03. | 13 | 400 | 240 | 160
19.03. | 14 | 400 | 240 | 160
19.03. | 15 | 400 | 240 | 160
19.03. | 16 | 400 | 240 | 160
19.03. | 17 | 400 | 240 | 160
19.03. | 18 | 400 | 240 | 160
19.03. | 19 | 400 | 240 | 160
19.03. | 20 | 400 | 240 | 160
19.03. | 21 | 400 | 240 | 160
19.03. | 22 | 400 | 240 | 160
19.03. | 23 | 400 | 240 | 160
19.03. | 24 | 400 | 240 | 160
20.03. | 1 | 400 | 240 | 160
20.03. | 2 | 400 | 240 | 160
20.03. | 3 | 400 | 240 | 160
20.03. | 4 | 400 | 240 | 160
20.03. | 5 | 400 | 240 | 160
20.03. | 6 | 400 | 240 | 160
20.03. | 7 | 400 | 240 | 160
20.03. | 8 | 400 | 240 | 160
20.03. | 9 | 400 | 240 | 160
20.03. | 10 | 400 | 240 | 160
20.03. | 11 | 400 | 240 | 160
20.03. | 12 | 400 | 240 | 160
20.03. | 13 | 400 | 240 | 160
20.03. | 14 | 400 | 240 | 160
20.03. | 15 | 400 | 240 | 160
20.03. | 16 | 400 | 240 | 160
20.03. | 17 | 400 | 240 | 160
20.03. | 18 | 400 | 240 | 160
20.03. | 19 | 400 | 240 | 160
20.03. | 20 | 400 | 240 | 160
20.03. | 21 | 400 | 240 | 160
20.03. | 22 | 400 | 240 | 160
20.03. | 23 | 400 | 240 | 160
20.03. | 24 | 400 | 240 | 160
21.03. | 1 | 400 | 240 | 160
21.03. | 2 | 400 | 240 | 160
21.03. | 3 | 400 | 240 | 160
21.03. | 4 | 400 | 240 | 160
21.03. | 5 | 400 | 240 | 160
21.03. | 6 | 400 | 240 | 160
21.03. | 7 | 400 | 240 | 160
21.03. | 8 | 400 | 240 | 160
21.03. | 9 | 400 | 240 | 160
21.03. | 10 | 400 | 240 | 160
21.03. | 11 | 400 | 240 | 160
21.03. | 12 | 400 | 240 | 160
21.03. | 13 | 400 | 240 | 160
21.03. | 14 | 400 | 240 | 160
21.03. | 15 | 400 | 240 | 160
21.03. | 16 | 400 | 240 | 160
21.03. | 17 | 400 | 240 | 160
21.03. | 18 | 400 | 240 | 160
21.03. | 19 | 400 | 240 | 160
21.03. | 20 | 400 | 240 | 160
21.03. | 21 | 400 | 240 | 160
21.03. | 22 | 400 | 240 | 160
21.03. | 23 | 400 | 240 | 160
21.03. | 24 | 400 | 240 | 160
22.03. | 1 | 400 | 240 | 160
22.03. | 2 | 400 | 240 | 160
22.03. | 3 | 400 | 240 | 160
22.03. | 4 | 400 | 240 | 160
22.03. | 5 | 400 | 240 | 160
22.03. | 6 | 400 | 240 | 160
22.03. | 7 | 400 | 240 | 160
22.03. | 8 | 400 | 240 | 160
22.03. | 9 | 400 | 240 | 160
22.03. | 10 | 400 | 240 | 160
22.03. | 11 | 400 | 240 | 160
22.03. | 12 | 400 | 240 | 160
22.03. | 13 | 400 | 240 | 160
22.03. | 14 | 400 | 240 | 160
22.03. | 15 | 400 | 240 | 160
22.03. | 16 | 400 | 240 | 160
22.03. | 17 | 400 | 240 | 160
22.03. | 18 | 400 | 240 | 160
22.03. | 19 | 400 | 240 | 160
22.03. | 20 | 400 | 240 | 160
22.03. | 21 | 400 | 240 | 160
22.03. | 22 | 400 | 240 | 160
22.03. | 23 | 400 | 240 | 160
22.03. | 24 | 400 | 240 | 160
23.03. | 1 | 400 | 240 | 160
23.03. | 2 | 400 | 240 | 160
23.03. | 3 | 400 | 240 | 160
23.03. | 4 | 400 | 240 | 160
23.03. | 5 | 400 | 240 | 160
23.03. | 6 | 400 | 240 | 160
23.03. | 7 | 400 | 240 | 160
23.03. | 8 | 400 | 240 | 160
23.03. | 9 | 400 | 240 | 160
23.03. | 10 | 400 | 240 | 160
23.03. | 11 | 400 | 240 | 160
23.03. | 12 | 400 | 240 | 160
23.03. | 13 | 400 | 240 | 160
23.03. | 14 | 400 | 240 | 160
23.03. | 15 | 400 | 240 | 160
23.03. | 16 | 400 | 240 | 160
23.03. | 17 | 400 | 240 | 160
23.03. | 18 | 400 | 240 | 160
23.03. | 19 | 400 | 240 | 160
23.03. | 20 | 400 | 240 | 160
23.03. | 21 | 400 | 240 | 160
23.03. | 22 | 400 | 240 | 160
23.03. | 23 | 400 | 240 | 160
23.03. | 24 | 400 | 240 | 160
24.03. | 1 | 400 | 240 | 160
24.03. | 2 | 400 | 240 | 160
24.03. | 3 | 400 | 240 | 160
24.03. | 4 | 400 | 240 | 160
24.03. | 5 | 400 | 240 | 160
24.03. | 6 | 400 | 240 | 160
24.03. | 7 | 400 | 240 | 160
24.03. | 8 | 400 | 240 | 160
24.03. | 9 | 400 | 240 | 160
24.03. | 10 | 400 | 240 | 160
24.03. | 11 | 400 | 240 | 160
24.03. | 12 | 400 | 240 | 160
24.03. | 13 | 400 | 240 | 160
24.03. | 14 | 400 | 240 | 160
24.03. | 15 | 400 | 240 | 160
24.03. | 16 | 400 | 240 | 160
24.03. | 17 | 400 | 240 | 160
24.03. | 18 | 400 | 240 | 160
24.03. | 19 | 400 | 240 | 160
24.03. | 20 | 400 | 240 | 160
24.03. | 21 | 400 | 240 | 160
24.03. | 22 | 400 | 240 | 160
24.03. | 23 | 400 | 240 | 160
24.03. | 24 | 400 | 240 | 160
25.03. | 1 | 400 | 240 | 160
25.03. | 2 | 400 | 240 | 160
25.03. | 3 | 400 | 240 | 160
25.03. | 4 | 400 | 240 | 160
25.03. | 5 | 400 | 240 | 160
25.03. | 6 | 400 | 240 | 160
25.03. | 7 | 400 | 240 | 160
25.03. | 8 | 400 | 240 | 160
25.03. | 9 | 400 | 240 | 160
25.03. | 10 | 400 | 240 | 160
25.03. | 11 | 400 | 240 | 160
25.03. | 12 | 400 | 240 | 160
25.03. | 13 | 400 | 240 | 160
25.03. | 14 | 400 | 240 | 160
25.03. | 15 | 400 | 240 | 160
25.03. | 16 | 400 | 240 | 160
25.03. | 17 | 400 | 240 | 160
25.03. | 18 | 400 | 240 | 160
25.03. | 19 | 400 | 240 | 160
25.03. | 20 | 400 | 240 | 160
25.03. | 21 | 400 | 240 | 160
25.03. | 22 | 400 | 240 | 160
25.03. | 23 | 400 | 240 | 160
25.03. | 24 | 400 | 240 | 160
26.03. | 1 | 400 | 240 | 160
26.03. | 2 | 400 | 240 | 160
26.03. | 3 | 400 | 240 | 160
26.03. | 4 | 400 | 240 | 160
26.03. | 5 | 400 | 240 | 160
26.03. | 6 | 400 | 240 | 160
26.03. | 7 | 400 | 240 | 160
26.03. | 8 | 400 | 240 | 160
26.03. | 9 | 400 | 240 | 160
26.03. | 10 | 400 | 240 | 160
26.03. | 11 | 400 | 240 | 160
26.03. | 12 | 400 | 240 | 160
26.03. | 13 | 400 | 240 | 160
26.03. | 14 | 400 | 240 | 160
26.03. | 15 | 400 | 240 | 160
26.03. | 16 | 400 | 240 | 160
26.03. | 17 | 400 | 240 | 160
26.03. | 18 | 400 | 240 | 160
26.03. | 19 | 400 | 240 | 160
26.03. | 20 | 400 | 240 | 160
26.03. | 21 | 400 | 240 | 160
26.03. | 22 | 400 | 240 | 160
26.03. | 23 | 400 | 240 | 160
26.03. | 24 | 400 | 240 | 160
27.03. | 1 | 400 | 240 | 160
27.03. | 2 | 400 | 240 | 160
27.03. | 3 | 400 | 240 | 160
27.03. | 4 | 400 | 240 | 160
27.03. | 5 | 400 | 240 | 160
27.03. | 6 | 400 | 240 | 160
27.03. | 7 | 400 | 240 | 160
27.03. | 8 | 400 | 240 | 160
27.03. | 9 | 400 | 240 | 160
27.03. | 10 | 400 | 240 | 160
27.03. | 11 | 400 | 240 | 160
27.03. | 12 | 400 | 240 | 160
27.03. | 13 | 400 | 240 | 160
27.03. | 14 | 400 | 240 | 160
27.03. | 15 | 400 | 240 | 160
27.03. | 16 | 400 | 240 | 160
27.03. | 17 | 400 | 240 | 160
27.03. | 18 | 400 | 240 | 160
27.03. | 19 | 400 | 240 | 160
27.03. | 20 | 400 | 240 | 160
27.03. | 21 | 400 | 240 | 160
27.03. | 22 | 400 | 240 | 160
27.03. | 23 | 400 | 240 | 160
27.03. | 24 | 400 | 240 | 160
28.03. | 1 | 400 | 240 | 160
28.03. | 2 | 400 | 240 | 160
28.03. | 3 | 400 | 240 | 160
28.03. | 4 | 400 | 240 | 160
28.03. | 5 | 400 | 240 | 160
28.03. | 6 | 400 | 240 | 160
28.03. | 7 | 400 | 240 | 160
28.03. | 8 | 400 | 240 | 160
28.03. | 9 | 400 | 240 | 160
28.03. | 10 | 400 | 240 | 160
28.03. | 11 | 400 | 240 | 160
28.03. | 12 | 400 | 240 | 160
28.03. | 13 | 400 | 240 | 160
28.03. | 14 | 400 | 240 | 160
28.03. | 15 | 400 | 240 | 160
28.03. | 16 | 400 | 240 | 160
28.03. | 17 | 400 | 240 | 160
28.03. | 18 | 400 | 240 | 160
28.03. | 19 | 400 | 240 | 160
28.03. | 20 | 400 | 240 | 160
28.03. | 21 | 400 | 240 | 160
28.03. | 22 | 400 | 240 | 160
28.03. | 23 | 400 | 240 | 160
28.03. | 24 | 400 | 240 | 160
29.03. | 1 | 400 | 240 | 160
29.03. | 2 | 400 | 240 | 160
29.03. | 3 | 400 | 240 | 160
29.03. | 4 | 400 | 240 | 160
29.03. | 5 | 400 | 240 | 160
29.03. | 6 | 400 | 240 | 160
29.03. | 7 | 400 | 240 | 160
29.03. | 8 | 400 | 240 | 160
29.03. | 9 | 400 | 240 | 160
29.03. | 10 | 400 | 240 | 160
29.03. | 11 | 400 | 240 | 160
29.03. | 12 | 400 | 240 | 160
29.03. | 13 | 400 | 240 | 160
29.03. | 14 | 400 | 240 | 160
29.03. | 15 | 400 | 240 | 160
29.03. | 16 | 400 | 240 | 160
29.03. | 17 | 400 | 240 | 160
29.03. | 18 | 400 | 240 | 160
29.03. | 19 | 400 | 240 | 160
29.03. | 20 | 400 | 240 | 160
29.03. | 21 | 400 | 240 | 160
29.03. | 22 | 400 | 240 | 160
29.03. | 23 | 400 | 240 | 160
29.03. | 24 | 400 | 240 | 160
30.03. | 1 | 400 | 240 | 160
30.03. | 2 | 400 | 240 | 160
30.03. | 3 | 400 | 240 | 160
30.03. | 4 | 400 | 240 | 160
30.03. | 5 | 400 | 240 | 160
30.03. | 6 | 400 | 240 | 160
30.03. | 7 | 400 | 240 | 160
30.03. | 8 | 400 | 240 | 160
30.03. | 9 | 400 | 240 | 160
30.03. | 10 | 400 | 240 | 160
30.03. | 11 | 400 | 240 | 160
30.03. | 12 | 400 | 240 | 160
30.03. | 13 | 400 | 240 | 160
30.03. | 14 | 400 | 240 | 160
30.03. | 15 | 400 | 240 | 160
30.03. | 16 | 400 | 240 | 160
30.03. | 17 | 400 | 240 | 160
30.03. | 18 | 400 | 240 | 160
30.03. | 19 | 400 | 240 | 160
30.03. | 20 | 400 | 240 | 160
30.03. | 21 | 400 | 240 | 160
30.03. | 22 | 400 | 240 | 160
30.03. | 23 | 400 | 240 | 160
30.03. | 24 | 400 | 240 | 160
31.03. | 1 | 400 | 240 | 160
31.03. | 2 | 400 | 240 | 160
31.03. | 3 | 400 | 240 | 160
31.03. | 4 | 400 | 240 | 160
31.03. | 5 | 400 | 240 | 160
31.03. | 6 | 400 | 240 | 160
31.03. | 7 | 400 | 240 | 160
31.03. | 8 | 400 | 240 | 160
31.03. | 9 | 400 | 240 | 160
31.03. | 10 | 400 | 240 | 160
31.03. | 11 | 400 | 240 | 160
31.03. | 12 | 400 | 240 | 160
31.03. | 13 | 400 | 240 | 160
31.03. | 14 | 400 | 240 | 160
31.03. | 15 | 400 | 240 | 160
31.03. | 16 | 400 | 240 | 160
31.03. | 17 | 400 | 240 | 160
31.03. | 18 | 400 | 240 | 160
31.03. | 19 | 400 | 240 | 160
31.03. | 20 | 400 | 240 | 160
31.03. | 21 | 400 | 240 | 160
31.03. | 22 | 400 | 240 | 160
31.03. | 23 | 400 | 240 | 160
31.03. | 24 | 400 | 240 | 160
01.04. | 1 | 400 | 240 | 160
01.04. | 2 | 400 | 240 | 160
01.04. | 3 | 400 | 240 | 160
01.04. | 4 | 400 | 240 | 160
01.04. | 5 | 400 | 240 | 160
01.04. | 6 | 400 | 240 | 160
01.04. | 7 | 400 | 240 | 160
01.04. | 8 | 400 | 240 | 160
01.04. | 9 | 400 | 240 | 160
01.04. | 10 | 400 | 240 | 160
01.04. | 11 | 400 | 240 | 160
01.04. | 12 | 400 | 240 | 160
01.04. | 13 | 400 | 240 | 160
01.04. | 14 | 400 | 240 | 160
01.04. | 15 | 400 | 240 | 160
01.04. | 16 | 400 | 240 | 160
01.04. | 17 | 400 | 240 | 160
01.04. | 18 | 400 | 240 | 160
01.04. | 19 | 400 | 240 | 160
01.04. | 20 | 400 | 240 | 160
01.04. | 21 | 400 | 240 | 160
01.04. | 22 | 400 | 240 | 160
01.04. | 23 | 400 | 240 | 160
01.04. | 24 | 400 | 240 | 160
02.04. | 1 | 400 | 240 | 160
02.04. | 2 | 400 | 240 | 160
02.04. | 3 | 400 | 240 | 160
02.04. | 4 | 400 | 240 | 160
02.04. | 5 | 400 | 240 | 160
02.04. | 6 | 400 | 240 | 160
02.04. | 7 | 400 | 240 | 160
02.04. | 8 | 400 | 240 | 160
02.04. | 9 | 400 | 240 | 160
02.04. | 10 | 400 | 240 | 160
02.04. | 11 | 400 | 240 | 160
02.04. | 12 | 400 | 240 | 160
02.04. | 13 | 400 | 240 | 160
02.04. | 14 | 400 | 240 | 160
02.04. | 15 | 400 | 240 | 160
02.04. | 16 | 400 | 240 | 160
02.04. | 17 | 400 | 240 | 160
02.04. | 18 | 400 | 240 | 160
02.04. | 19 | 400 | 240 | 160
02.04. | 20 | 400 | 240 | 160
02.04. | 21 | 400 | 240 | 160
02.04. | 22 | 400 | 240 | 160
02.04. | 23 | 400 | 240 | 160
02.04. | 24 | 400 | 240 | 160
03.04. | 1 | 400 | 240 | 160
03.04. | 2 | 400 | 240 | 160
03.04. | 3 | 400 | 240 | 160
03.04. | 4 | 400 | 240 | 160
03.04. | 5 | 400 | 240 | 160
03.04. | 6 | 400 | 240 | 160
03.04. | 7 | 400 | 240 | 160
03.04. | 8 | 400 | 240 | 160
03.04. | 9 | 400 | 240 | 160
03.04. | 10 | 400 | 240 | 160
03.04. | 11 | 400 | 240 | 160
03.04. | 12 | 400 | 240 | 160
03.04. | 13 | 400 | 240 | 160
03.04. | 14 | 400 | 240 | 160
03.04. | 15 | 400 | 240 | 160
03.04. | 16 | 400 | 240 | 160
03.04. | 17 | 400 | 240 | 160
03.04. | 18 | 400 | 240 | 160
03.04. | 19 | 400 | 240 | 160
03.04. | 20 | 400 | 240 | 160
03.04. | 21 | 400 | 240 | 160
03.04. | 22 | 400 | 240 | 160
03.04. | 23 | 400 | 240 | 160
03.04. | 24 | 400 | 240 | 160
04.04. | 1 | 400 | 240 | 160
04.04. | 2 | 400 | 240 | 160
04.04. | 3 | 400 | 240 | 160
04.04. | 4 | 400 | 240 | 160
04.04. | 5 | 400 | 240 | 160
04.04. | 6 | 400 | 240 | 160
04.04. | 7 | 400 | 240 | 160
04.04. | 8 | 400 | 240 | 160
04.04. | 9 | 400 | 240 | 160
04.04. | 10 | 400 | 240 | 160
04.04. | 11 | 400 | 240 | 160
04.04. | 12 | 400 | 240 | 160
04.04. | 13 | 400 | 240 | 160
04.04. | 14 | 400 | 240 | 160
04.04. | 15 | 400 | 240 | 160
04.04. | 16 | 400 | 240 | 160
04.04. | 17 | 400 | 240 | 160
04.04. | 18 | 400 | 240 | 160
04.04. | 19 | 400 | 240 | 160
04.04. | 20 | 400 | 240 | 160
04.04. | 21 | 400 | 240 | 160
04.04. | 22 | 400 | 240 | 160
04.04. | 23 | 400 | 240 | 160
04.04. | 24 | 400 | 240 | 160
05.04. | 1 | 400 | 240 | 160
05.04. | 2 | 400 | 240 | 160
05.04. | 3 | 400 | 240 | 160
05.04. | 4 | 400 | 240 | 160
05.04. | 5 | 400 | 240 | 160
05.04. | 6 | 400 | 240 | 160
05.04. | 7 | 400 | 240 | 160
05.04. | 8 | 400 | 240 | 160
05.04. | 9 | 400 | 240 | 160
05.04. | 10 | 400 | 240 | 160
05.04. | 11 | 400 | 240 | 160
05.04. | 12 | 400 | 240 | 160
05.04. | 13 | 400 | 240 | 160
05.04. | 14 | 400 | 240 | 160
05.04. | 15 | 400 | 240 | 160
05.04. | 16 | 400 | 240 | 160
05.04. | 17 | 400 | 240 | 160
05.04. | 18 | 400 | 240 | 160
05.04. | 19 | 400 | 240 | 160
05.04. | 20 | 400 | 240 | 160
05.04. | 21 | 400 | 240 | 160
05.04. | 22 | 400 | 240 | 160
05.04. | 23 | 400 | 240 | 160
05.04. | 24 | 400 | 240 | 160
06.04. | 1 | 400 | 240 | 160
06.04. | 2 | 400 | 240 | 160
06.04. | 3 | 400 | 240 | 160
06.04. | 4 | 400 | 240 | 160
06.04. | 5 | 400 | 240 | 160
06.04. | 6 | 400 | 240 | 160
06.04. | 7 | 400 | 240 | 160
06.04. | 8 | 400 | 240 | 160
06.04. | 9 | 400 | 240 | 160
06.04. | 10 | 400 | 240 | 160
06.04. | 11 | 400 | 240 | 160
06.04. | 12 | 400 | 240 | 160
06.04. | 13 | 400 | 240 | 160
06.04. | 14 | 400 | 240 | 160
06.04. | 15 | 400 | 240 | 160
06.04. | 16 | 400 | 240 | 160
06.04. | 17 | 400 | 240 | 160
06.04. | 18 | 400 | 240 | 160
06.04. | 19 | 400 | 240 | 160
06.04. | 20 | 400 | 240 | 160
06.04. | 21 | 400 | 240 | 160
06.04. | 22 | 400 | 240 | 160
06.04. | 23 | 400 | 240 | 160
06.04. | 24 | 400 | 240 | 160
07.04. | 1 | 400 | 240 | 160
07.04. | 2 | 400 | 240 | 160
07.04. | 3 | 400 | 240 | 160
07.04. | 4 | 400 | 240 | 160
07.04. | 5 | 400 | 240 | 160
07.04. | 6 | 400 | 240 | 160
07.04. | 7 | 400 | 240 | 160
07.04. | 8 | 400 | 240 | 160
07.04. | 9 | 400 | 240 | 160
07.04. | 10 | 400 | 240 | 160
07.04. | 11 | 400 | 240 | 160
07.04. | 12 | 400 | 240 | 160
07.04. | 13 | 400 | 240 | 160
07.04. | 14 | 400 | 240 | 160
07.04. | 15 | 400 | 240 | 160
07.04. | 16 | 400 | 240 | 160
07.04. | 17 | 400 | 240 | 160
07.04. | 18 | 400 | 240 | 160
07.04. | 19 | 400 | 240 | 160
07.04. | 20 | 400 | 240 | 160
07.04. | 21 | 400 | 240 | 160
07.04. | 22 | 400 | 240 | 160
07.04. | 23 | 400 | 240 | 160
07.04. | 24 | 400 | 240 | 160
08.04. | 1 | 400 | 240 | 160
08.04. | 2 | 400 | 240 | 160
08.04. | 3 | 400 | 240 | 160
08.04. | 4 | 400 | 240 | 160
08.04. | 5 | 400 | 240 | 160
08.04. | 6 | 400 | 240 | 160
08.04. | 7 | 400 | 240 | 160
08.04. | 8 | 400 | 240 | 160
08.04. | 9 | 400 | 240 | 160
08.04. | 10 | 400 | 240 | 160
08.04. | 11 | 400 | 240 | 160
08.04. | 12 | 400 | 240 | 160
08.04. | 13 | 400 | 240 | 160
08.04. | 14 | 400 | 240 | 160
08.04. | 15 | 400 | 240 | 160
08.04. | 16 | 400 | 240 | 160
08.04. | 17 | 400 | 240 | 160
08.04. | 18 | 400 | 240 | 160
08.04. | 19 | 400 | 240 | 160
08.04. | 20 | 400 | 240 | 160
08.04. | 21 | 400 | 240 | 160
08.04. | 22 | 400 | 240 | 160
08.04. | 23 | 400 | 240 | 160
08.04. | 24 | 400 | 240 | 160
09.04. | 1 | 400 | 240 | 160
09.04. | 2 | 400 | 240 | 160
09.04. | 3 | 400 | 240 | 160
09.04. | 4 | 400 | 240 | 160
09.04. | 5 | 400 | 240 | 160
09.04. | 6 | 400 | 240 | 160
09.04. | 7 | 400 | 240 | 160
09.04. | 8 | 400 | 240 | 160
09.04. | 9 | 400 | 240 | 160
09.04. | 10 | 400 | 240 | 160
09.04. | 11 | 400 | 240 | 160
09.04. | 12 | 400 | 240 | 160
09.04. | 13 | 400 | 240 | 160
09.04. | 14 | 400 | 240 | 160
09.04. | 15 | 400 | 240 | 160
09.04. | 16 | 400 | 240 | 160
09.04. | 17 | 400 | 240 | 160
09.04. | 18 | 400 | 240 | 160
09.04. | 19 | 400 | 240 | 160
09.04. | 20 | 400 | 240 | 160
09.04. | 21 | 400 | 240 | 160
09.04. | 22 | 400 | 240 | 160
09.04. | 23 | 400 | 240 | 160
09.04. | 24 | 400 | 240 | 160
10.04. | 1 | 400 | 240 | 160
10.04. | 2 | 400 | 240 | 160
10.04. | 3 | 400 | 240 | 160
10.04. | 4 | 400 | 240 | 160
10.04. | 5 | 400 | 240 | 160
10.04. | 6 | 400 | 240 | 160
10.04. | 7 | 400 | 240 | 160
10.04. | 8 | 400 | 240 | 160
10.04. | 9 | 400 | 240 | 160
10.04. | 10 | 400 | 240 | 160
10.04. | 11 | 400 | 240 | 160
10.04. | 12 | 400 | 240 | 160
10.04. | 13 | 400 | 240 | 160
10.04. | 14 | 400 | 240 | 160
10.04. | 15 | 400 | 240 | 160
10.04. | 16 | 400 | 240 | 160
10.04. | 17 | 400 | 240 | 160
10.04. | 18 | 400 | 240 | 160
10.04. | 19 | 400 | 240 | 160
10.04. | 20 | 400 | 240 | 160
10.04. | 21 | 400 | 240 | 160
10.04. | 22 | 400 | 240 | 160
10.04. | 23 | 400 | 240 | 160
10.04. | 24 | 400 | 240 | 160
11.04. | 1 | 400 | 240 | 160
11.04. | 2 | 400 | 240 | 160
11.04. | 3 | 400 | 240 | 160
11.04. | 4 | 400 | 240 | 160
11.04. | 5 | 400 | 240 | 160
11.04. | 6 | 400 | 240 | 160
11.04. | 7 | 400 | 240 | 160
11.04. | 8 | 400 | 240 | 160
11.04. | 9 | 400 | 240 | 160
11.04. | 10 | 400 | 240 | 160
11.04. | 11 | 400 | 240 | 160
11.04. | 12 | 400 | 240 | 160
11.04. | 13 | 400 | 240 | 160
11.04. | 14 | 400 | 240 | 160
11.04. | 15 | 400 | 240 | 160
11.04. | 16 | 400 | 240 | 160
11.04. | 17 | 400 | 240 | 160
11.04. | 18 | 400 | 240 | 160
11.04. | 19 | 400 | 240 | 160
11.04. | 20 | 400 | 240 | 160
11.04. | 21 | 400 | 240 | 160
11.04. | 22 | 400 | 240 | 160
11.04. | 23 | 400 | 240 | 160
11.04. | 24 | 400 | 240 | 160
12.04. | 1 | 400 | 240 | 160
12.04. | 2 | 400 | 240 | 160
12.04. | 3 | 400 | 240 | 160
12.04. | 4 | 400 | 240 | 160
12.04. | 5 | 400 | 240 | 160
12.04. | 6 | 400 | 240 | 160
12.04. | 7 | 400 | 240 | 160
12.04. | 8 | 400 | 240 | 160
12.04. | 9 | 400 | 240 | 160
12.04. | 10 | 400 | 240 | 160
12.04. | 11 | 400 | 240 | 160
12.04. | 12 | 400 | 240 | 160
12.04. | 13 | 400 | 240 | 160
12.04. | 14 | 400 | 240 | 160
12.04. | 15 | 400 | 240 | 160
12.04. | 16 | 400 | 240 | 160
12.04. | 17 | 400 | 240 | 160
12.04. | 18 | 400 | 240 | 160
12.04. | 19 | 400 | 240 | 160
12.04. | 20 | 400 | 240 | 160
12.04. | 21 | 400 | 240 | 160
12.04. | 22 | 400 | 240 | 160
12.04. | 23 | 400 | 240 | 160
12.04. | 24 | 400 | 240 | 160
13.04. | 1 | 400 | 240 | 160
13.04. | 2 | 400 | 240 | 160
13.04. | 3 | 400 | 240 | 160
13.04. | 4 | 400 | 240 | 160
13.04. | 5 | 400 | 240 | 160
13.04. | 6 | 400 | 240 | 160
13.04. | 7 | 400 | 240 | 160
13.04. | 8 | 400 | 240 | 160
13.04. | 9 | 400 | 240 | 160
13.04. | 10 | 400 | 240 | 160
13.04. | 11 | 400 | 240 | 160
13.04. | 12 | 400 | 240 | 160
13.04. | 13 | 400 | 240 | 160
13.04. | 14 | 400 | 240 | 160
13.04. | 15 | 400 | 240 | 160
13.04. | 16 | 400 | 240 | 160
13.04. | 17 | 400 | 240 | 160
13.04. | 18 | 400 | 240 | 160
13.04. | 19 | 400 | 240 | 160
13.04. | 20 | 400 | 240 | 160
13.04. | 21 | 400 | 240 | 160
13.04. | 22 | 400 | 240 | 160
13.04. | 23 | 400 | 240 | 160
13.04. | 24 | 400 | 240 | 160
14.04. | 1 | 400 | 240 | 160
14.04. | 2 | 400 | 240 | 160
14.04. | 3 | 400 | 240 | 160
14.04. | 4 | 400 | 240 | 160
14.04. | 5 | 400 | 240 | 160
14.04. | 6 | 400 | 240 | 160
14.04. | 7 | 400 | 240 | 160
14.04. | 8 | 400 | 240 | 160
14.04. | 9 | 400 | 240 | 160
14.04. | 10 | 400 | 240 | 160
14.04. | 11 | 400 | 240 | 160
14.04. | 12 | 400 | 240 | 160
14.04. | 13 | 400 | 240 | 160
14.04. | 14 | 400 | 240 | 160
14.04. | 15 | 400 | 240 | 160
14.04. | 16 | 400 | 240 | 160
14.04. | 17 | 400 | 240 | 160
14.04. | 18 | 400 | 240 | 160
14.04. | 19 | 400 | 240 | 160
14.04. | 20 | 400 | 240 | 160
14.04. | 21 | 400 | 240 | 160
14.04. | 22 | 400 | 240 | 160
14.04. | 23 | 400 | 240 | 160
14.04. | 24 | 400 | 240 | 160
15.04. | 1 | 400 | 240 | 160
15.04. | 2 | 400 | 240 | 160
15.04. | 3 | 400 | 240 | 160
15.04. | 4 | 400 | 240 | 160
15.04. | 5 | 400 | 240 | 160
15.04. | 6 | 400 | 240 | 160
15.04. | 7 | 400 | 240 | 160
15.04. | 8 | 400 | 240 | 160
15.04. | 9 | 400 | 240 | 160
15.04. | 10 | 400 | 240 | 160
15.04. | 11 | 400 | 240 | 160
15.04. | 12 | 400 | 240 | 160
15.04. | 13 | 400 | 240 | 160
15.04. | 14 | 400 | 240 | 160
15.04. | 15 | 400 | 240 | 160
15.04. | 16 | 400 | 240 | 160
15.04. | 17 | 400 | 240 | 160
15.04. | 18 | 400 | 240 | 160
15.04. | 19 | 400 | 240 | 160
15.04. | 20 | 400 | 240 | 160
15.04. | 21 | 400 | 240 | 160
15.04. | 22 | 400 | 240 | 160
15.04. | 23 | 400 | 240 | 160
15.04. | 24 | 400 | 240 | 160
16.04. | 1 | 400 | 240 | 160
16.04. | 2 | 400 | 240 | 160
16.04. | 3 | 400 | 240 | 160
16.04. | 4 | 400 | 240 | 160
16.04. | 5 | 400 | 240 | 160
16.04. | 6 | 400 | 240 | 160
16.04. | 7 | 400 | 240 | 160
16.04. | 8 | 400 | 240 | 160
16.04. | 9 | 400 | 240 | 160
16.04. | 10 | 400 | 240 | 160
16.04. | 11 | 400 | 240 | 160
16.04. | 12 | 400 | 240 | 160
16.04. | 13 | 400 | 240 | 160
16.04. | 14 | 400 | 240 | 160
16.04. | 15 | 400 | 240 | 160
16.04. | 16 | 400 | 240 | 160
16.04. | 17 | 400 | 240 | 160
16.04. | 18 | 400 | 240 | 160
16.04. | 19 | 400 | 240 | 160
16.04. | 20 | 400 | 240 | 160
16.04. | 21 | 400 | 240 | 160
16.04. | 22 | 400 | 240 | 160
16.04. | 23 | 400 | 240 | 160
16.04. | 24 | 400 | 240 | 160
17.04. | 1 | 400 | 240 | 160
17.04. | 2 | 400 | 240 | 160
17.04. | 3 | 400 | 240 | 160
17.04. | 4 | 400 | 240 | 160
17.04. | 5 | 400 | 240 | 160
17.04. | 6 | 400 | 240 | 160
17.04. | 7 | 400 | 240 | 160
17.04. | 8 | 400 | 240 | 160
17.04. | 9 | 400 | 240 | 160
17.04. | 10 | 400 | 240 | 160
17.04. | 11 | 400 | 240 | 160
17.04. | 12 | 400 | 240 | 160
17.04. | 13 | 400 | 240 | 160
17.04. | 14 | 400 | 240 | 160
17.04. | 15 | 400 | 240 | 160
17.04. | 16 | 400 | 240 | 160
17.04. | 17 | 400 | 240 | 160
17.04. | 18 | 400 | 240 | 160
17.04. | 19 | 400 | 240 | 160
17.04. | 20 | 400 | 240 | 160
17.04. | 21 | 400 | 240 | 160
17.04. | 22 | 400 | 240 | 160
17.04. | 23 | 400 | 240 | 160
17.04. | 24 | 400 | 240 | 160
18.04. | 1 | 400 | 240 | 160
18.04. | 2 | 400 | 240 | 160
18.04. | 3 | 400 | 240 | 160
18.04. | 4 | 400 | 240 | 160
18.04. | 5 | 400 | 240 | 160
18.04. | 6 | 400 | 240 | 160
18.04. | 7 | 400 | 240 | 160
18.04. | 8 | 400 | 240 | 160
18.04. | 9 | 400 | 240 | 160
18.04. | 10 | 400 | 240 | 160
18.04. | 11 | 400 | 240 | 160
18.04. | 12 | 400 | 240 | 160
18.04. | 13 | 400 | 240 | 160
18.04. | 14 | 400 | 240 | 160
18.04. | 15 | 400 | 240 | 160
18.04. | 16 | 400 | 240 | 160
18.04. | 17 | 400 | 240 | 160
18.04. | 18 | 400 | 240 | 160
18.04. | 19 | 400 | 240 | 160
18.04. | 20 | 400 | 240 | 160
18.04. | 21 | 400 | 240 | 160
18.04. | 22 | 400 | 240 | 160
18.04. | 23 | 400 | 240 | 160
18.04. | 24 | 400 | 240 | 160
19.04. | 1 | 400 | 240 | 160
19.04. | 2 | 400 | 240 | 160
19.04. | 3 | 400 | 240 | 160
19.04. | 4 | 400 | 240 | 160
19.04. | 5 | 400 | 240 | 160
19.04. | 6 | 400 | 240 | 160
19.04. | 7 | 400 | 240 | 160
19.04. | 8 | 400 | 240 | 160
19.04. | 9 | 400 | 240 | 160
19.04. | 10 | 400 | 240 | 160
19.04. | 11 | 400 | 240 | 160
19.04. | 12 | 400 | 240 | 160
19.04. | 13 | 400 | 240 | 160
19.04. | 14 | 400 | 240 | 160
19.04. | 15 | 400 | 240 | 160
19.04. | 16 | 400 | 240 | 160
19.04. | 17 | 400 | 240 | 160
19.04. | 18 | 400 | 240 | 160
19.04. | 19 | 400 | 240 | 160
19.04. | 20 | 400 | 240 | 160
19.04. | 21 | 400 | 240 | 160
19.04. | 22 | 400 | 240 | 160
19.04. | 23 | 400 | 240 | 160
19.04. | 24 | 400 | 240 | 160
20.04. | 1 | 400 | 240 | 160
20.04. | 2 | 400 | 240 | 160
20.04. | 3 | 400 | 240 | 160
20.04. | 4 | 400 | 240 | 160
20.04. | 5 | 400 | 240 | 160
20.04. | 6 | 400 | 240 | 160
20.04. | 7 | 400 | 240 | 160
20.04. | 8 | 400 | 240 | 160
20.04. | 9 | 400 | 240 | 160
20.04. | 10 | 400 | 240 | 160
20.04. | 11 | 400 | 240 | 160
20.04. | 12 | 400 | 240 | 160
20.04. | 13 | 400 | 240 | 160
20.04. | 14 | 400 | 240 | 160
20.04. | 15 | 400 | 240 | 160
20.04. | 16 | 400 | 240 | 160
20.04. | 17 | 400 | 240 | 160
20.04. | 18 | 400 | 240 | 160
20.04. | 19 | 400 | 240 | 160
20.04. | 20 | 400 | 240 | 160
20.04. | 21 | 400 | 240 | 160
20.04. | 22 | 400 | 240 | 160
20.04. | 23 | 400 | 240 | 160
20.04. | 24 | 400 | 240 | 160
21.04. | 1 | 400 | 240 | 160
21.04. | 2 | 400 | 240 | 160
21.04. | 3 | 400 | 240 | 160
21.04. | 4 | 400 | 240 | 160
21.04. | 5 | 400 | 240 | 160
21.04. | 6 | 400 | 240 | 160
21.04. | 7 | 400 | 240 | 160
21.04. | 8 | 400 | 240 | 160
21.04. | 9 | 400 | 240 | 160
21.04. | 10 | 400 | 240 | 160
21.04. | 11 | 400 | 240 | 160
21.04. | 12 | 400 | 240 | 160
21.04. | 13 | 400 | 240 | 160
21.04. | 14 | 400 | 240 | 160
21.04. | 15 | 400 | 240 | 160
21.04. | 16 | 400 | 240 | 160
21.04. | 17 | 400 | 240 | 160
21.04. | 18 | 400 | 240 | 160
21.04. | 19 | 400 | 240 | 160
21.04. | 20 | 400 | 240 | 160
21.04. | 21 | 400 | 240 | 160
21.04. | 22 | 400 | 240 | 160
21.04. | 23 | 400 | 240 | 160
21.04. | 24 | 400 | 240 | 160
22.04. | 1 | 400 | 240 | 160
22.04. | 2 | 400 | 240 | 160
22.04. | 3 | 400 | 240 | 160
22.04. | 4 | 400 | 240 | 160
22.04. | 5 | 400 | 240 | 160
22.04. | 6 | 400 | 240 | 160
22.04. | 7 | 400 | 240 | 160
22.04. | 8 | 400 | 240 | 160
22.04. | 9 | 400 | 240 | 160
22.04. | 10 | 400 | 240 | 160
22.04. | 11 | 400 | 240 | 160
22.04. | 12 | 400 | 240 | 160
22.04. | 13 | 400 | 240 | 160
22.04. | 14 | 400 | 240 | 160
22.04. | 15 | 400 | 240 | 160
22.04. | 16 | 400 | 240 | 160
22.04. | 17 | 400 | 240 | 160
22.04. | 18 | 400 | 240 | 160
22.04. | 19 | 400 | 240 | 160
22.04. | 20 | 400 | 240 | 160
22.04. | 21 | 400 | 240 | 160
22.04. | 22 | 400 | 240 | 160
22.04. | 23 | 400 | 240 | 160
22.04. | 24 | 400 | 240 | 160
23.04. | 1 | 400 | 240 | 160
23.04. | 2 | 400 | 240 | 160
23.04. | 3 | 400 | 240 | 160
23.04. | 4 | 400 | 240 | 160
23.04. | 5 | 400 | 240 | 160
23.04. | 6 | 400 | 240 | 160
23.04. | 7 | 400 | 240 | 160
23.04. | 8 | 400 | 240 | 160
23.04. | 9 | 400 | 240 | 160
23.04. | 10 | 400 | 240 | 160
23.04. | 11 | 400 | 240 | 160
23.04. | 12 | 400 | 240 | 160
23.04. | 13 | 400 | 240 | 160
23.04. | 14 | 400 | 240 | 160
23.04. | 15 | 400 | 240 | 160
23.04. | 16 | 400 | 240 | 160
23.04. | 17 | 400 | 240 | 160
23.04. | 18 | 400 | 240 | 160
23.04. | 19 | 400 | 240 | 160
23.04. | 20 | 400 | 240 | 160
23.04. | 21 | 400 | 240 | 160
23.04. | 22 | 400 | 240 | 160
23.04. | 23 | 400 | 240 | 160
23.04. | 24 | 400 | 240 | 160
24.04. | 1 | 400 | 240 | 160
24.04. | 2 | 400 | 240 | 160
24.04. | 3 | 400 | 240 | 160
24.04. | 4 | 400 | 240 | 160
24.04. | 5 | 400 | 240 | 160
24.04. | 6 | 400 | 240 | 160
24.04. | 7 | 400 | 240 | 160
24.04. | 8 | 400 | 240 | 160
24.04. | 9 | 400 | 240 | 160
24.04. | 10 | 400 | 240 | 160
24.04. | 11 | 400 | 240 | 160
24.04. | 12 | 400 | 240 | 160
24.04. | 13 | 400 | 240 | 160
24.04. | 14 | 400 | 240 | 160
24.04. | 15 | 400 | 240 | 160
24.04. | 16 | 400 | 240 | 160
24.04. | 17 | 400 | 240 | 160
24.04. | 18 | 400 | 240 | 160
24.04. | 19 | 400 | 240 | 160
24.04. | 20 | 400 | 240 | 160
24.04. | 21 | 400 | 240 | 160
24.04. | 22 | 400 | 240 | 160
24.04. | 23 | 400 | 240 | 160
24.04. | 24 | 400 | 240 | 160
25.04. | 1 | 400 | 240 | 160
25.04. | 2 | 400 | 240 | 160
25.04. | 3 | 400 | 240 | 160
25.04. | 4 | 400 | 240 | 160
25.04. | 5 | 400 | 240 | 160
25.04. | 6 | 400 | 240 | 160
25.04. | 7 | 400 | 240 | 160
25.04. | 8 | 400 | 240 | 160
25.04. | 9 | 400 | 240 | 160
25.04. | 10 | 400 | 240 | 160
25.04. | 11 | 400 | 240 | 160
25.04. | 12 | 400 | 240 | 160
25.04. | 13 | 400 | 240 | 160
25.04. | 14 | 400 | 240 | 160
25.04. | 15 | 400 | 240 | 160
25.04. | 16 | 400 | 240 | 160
25.04. | 17 | 400 | 240 | 160
25.04. | 18 | 400 | 240 | 160
25.04. | 19 | 400 | 240 | 160
25.04. | 20 | 400 | 240 | 160
25.04. | 21 | 400 | 240 | 160
25.04. | 22 | 400 | 240 | 160
25.04. | 23 | 400 | 240 | 160
25.04. | 24 | 400 | 240 | 160
26.04. | 1 | 400 | 240 | 160
26.04. | 2 | 400 | 240 | 160
26.04. | 3 | 400 | 240 | 160
26.04. | 4 | 400 | 240 | 160
26.04. | 5 | 400 | 240 | 160
26.04. | 6 | 400 | 240 | 160
26.04. | 7 | 400 | 240 | 160
26.04. | 8 | 400 | 240 | 160
26.04. | 9 | 400 | 240 | 160
26.04. | 10 | 400 | 240 | 160
26.04. | 11 | 400 | 240 | 160
26.04. | 12 | 400 | 240 | 160
26.04. | 13 | 400 | 240 | 160
26.04. | 14 | 400 | 240 | 160
26.04. | 15 | 400 | 240 | 160
26.04. | 16 | 400 | 240 | 160
26.04. | 17 | 400 | 240 | 160
26.04. | 18 | 400 | 240 | 160
26.04. | 19 | 400 | 240 | 160
26.04. | 20 | 400 | 240 | 160
26.04. | 21 | 400 | 240 | 160
26.04. | 22 | 400 | 240 | 160
26.04. | 23 | 400 | 240 | 160
26.04. | 24 | 400 | 240 | 160
27.04. | 1 | 400 | 240 | 160
27.04. | 2 | 400 | 240 | 160
27.04. | 3 | 400 | 240 | 160
27.04. | 4 | 400 | 240 | 160
27.04. | 5 | 400 | 240 | 160
27.04. | 6 | 400 | 240 | 160
27.04. | 7 | 400 | 240 | 160
27.04. | 8 | 400 | 240 | 160
27.04. | 9 | 400 | 240 | 160
27.04. | 10 | 400 | 240 | 160
27.04. | 11 | 400 | 240 | 160
27.04. | 12 | 400 | 240 | 160
27.04. | 13 | 400 | 240 | 160
27.04. | 14 | 400 | 240 | 160
27.04. | 15 | 400 | 240 | 160
27.04. | 16 | 400 | 240 | 160
27.04. | 17 | 400 | 240 | 160
27.04. | 18 | 400 | 240 | 160
27.04. | 19 | 400 | 240 | 160
27.04. | 20 | 400 | 240 | 160
27.04. | 21 | 400 | 240 | 160
27.04. | 22 | 400 | 240 | 160
27.04. | 23 | 400 | 240 | 160
27.04. | 24 | 400 | 240 | 160
28.04. | 1 | 400 | 240 | 160
28.04. | 2 | 400 | 240 | 160
28.04. | 3 | 400 | 240 | 160
28.04. | 4 | 400 | 240 | 160
28.04. | 5 | 400 | 240 | 160
28.04. | 6 | 400 | 240 | 160
28.04. | 7 | 400 | 240 | 160
28.04. | 8 | 400 | 240 | 160
28.04. | 9 | 400 | 240 | 160
28.04. | 10 | 400 | 240 | 160
28.04. | 11 | 400 | 240 | 160
28.04. | 12 | 400 | 240 | 160
28.04. | 13 | 400 | 240 | 160
28.04. | 14 | 400 | 240 | 160
28.04. | 15 | 400 | 240 | 160
28.04. | 16 | 400 | 240 | 160
28.04. | 17 | 400 | 240 | 160
28.04. | 18 | 400 | 240 | 160
28.04. | 19 | 400 | 240 | 160
28.04. | 20 | 400 | 240 | 160
28.04. | 21 | 400 | 240 | 160
28.04. | 22 | 400 | 240 | 160
28.04. | 23 | 400 | 240 | 160
28.04. | 24 | 400 | 240 | 160
29.04. | 1 | 400 | 240 | 160
29.04. | 2 | 400 | 240 | 160
29.04. | 3 | 400 | 240 | 160
29.04. | 4 | 400 | 240 | 160
29.04. | 5 | 400 | 240 | 160
29.04. | 6 | 400 | 240 | 160
29.04. | 7 | 400 | 240 | 160
29.04. | 8 | 400 | 240 | 160
29.04. | 9 | 400 | 240 | 160
29.04. | 10 | 400 | 240 | 160
29.04. | 11 | 400 | 240 | 160
29.04. | 12 | 400 | 240 | 160
29.04. | 13 | 400 | 240 | 160
29.04. | 14 | 400 | 240 | 160
29.04. | 15 | 400 | 240 | 160
29.04. | 16 | 400 | 240 | 160
29.04. | 17 | 400 | 240 | 160
29.04. | 18 | 400 | 240 | 160
29.04. | 19 | 400 | 240 | 160
29.04. | 20 | 400 | 240 | 160
29.04. | 21 | 400 | 240 | 160
29.04. | 22 | 400 | 240 | 160
29.04. | 23 | 400 | 240 | 160
29.04. | 24 | 400 | 240 | 160
30.04. | 1 | 400 | 240 | 160
30.04. | 2 | 400 | 240 | 160
30.04. | 3 | 400 | 240 | 160
30.04. | 4 | 400 | 240 | 160
30.04. | 5 | 400 | 240 | 160
30.04. | 6 | 400 | 240 | 160
30.04. | 7 | 400 | 240 | 160
30.04. | 8 | 400 | 240 | 160
30.04. | 9 | 400 | 240 | 160
30.04. | 10 | 400 | 240 | 160
30.04. | 11 | 400 | 240 | 160
30.04. | 12 | 400 | 240 | 160
30.04. | 13 | 400 | 240 | 160
30.04. | 14 | 400 | 240 | 160
30.04. | 15 | 400 | 240 | 160
30.04. | 16 | 400 | 240 | 160
30.04. | 17 | 400 | 240 | 160
30.04. | 18 | 400 | 240 | 160
30.04. | 19 | 400 | 240 | 160
30.04. | 20 | 400 | 240 | 160
30.04. | 21 | 400 | 240 | 160
30.04. | 22 | 400 | 240 | 160
30.04. | 23 | 400 | 240 | 160
30.04. | 24 | 400 | 240 | 160
01.05. | 1 | 400 | 240 | 160
01.05. | 2 | 400 | 240 | 160
01.05. | 3 | 400 | 240 | 160
01.05. | 4 | 400 | 240 | 160
01.05. | 5 | 400 | 240 | 160
01.05. | 6 | 400 | 240 | 160
01.05. | 7 | 400 | 240 | 160
01.05. | 8 | 400 | 240 | 160
01.05. | 9 | 400 | 240 | 160
01.05. | 10 | 400 | 240 | 160
01.05. | 11 | 400 | 240 | 160
01.05. | 12 | 400 | 240 | 160
01.05. | 13 | 400 | 240 | 160
01.05. | 14 | 400 | 240 | 160
01.05. | 15 | 400 | 240 | 160
01.05. | 16 | 400 | 240 | 160
01.05. | 17 | 400 | 240 | 160
01.05. | 18 | 400 | 240 | 160
01.05. | 19 | 400 | 240 | 160
01.05. | 20 | 400 | 240 | 160
01.05. | 21 | 400 | 240 | 160
01.05. | 22 | 400 | 240 | 160
01.05. | 23 | 400 | 240 | 160
01.05. | 24 | 400 | 240 | 160
02.05. | 1 | 400 | 240 | 160
02.05. | 2 | 400 | 240 | 160
02.05. | 3 | 400 | 240 | 160
02.05. | 4 | 400 | 240 | 160
02.05. | 5 | 400 | 240 | 160
02.05. | 6 | 400 | 240 | 160
02.05. | 7 | 400 | 240 | 160
02.05. | 8 | 400 | 240 | 160
02.05. | 9 | 400 | 240 | 160
02.05. | 10 | 400 | 240 | 160
02.05. | 11 | 400 | 240 | 160
02.05. | 12 | 400 | 240 | 160
02.05. | 13 | 400 | 240 | 160
02.05. | 14 | 400 | 240 | 160
02.05. | 15 | 400 | 240 | 160
02.05. | 16 | 400 | 240 | 160
02.05. | 17 | 400 | 240 | 160
02.05. | 18 | 400 | 240 | 160
02.05. | 19 | 400 | 240 | 160
02.05. | 20 | 400 | 240 | 160
02.05. | 21 | 400 | 240 | 160
02.05. | 22 | 400 | 240 | 160
02.05. | 23 | 400 | 240 | 160
02.05. | 24 | 400 | 240 | 160
03.05. | 1 | 400 | 240 | 160
03.05. | 2 | 400 | 240 | 160
03.05. | 3 | 400 | 240 | 160
03.05. | 4 | 400 | 240 | 160
03.05. | 5 | 400 | 240 | 160
03.05. | 6 | 400 | 240 | 160
03.05. | 7 | 400 | 240 | 160
03.05. | 8 | 400 | 240 | 160
03.05. | 9 | 400 | 240 | 160
03.05. | 10 | 400 | 240 | 160
03.05. | 11 | 400 | 240 | 160
03.05. | 12 | 400 | 240 | 160
03.05. | 13 | 400 | 240 | 160
03.05. | 14 | 400 | 240 | 160
03.05. | 15 | 400 | 240 | 160
03.05. | 16 | 400 | 240 | 160
03.05. | 17 | 400 | 240 | 160
03.05. | 18 | 400 | 240 | 160
03.05. | 19 | 400 | 240 | 160
03.05. | 20 | 400 | 240 | 160
03.05. | 21 | 400 | 240 | 160
03.05. | 22 | 400 | 240 | 160
03.05. | 23 | 400 | 240 | 160
03.05. | 24 | 400 | 240 | 160
04.05. | 1 | 400 | 240 | 160
04.05. | 2 | 400 | 240 | 160
04.05. | 3 | 400 | 240 | 160
04.05. | 4 | 400 | 240 | 160
04.05. | 5 | 400 | 240 | 160
04.05. | 6 | 400 | 240 | 160
04.05. | 7 | 400 | 240 | 160
04.05. | 8 | 400 | 240 | 160
04.05. | 9 | 400 | 240 | 160
04.05. | 10 | 400 | 240 | 160
04.05. | 11 | 400 | 240 | 160
04.05. | 12 | 400 | 240 | 160
04.05. | 13 | 400 | 240 | 160
04.05. | 14 | 400 | 240 | 160
04.05. | 15 | 400 | 240 | 160
04.05. | 16 | 400 | 240 | 160
04.05. | 17 | 400 | 240 | 160
04.05. | 18 | 400 | 240 | 160
04.05. | 19 | 400 | 240 | 160
04.05. | 20 | 400 | 240 | 160
04.05. | 21 | 400 | 240 | 160
04.05. | 22 | 400 | 240 | 160
04.05. | 23 | 400 | 240 | 160
04.05. | 24 | 400 | 240 | 160
05.05. | 1 | 400 | 240 | 160
05.05. | 2 | 400 | 240 | 160
05.05. | 3 | 400 | 240 | 160
05.05. | 4 | 400 | 240 | 160
05.05. | 5 | 400 | 240 | 160
05.05. | 6 | 400 | 240 | 160
05.05. | 7 | 400 | 240 | 160
05.05. | 8 | 400 | 240 | 160
05.05. | 9 | 400 | 240 | 160
05.05. | 10 | 400 | 240 | 160
05.05. | 11 | 400 | 240 | 160
05.05. | 12 | 400 | 240 | 160
05.05. | 13 | 400 | 240 | 160
05.05. | 14 | 400 | 240 | 160
05.05. | 15 | 400 | 240 | 160
05.05. | 16 | 400 | 240 | 160
05.05. | 17 | 400 | 240 | 160
05.05. | 18 | 400 | 240 | 160
05.05. | 19 | 400 | 240 | 160
05.05. | 20 | 400 | 240 | 160
05.05. | 21 | 400 | 240 | 160
05.05. | 22 | 400 | 240 | 160
05.05. | 23 | 400 | 240 | 160
05.05. | 24 | 400 | 240 | 160
06.05. | 1 | 400 | 240 | 160
06.05. | 2 | 400 | 240 | 160
06.05. | 3 | 400 | 240 | 160
06.05. | 4 | 400 | 240 | 160
06.05. | 5 | 400 | 240 | 160
06.05. | 6 | 400 | 240 | 160
06.05. | 7 | 400 | 240 | 160
06.05. | 8 | 400 | 240 | 160
06.05. | 9 | 400 | 240 | 160
06.05. | 10 | 400 | 240 | 160
06.05. | 11 | 400 | 240 | 160
06.05. | 12 | 400 | 240 | 160
06.05. | 13 | 400 | 240 | 160
06.05. | 14 | 400 | 240 | 160
06.05. | 15 | 400 | 240 | 160
06.05. | 16 | 400 | 240 | 160
06.05. | 17 | 400 | 240 | 160
06.05. | 18 | 400 | 240 | 160
06.05. | 19 | 400 | 240 | 160
06.05. | 20 | 400 | 240 | 160
06.05. | 21 | 400 | 240 | 160
06.05. | 22 | 400 | 240 | 160
06.05. | 23 | 400 | 240 | 160
06.05. | 24 | 400 | 240 | 160
07.05. | 1 | 400 | 240 | 160
07.05. | 2 | 400 | 240 | 160
07.05. | 3 | 400 | 240 | 160
07.05. | 4 | 400 | 240 | 160
07.05. | 5 | 400 | 240 | 160
07.05. | 6 | 400 | 240 | 160
07.05. | 7 | 400 | 240 | 160
07.05. | 8 | 400 | 240 | 160
07.05. | 9 | 400 | 240 | 160
07.05. | 10 | 400 | 240 | 160
07.05. | 11 | 400 | 240 | 160
07.05. | 12 | 400 | 240 | 160
07.05. | 13 | 400 | 240 | 160
07.05. | 14 | 400 | 240 | 160
07.05. | 15 | 400 | 240 | 160
07.05. | 16 | 400 | 240 | 160
07.05. | 17 | 400 | 240 | 160
07.05. | 18 | 400 | 240 | 160
07.05. | 19 | 400 | 240 | 160
07.05. | 20 | 400 | 240 | 160
07.05. | 21 | 400 | 240 | 160
07.05. | 22 | 400 | 240 | 160
07.05. | 23 | 400 | 240 | 160
07.05. | 24 | 400 | 240 | 160
08.05. | 1 | 400 | 240 | 160
08.05. | 2 | 400 | 240 | 160
08.05. | 3 | 400 | 240 | 160
08.05. | 4 | 400 | 240 | 160
08.05. | 5 | 400 | 240 | 160
08.05. | 6 | 400 | 240 | 160
08.05. | 7 | 400 | 240 | 160
08.05. | 8 | 400 | 240 | 160
08.05. | 9 | 400 | 240 | 160
08.05. | 10 | 400 | 240 | 160
08.05. | 11 | 400 | 240 | 160
08.05. | 12 | 400 | 240 | 160
08.05. | 13 | 400 | 240 | 160
08.05. | 14 | 400 | 240 | 160
08.05. | 15 | 400 | 240 | 160
08.05. | 16 | 400 | 240 | 160
08.05. | 17 | 400 | 240 | 160
08.05. | 18 | 400 | 240 | 160
08.05. | 19 | 400 | 240 | 160
08.05. | 20 | 400 | 240 | 160
08.05. | 21 | 400 | 240 | 160
08.05. | 22 | 400 | 240 | 160
08.05. | 23 | 400 | 240 | 160
08.05. | 24 | 400 | 240 | 160
09.05. | 1 | 400 | 240 | 160
09.05. | 2 | 400 | 240 | 160
09.05. | 3 | 400 | 240 | 160
09.05. | 4 | 400 | 240 | 160
09.05. | 5 | 400 | 240 | 160
09.05. | 6 | 400 | 240 | 160
09.05. | 7 | 400 | 240 | 160
09.05. | 8 | 400 | 240 | 160
09.05. | 9 | 400 | 240 | 160
09.05. | 10 | 400 | 240 | 160
09.05. | 11 | 400 | 240 | 160
09.05. | 12 | 400 | 240 | 160
09.05. | 13 | 400 | 240 | 160
09.05. | 14 | 400 | 240 | 160
09.05. | 15 | 400 | 240 | 160
09.05. | 16 | 400 | 240 | 160
09.05. | 17 | 400 | 240 | 160
09.05. | 18 | 400 | 240 | 160
09.05. | 19 | 400 | 240 | 160
09.05. | 20 | 400 | 240 | 160
09.05. | 21 | 400 | 240 | 160
09.05. | 22 | 400 | 240 | 160
09.05. | 23 | 400 | 240 | 160
09.05. | 24 | 400 | 240 | 160
10.05. | 1 | 400 | 240 | 160
10.05. | 2 | 400 | 240 | 160
10.05. | 3 | 400 | 240 | 160
10.05. | 4 | 400 | 240 | 160
10.05. | 5 | 400 | 240 | 160
10.05. | 6 | 400 | 240 | 160
10.05. | 7 | 400 | 240 | 160
10.05. | 8 | 400 | 240 | 160
10.05. | 9 | 400 | 240 | 160
10.05. | 10 | 400 | 240 | 160
10.05. | 11 | 400 | 240 | 160
10.05. | 12 | 400 | 240 | 160
10.05. | 13 | 400 | 240 | 160
10.05. | 14 | 400 | 240 | 160
10.05. | 15 | 400 | 240 | 160
10.05. | 16 | 400 | 240 | 160
10.05. | 17 | 400 | 240 | 160
10.05. | 18 | 400 | 240 | 160
10.05. | 19 | 400 | 240 | 160
10.05. | 20 | 400 | 240 | 160
10.05. | 21 | 400 | 240 | 160
10.05. | 22 | 400 | 240 | 160
10.05. | 23 | 400 | 240 | 160
10.05. | 24 | 400 | 240 | 160
11.05. | 1 | 400 | 240 | 160
11.05. | 2 | 400 | 240 | 160
11.05. | 3 | 400 | 240 | 160
11.05. | 4 | 400 | 240 | 160
11.05. | 5 | 400 | 240 | 160
11.05. | 6 | 400 | 240 | 160
11.05. | 7 | 400 | 240 | 160
11.05. | 8 | 400 | 240 | 160
11.05. | 9 | 400 | 240 | 160
11.05. | 10 | 400 | 240 | 160
11.05. | 11 | 400 | 240 | 160
11.05. | 12 | 400 | 240 | 160
11.05. | 13 | 400 | 240 | 160
11.05. | 14 | 400 | 240 | 160
11.05. | 15 | 400 | 240 | 160
11.05. | 16 | 400 | 240 | 160
11.05. | 17 | 400 | 240 | 160
11.05. | 18 | 400 | 240 | 160
11.05. | 19 | 400 | 240 | 160
11.05. | 20 | 400 | 240 | 160
11.05. | 21 | 400 | 240 | 160
11.05. | 22 | 400 | 240 | 160
11.05. | 23 | 400 | 240 | 160
11.05. | 24 | 400 | 240 | 160
12.05. | 1 | 400 | 240 | 160
12.05. | 2 | 400 | 240 | 160
12.05. | 3 | 400 | 240 | 160
12.05. | 4 | 400 | 240 | 160
12.05. | 5 | 400 | 240 | 160
12.05. | 6 | 400 | 240 | 160
12.05. | 7 | 400 | 240 | 160
12.05. | 8 | 400 | 240 | 160
12.05. | 9 | 400 | 240 | 160
12.05. | 10 | 400 | 240 | 160
12.05. | 11 | 400 | 240 | 160
12.05. | 12 | 400 | 240 | 160
12.05. | 13 | 400 | 240 | 160
12.05. | 14 | 400 | 240 | 160
12.05. | 15 | 400 | 240 | 160
12.05. | 16 | 400 | 240 | 160
12.05. | 17 | 400 | 240 | 160
12.05. | 18 | 400 | 240 | 160
12.05. | 19 | 400 | 240 | 160
12.05. | 20 | 400 | 240 | 160
12.05. | 21 | 400 | 240 | 160
12.05. | 22 | 400 | 240 | 160
12.05. | 23 | 400 | 240 | 160
12.05. | 24 | 400 | 240 | 160
13.05. | 1 | 400 | 240 | 160
13.05. | 2 | 400 | 240 | 160
13.05. | 3 | 400 | 240 | 160
13.05. | 4 | 400 | 240 | 160
13.05. | 5 | 400 | 240 | 160
13.05. | 6 | 400 | 240 | 160
13.05. | 7 | 400 | 240 | 160
13.05. | 8 | 400 | 240 | 160
13.05. | 9 | 400 | 240 | 160
13.05. | 10 | 400 | 240 | 160
13.05. | 11 | 400 | 240 | 160
13.05. | 12 | 400 | 240 | 160
13.05. | 13 | 400 | 240 | 160
13.05. | 14 | 400 | 240 | 160
13.05. | 15 | 400 | 240 | 160
13.05. | 16 | 400 | 240 | 160
13.05. | 17 | 400 | 240 | 160
13.05. | 18 | 400 | 240 | 160
13.05. | 19 | 400 | 240 | 160
13.05. | 20 | 400 | 240 | 160
13.05. | 21 | 400 | 240 | 160
13.05. | 22 | 400 | 240 | 160
13.05. | 23 | 400 | 240 | 160
13.05. | 24 | 400 | 240 | 160
14.05. | 1 | 400 | 240 | 160
14.05. | 2 | 400 | 240 | 160
14.05. | 3 | 400 | 240 | 160
14.05. | 4 | 400 | 240 | 160
14.05. | 5 | 400 | 240 | 160
14.05. | 6 | 400 | 240 | 160
14.05. | 7 | 400 | 240 | 160
14.05. | 8 | 400 | 240 | 160
14.05. | 9 | 400 | 240 | 160
14.05. | 10 | 400 | 240 | 160
14.05. | 11 | 400 | 240 | 160
14.05. | 12 | 400 | 240 | 160
14.05. | 13 | 400 | 240 | 160
14.05. | 14 | 400 | 240 | 160
14.05. | 15 | 400 | 240 | 160
14.05. | 16 | 400 | 240 | 160
14.05. | 17 | 400 | 240 | 160
14.05. | 18 | 400 | 240 | 160
14.05. | 19 | 400 | 240 | 160
14.05. | 20 | 400 | 240 | 160
14.05. | 21 | 400 | 240 | 160
14.05. | 22 | 400 | 240 | 160
14.05. | 23 | 400 | 240 | 160
14.05. | 24 | 400 | 240 | 160
15.05. | 1 | 400 | 240 | 160
15.05. | 2 | 400 | 240 | 160
15.05. | 3 | 400 | 240 | 160
15.05. | 4 | 400 | 240 | 160
15.05. | 5 | 400 | 240 | 160
15.05. | 6 | 400 | 240 | 160
15.05. | 7 | 400 | 240 | 160
15.05. | 8 | 400 | 240 | 160
15.05. | 9 | 400 | 240 | 160
15.05. | 10 | 400 | 240 | 160
15.05. | 11 | 400 | 240 | 160
15.05. | 12 | 400 | 240 | 160
15.05. | 13 | 400 | 240 | 160
15.05. | 14 | 400 | 240 | 160
15.05. | 15 | 400 | 240 | 160
15.05. | 16 | 400 | 240 | 160
15.05. | 17 | 400 | 240 | 160
15.05. | 18 | 400 | 240 | 160
15.05. | 19 | 400 | 240 | 160
15.05. | 20 | 400 | 240 | 160
15.05. | 21 | 400 | 240 | 160
15.05. | 22 | 400 | 240 | 160
15.05. | 23 | 400 | 240 | 160
15.05. | 24 | 400 | 240 | 160
16.05. | 1 | 400 | 240 | 160
16.05. | 2 | 400 | 240 | 160
16.05. | 3 | 400 | 240 | 160
16.05. | 4 | 400 | 240 | 160
16.05. | 5 | 400 | 240 | 160
16.05. | 6 | 400 | 240 | 160
16.05. | 7 | 400 | 240 | 160
16.05. | 8 | 400 | 240 | 160
16.05. | 9 | 400 | 240 | 160
16.05. | 10 | 400 | 240 | 160
16.05. | 11 | 400 | 240 | 160
16.05. | 12 | 400 | 240 | 160
16.05. | 13 | 400 | 240 | 160
16.05. | 14 | 400 | 240 | 160
16.05. | 15 | 400 | 240 | 160
16.05. | 16 | 400 | 240 | 160
16.05. | 17 | 400 | 240 | 160
16.05. | 18 | 400 | 240 | 160
16.05. | 19 | 400 | 240 | 160
16.05. | 20 | 400 | 240 | 160
16.05. | 21 | 400 | 240 | 160
16.05. | 22 | 400 | 240 | 160
16.05. | 23 | 400 | 240 | 160
16.05. | 24 | 400 | 240 | 160
17.05. | 1 | 400 | 240 | 160
17.05. | 2 | 400 | 240 | 160
17.05. | 3 | 400 | 240 | 160
17.05. | 4 | 400 | 240 | 160
17.05. | 5 | 400 | 240 | 160
17.05. | 6 | 400 | 240 | 160
17.05. | 7 | 400 | 240 | 160
17.05. | 8 | 400 | 240 | 160
17.05. | 9 | 400 | 240 | 160
17.05. | 10 | 400 | 240 | 160
17.05. | 11 | 400 | 240 | 160
17.05. | 12 | 400 | 240 | 160
17.05. | 13 | 400 | 240 | 160
17.05. | 14 | 400 | 240 | 160
17.05. | 15 | 400 | 240 | 160
17.05. | 16 | 400 | 240 | 160
17.05. | 17 | 400 | 240 | 160
17.05. | 18 | 400 | 240 | 160
17.05. | 19 | 400 | 240 | 160
17.05. | 20 | 400 | 240 | 160
17.05. | 21 | 400 | 240 | 160
17.05. | 22 | 400 | 240 | 160
17.05. | 23 | 400 | 240 | 160
17.05. | 24 | 400 | 240 | 160
18.05. | 1 | 400 | 240 | 160
18.05. | 2 | 400 | 240 | 160
18.05. | 3 | 400 | 240 | 160
18.05. | 4 | 400 | 240 | 160
18.05. | 5 | 400 | 240 | 160
18.05. | 6 | 400 | 240 | 160
18.05. | 7 | 400 | 240 | 160
18.05. | 8 | 400 | 240 | 160
18.05. | 9 | 400 | 240 | 160
18.05. | 10 | 400 | 240 | 160
18.05. | 11 | 400 | 240 | 160
18.05. | 12 | 400 | 240 | 160
18.05. | 13 | 400 | 240 | 160
18.05. | 14 | 400 | 240 | 160
18.05. | 15 | 400 | 240 | 160
18.05. | 16 | 400 | 240 | 160
18.05. | 17 | 400 | 240 | 160
18.05. | 18 | 400 | 240 | 160
18.05. | 19 | 400 | 240 | 160
18.05. | 20 | 400 | 240 | 160
18.05. | 21 | 400 | 240 | 160
18.05. | 22 | 400 | 240 | 160
18.05. | 23 | 400 | 240 | 160
18.05. | 24 | 400 | 240 | 160
19.05. | 1 | 400 | 240 | 160
19.05. | 2 | 400 | 240 | 160
19.05. | 3 | 400 | 240 | 160
19.05. | 4 | 400 | 240 | 160
19.05. | 5 | 400 | 240 | 160
19.05. | 6 | 400 | 240 | 160
19.05. | 7 | 400 | 240 | 160
19.05. | 8 | 400 | 240 | 160
19.05. | 9 | 400 | 240 | 160
19.05. | 10 | 400 | 240 | 160
19.05. | 11 | 400 | 240 | 160
19.05. | 12 | 400 | 240 | 160
19.05. | 13 | 400 | 240 | 160
19.05. | 14 | 400 | 240 | 160
19.05. | 15 | 400 | 240 | 160
19.05. | 16 | 400 | 240 | 160
19.05. | 17 | 400 | 240 | 160
19.05. | 18 | 400 | 240 | 160
19.05. | 19 | 400 | 240 | 160
19.05. | 20 | 400 | 240 | 160
19.05. | 21 | 400 | 240 | 160
19.05. | 22 | 400 | 240 | 160
19.05. | 23 | 400 | 240 | 160
19.05. | 24 | 400 | 240 | 160
20.05. | 1 | 400 | 240 | 160
20.05. | 2 | 400 | 240 | 160
20.05. | 3 | 400 | 240 | 160
20.05. | 4 | 400 | 240 | 160
20.05. | 5 | 400 | 240 | 160
20.05. | 6 | 400 | 240 | 160
20.05. | 7 | 400 | 240 | 160
20.05. | 8 | 400 | 240 | 160
20.05. | 9 | 400 | 240 | 160
20.05. | 10 | 400 | 240 | 160
20.05. | 11 | 400 | 240 | 160
20.05. | 12 | 400 | 240 | 160
20.05. | 13 | 400 | 240 | 160
20.05. | 14 | 400 | 240 | 160
20.05. | 15 | 400 | 240 | 160
20.05. | 16 | 400 | 240 | 160
20.05. | 17 | 400 | 240 | 160
20.05. | 18 | 400 | 240 | 160
20.05. | 19 | 400 | 240 | 160
20.05. | 20 | 400 | 240 | 160
20.05. | 21 | 400 | 240 | 160
20.05. | 22 | 400 | 240 | 160
20.05. | 23 | 400 | 240 | 160
20.05. | 24 | 400 | 240 | 160
21.05. | 1 | 400 | 240 | 160
21.05. | 2 | 400 | 240 | 160
21.05. | 3 | 400 | 240 | 160
21.05. | 4 | 400 | 240 | 160
21.05. | 5 | 400 | 240 | 160
21.05. | 6 | 400 | 240 | 160
21.05. | 7 | 400 | 240 | 160
21.05. | 8 | 400 | 240 | 160
21.05. | 9 | 400 | 240 | 160
21.05. | 10 | 400 | 240 | 160
21.05. | 11 | 400 | 240 | 160
21.05. | 12 | 400 | 240 | 160
21.05. | 13 | 400 | 240 | 160
21.05. | 14 | 400 | 240 | 160
21.05. | 15 | 400 | 240 | 160
21.05. | 16 | 400 | 240 | 160
21.05. | 17 | 400 | 240 | 160
21.05. | 18 | 400 | 240 | 160
21.05. | 19 | 400 | 240 | 160
21.05. | 20 | 400 | 240 | 160
21.05. | 21 | 400 | 240 | 160
21.05. | 22 | 400 | 240 | 160
21.05. | 23 | 400 | 240 | 160
21.05. | 24 | 400 | 240 | 160
22.05. | 1 | 400 | 240 | 160
22.05. | 2 | 400 | 240 | 160
22.05. | 3 | 400 | 240 | 160
22.05. | 4 | 400 | 240 | 160
22.05. | 5 | 400 | 240 | 160
22.05. | 6 | 400 | 240 | 160
22.05. | 7 | 400 | 240 | 160
22.05. | 8 | 400 | 240 | 160
22.05. | 9 | 400 | 240 | 160
22.05. | 10 | 400 | 240 | 160
22.05. | 11 | 400 | 240 | 160
22.05. | 12 | 400 | 240 | 160
22.05. | 13 | 400 | 240 | 160
22.05. | 14 | 400 | 240 | 160
22.05. | 15 | 400 | 240 | 160
22.05. | 16 | 400 | 240 | 160
22.05. | 17 | 400 | 240 | 160
22.05. | 18 | 400 | 240 | 160
22.05. | 19 | 400 | 240 | 160
22.05. | 20 | 400 | 240 | 160
22.05. | 21 | 400 | 240 | 160
22.05. | 22 | 400 | 240 | 160
22.05. | 23 | 400 | 240 | 160
22.05. | 24 | 400 | 240 | 160
23.05. | 1 | 400 | 240 | 160
23.05. | 2 | 400 | 240 | 160
23.05. | 3 | 400 | 240 | 160
23.05. | 4 | 400 | 240 | 160
23.05. | 5 | 400 | 240 | 160
23.05. | 6 | 400 | 240 | 160
23.05. | 7 | 400 | 240 | 160
23.05. | 8 | 400 | 240 | 160
23.05. | 9 | 400 | 240 | 160
23.05. | 10 | 400 | 240 | 160
23.05. | 11 | 400 | 240 | 160
23.05. | 12 | 400 | 240 | 160
23.05. | 13 | 400 | 240 | 160
23.05. | 14 | 400 | 240 | 160
23.05. | 15 | 400 | 240 | 160
23.05. | 16 | 400 | 240 | 160
23.05. | 17 | 400 | 240 | 160
23.05. | 18 | 400 | 240 | 160
23.05. | 19 | 400 | 240 | 160
23.05. | 20 | 400 | 240 | 160
23.05. | 21 | 400 | 240 | 160
23.05. | 22 | 400 | 240 | 160
23.05. | 23 | 400 | 240 | 160
23.05. | 24 | 400 | 240 | 160
24.05. | 1 | 400 | 240 | 160
24.05. | 2 | 400 | 240 | 160
24.05. | 3 | 400 | 240 | 160
24.05. | 4 | 400 | 240 | 160
24.05. | 5 | 400 | 240 | 160
24.05. | 6 | 400 | 240 | 160
24.05. | 7 | 400 | 240 | 160
24.05. | 8 | 400 | 240 | 160
24.05. | 9 | 400 | 240 | 160
24.05. | 10 | 400 | 240 | 160
24.05. | 11 | 400 | 240 | 160
24.05. | 12 | 400 | 240 | 160
24.05. | 13 | 400 | 240 | 160
24.05. | 14 | 400 | 240 | 160
24.05. | 15 | 400 | 240 | 160
24.05. | 16 | 400 | 240 | 160
24.05. | 17 | 400 | 240 | 160
24.05. | 18 | 400 | 240 | 160
24.05. | 19 | 400 | 240 | 160
24.05. | 20 | 400 | 240 | 160
24.05. | 21 | 400 | 240 | 160
24.05. | 22 | 400 | 240 | 160
24.05. | 23 | 400 | 240 | 160
24.05. | 24 | 400 | 240 | 160
25.05. | 1 | 400 | 240 | 160
25.05. | 2 | 400 | 240 | 160
25.05. | 3 | 400 | 240 | 160
25.05. | 4 | 400 | 240 | 160
25.05. | 5 | 400 | 240 | 160
25.05. | 6 | 400 | 240 | 160
25.05. | 7 | 400 | 240 | 160
25.05. | 8 | 400 | 240 | 160
25.05. | 9 | 400 | 240 | 160
25.05. | 10 | 400 | 240 | 160
25.05. | 11 | 400 | 240 | 160
25.05. | 12 | 400 | 240 | 160
25.05. | 13 | 400 | 240 | 160
25.05. | 14 | 400 | 240 | 160
25.05. | 15 | 400 | 240 | 160
25.05. | 16 | 400 | 240 | 160
25.05. | 17 | 400 | 240 | 160
25.05. | 18 | 400 | 240 | 160
25.05. | 19 | 400 | 240 | 160
25.05. | 20 | 400 | 240 | 160
25.05. | 21 | 400 | 240 | 160
25.05. | 22 | 400 | 240 | 160
25.05. | 23 | 400 | 240 | 160
25.05. | 24 | 400 | 240 | 160
26.05. | 1 | 400 | 240 | 160
26.05. | 2 | 400 | 240 | 160
26.05. | 3 | 400 | 240 | 160
26.05. | 4 | 400 | 240 | 160
26.05. | 5 | 400 | 240 | 160
26.05. | 6 | 400 | 240 | 160
26.05. | 7 | 400 | 240 | 160
26.05. | 8 | 400 | 240 | 160
26.05. | 9 | 400 | 240 | 160
26.05. | 10 | 400 | 240 | 160
26.05. | 11 | 400 | 240 | 160
26.05. | 12 | 400 | 240 | 160
26.05. | 13 | 400 | 240 | 160
26.05. | 14 | 400 | 240 | 160
26.05. | 15 | 400 | 240 | 160
26.05. | 16 | 400 | 240 | 160
26.05. | 17 | 400 | 240 | 160
26.05. | 18 | 400 | 240 | 160
26.05. | 19 | 400 | 240 | 160
26.05. | 20 | 400 | 240 | 160
26.05. | 21 | 400 | 240 | 160
26.05. | 22 | 400 | 240 | 160
26.05. | 23 | 400 | 240 | 160
26.05. | 24 | 400 | 240 | 160
27.05. | 1 | 400 | 240 | 160
27.05. | 2 | 400 | 240 | 160
27.05. | 3 | 400 | 240 | 160
27.05. | 4 | 400 | 240 | 160
27.05. | 5 | 400 | 240 | 160
27.05. | 6 | 400 | 240 | 160
27.05. | 7 | 400 | 240 | 160
27.05. | 8 | 400 | 240 | 160
27.05. | 9 | 400 | 240 | 160
27.05. | 10 | 400 | 240 | 160
27.05. | 11 | 400 | 240 | 160
27.05. | 12 | 400 | 240 | 160
27.05. | 13 | 400 | 240 | 160
27.05. | 14 | 400 | 240 | 160
27.05. | 15 | 400 | 240 | 160
27.05. | 16 | 400 | 240 | 160
27.05. | 17 | 400 | 240 | 160
27.05. | 18 | 400 | 240 | 160
27.05. | 19 | 400 | 240 | 160
27.05. | 20 | 400 | 240 | 160
27.05. | 21 | 400 | 240 | 160
27.05. | 22 | 400 | 240 | 160
27.05. | 23 | 400 | 240 | 160
27.05. | 24 | 400 | 240 | 160
28.05. | 1 | 400 | 240 | 160
28.05. | 2 | 400 | 240 | 160
28.05. | 3 | 400 | 240 | 160
28.05. | 4 | 400 | 240 | 160
28.05. | 5 | 400 | 240 | 160
28.05. | 6 | 400 | 240 | 160
28.05. | 7 | 400 | 240 | 160
28.05. | 8 | 400 | 240 | 160
28.05. | 9 | 400 | 240 | 160
28.05. | 10 | 400 | 240 | 160
28.05. | 11 | 400 | 240 | 160
28.05. | 12 | 400 | 240 | 160
28.05. | 13 | 400 | 240 | 160
28.05. | 14 | 400 | 240 | 160
28.05. | 15 | 400 | 240 | 160
28.05. | 16 | 400 | 240 | 160
28.05. | 17 | 400 | 240 | 160
28.05. | 18 | 400 | 240 | 160
28.05. | 19 | 400 | 240 | 160
28.05. | 20 | 400 | 240 | 160
28.05. | 21 | 400 | 240 | 160
28.05. | 22 | 400 | 240 | 160
28.05. | 23 | 400 | 240 | 160
28.05. | 24 | 400 | 240 | 160
29.05. | 1 | 400 | 240 | 160
29.05. | 2 | 400 | 240 | 160
29.05. | 3 | 400 | 240 | 160
29.05. | 4 | 400 | 240 | 160
29.05. | 5 | 400 | 240 | 160
29.05. | 6 | 400 | 240 | 160
29.05. | 7 | 400 | 240 | 160
29.05. | 8 | 400 | 240 | 160
29.05. | 9 | 400 | 240 | 160
29.05. | 10 | 400 | 240 | 160
29.05. | 11 | 400 | 240 | 160
29.05. | 12 | 400 | 240 | 160
29.05. | 13 | 400 | 240 | 160
29.05. | 14 | 400 | 240 | 160
29.05. | 15 | 400 | 240 | 160
29.05. | 16 | 400 | 240 | 160
29.05. | 17 | 400 | 240 | 160
29.05. | 18 | 400 | 240 | 160
29.05. | 19 | 400 | 240 | 160
29.05. | 20 | 400 | 240 | 160
29.05. | 21 | 400 | 240 | 160
29.05. | 22 | 400 | 240 | 160
29.05. | 23 | 400 | 240 | 160
29.05. | 24 | 400 | 240 | 160
30.05. | 1 | 400 | 240 | 160
30.05. | 2 | 400 | 240 | 160
30.05. | 3 | 400 | 240 | 160
30.05. | 4 | 400 | 240 | 160
30.05. | 5 | 400 | 240 | 160
30.05. | 6 | 400 | 240 | 160
30.05. | 7 | 400 | 240 | 160
30.05. | 8 | 400 | 240 | 160
30.05. | 9 | 400 | 240 | 160
30.05. | 10 | 400 | 240 | 160
30.05. | 11 | 400 | 240 | 160
30.05. | 12 | 400 | 240 | 160
30.05. | 13 | 400 | 240 | 160
30.05. | 14 | 400 | 240 | 160
30.05. | 15 | 400 | 240 | 160
30.05. | 16 | 400 | 240 | 160
30.05. | 17 | 400 | 240 | 160
30.05. | 18 | 400 | 240 | 160
30.05. | 19 | 400 | 240 | 160
30.05. | 20 | 400 | 240 | 160
30.05. | 21 | 400 | 240 | 160
30.05. | 22 | 400 | 240 | 160
30.05. | 23 | 400 | 240 | 160
30.05. | 24 | 400 | 240 | 160
31.05. | 1 | 400 | 240 | 160
31.05. | 2 | 400 | 240 | 160
31.05. | 3 | 400 | 240 | 160
31.05. | 4 | 400 | 240 | 160
31.05. | 5 | 400 | 240 | 160
31.05. | 6 | 400 | 240 | 160
31.05. | 7 | 400 | 240 | 160
31.05. | 8 | 400 | 240 | 160
31.05. | 9 | 400 | 240 | 160
31.05. | 10 | 400 | 240 | 160
31.05. | 11 | 400 | 240 | 160
31.05. | 12 | 400 | 240 | 160
31.05. | 13 | 400 | 240 | 160
31.05. | 14 | 400 | 240 | 160
31.05. | 15 | 400 | 240 | 160
31.05. | 16 | 400 | 240 | 160
31.05. | 17 | 400 | 240 | 160
31.05. | 18 | 400 | 240 | 160
31.05. | 19 | 400 | 240 | 160
31.05. | 20 | 400 | 240 | 160
31.05. | 21 | 400 | 240 | 160
31.05. | 22 | 400 | 240 | 160
31.05. | 23 | 400 | 240 | 160
31.05. | 24 | 400 | 240 | 160
01.06. | 1 | 400 | 240 | 160
01.06. | 2 | 400 | 240 | 160
01.06. | 3 | 400 | 240 | 160
01.06. | 4 | 400 | 240 | 160
01.06. | 5 | 400 | 240 | 160
01.06. | 6 | 400 | 240 | 160
01.06. | 7 | 400 | 240 | 160
01.06. | 8 | 400 | 240 | 160
01.06. | 9 | 400 | 240 | 160
01.06. | 10 | 400 | 240 | 160
01.06. | 11 | 400 | 240 | 160
01.06. | 12 | 400 | 240 | 160
01.06. | 13 | 400 | 240 | 160
01.06. | 14 | 400 | 240 | 160
01.06. | 15 | 400 | 240 | 160
01.06. | 16 | 400 | 240 | 160
01.06. | 17 | 400 | 240 | 160
01.06. | 18 | 400 | 240 | 160
01.06. | 19 | 400 | 240 | 160
01.06. | 20 | 400 | 240 | 160
01.06. | 21 | 400 | 240 | 160
01.06. | 22 | 400 | 240 | 160
01.06. | 23 | 400 | 240 | 160
01.06. | 24 | 400 | 240 | 160
02.06. | 1 | 400 | 240 | 160
02.06. | 2 | 400 | 240 | 160
02.06. | 3 | 400 | 240 | 160
02.06. | 4 | 400 | 240 | 160
02.06. | 5 | 400 | 240 | 160
02.06. | 6 | 400 | 240 | 160
02.06. | 7 | 400 | 240 | 160
02.06. | 8 | 400 | 240 | 160
02.06. | 9 | 400 | 240 | 160
02.06. | 10 | 400 | 240 | 160
02.06. | 11 | 400 | 240 | 160
02.06. | 12 | 400 | 240 | 160
02.06. | 13 | 400 | 240 | 160
02.06. | 14 | 400 | 240 | 160
02.06. | 15 | 400 | 240 | 160
02.06. | 16 | 400 | 240 | 160
02.06. | 17 | 400 | 240 | 160
02.06. | 18 | 400 | 240 | 160
02.06. | 19 | 400 | 240 | 160
02.06. | 20 | 400 | 240 | 160
02.06. | 21 | 400 | 240 | 160
02.06. | 22 | 400 | 240 | 160
02.06. | 23 | 400 | 240 | 160
02.06. | 24 | 400 | 240 | 160
03.06. | 1 | 400 | 240 | 160
03.06. | 2 | 400 | 240 | 160
03.06. | 3 | 400 | 240 | 160
03.06. | 4 | 400 | 240 | 160
03.06. | 5 | 400 | 240 | 160
03.06. | 6 | 400 | 240 | 160
03.06. | 7 | 400 | 240 | 160
03.06. | 8 | 400 | 240 | 160
03.06. | 9 | 400 | 240 | 160
03.06. | 10 | 400 | 240 | 160
03.06. | 11 | 400 | 240 | 160
03.06. | 12 | 400 | 240 | 160
03.06. | 13 | 400 | 240 | 160
03.06. | 14 | 400 | 240 | 160
03.06. | 15 | 400 | 240 | 160
03.06. | 16 | 400 | 240 | 160
03.06. | 17 | 400 | 240 | 160
03.06. | 18 | 400 | 240 | 160
03.06. | 19 | 400 | 240 | 160
03.06. | 20 | 400 | 240 | 160
03.06. | 21 | 400 | 240 | 160
03.06. | 22 | 400 | 240 | 160
03.06. | 23 | 400 | 240 | 160
03.06. | 24 | 400 | 240 | 160
04.06. | 1 | 400 | 240 | 160
04.06. | 2 | 400 | 240 | 160
04.06. | 3 | 400 | 240 | 160
04.06. | 4 | 400 | 240 | 160
04.06. | 5 | 400 | 240 | 160
04.06. | 6 | 400 | 240 | 160
04.06. | 7 | 400 | 240 | 160
04.06. | 8 | 400 | 240 | 160
04.06. | 9 | 400 | 240 | 160
04.06. | 10 | 400 | 240 | 160
04.06. | 11 | 400 | 240 | 160
04.06. | 12 | 400 | 240 | 160
04.06. | 13 | 400 | 240 | 160
04.06. | 14 | 400 | 240 | 160
04.06. | 15 | 400 | 240 | 160
04.06. | 16 | 400 | 240 | 160
04.06. | 17 | 400 | 240 | 160
04.06. | 18 | 400 | 240 | 160
04.06. | 19 | 400 | 240 | 160
04.06. | 20 | 400 | 240 | 160
04.06. | 21 | 400 | 240 | 160
04.06. | 22 | 400 | 240 | 160
04.06. | 23 | 400 | 240 | 160
04.06. | 24 | 400 | 240 | 160
05.06. | 1 | 400 | 240 | 160
05.06. | 2 | 400 | 240 | 160
05.06. | 3 | 400 | 240 | 160
05.06. | 4 | 400 | 240 | 160
05.06. | 5 | 400 | 240 | 160
05.06. | 6 | 400 | 240 | 160
05.06. | 7 | 400 | 240 | 160
05.06. | 8 | 400 | 240 | 160
05.06. | 9 | 400 | 240 | 160
05.06. | 10 | 400 | 240 | 160
05.06. | 11 | 400 | 240 | 160
05.06. | 12 | 400 | 240 | 160
05.06. | 13 | 400 | 240 | 160
05.06. | 14 | 400 | 240 | 160
05.06. | 15 | 400 | 240 | 160
05.06. | 16 | 400 | 240 | 160
05.06. | 17 | 400 | 240 | 160
05.06. | 18 | 400 | 240 | 160
05.06. | 19 | 400 | 240 | 160
05.06. | 20 | 400 | 240 | 160
05.06. | 21 | 400 | 240 | 160
05.06. | 22 | 400 | 240 | 160
05.06. | 23 | 400 | 240 | 160
05.06. | 24 | 400 | 240 | 160
06.06. | 1 | 400 | 240 | 160
06.06. | 2 | 400 | 240 | 160
06.06. | 3 | 400 | 240 | 160
06.06. | 4 | 400 | 240 | 160
06.06. | 5 | 400 | 240 | 160
06.06. | 6 | 400 | 240 | 160
06.06. | 7 | 400 | 240 | 160
06.06. | 8 | 400 | 240 | 160
06.06. | 9 | 400 | 240 | 160
06.06. | 10 | 400 | 240 | 160
06.06. | 11 | 400 | 240 | 160
06.06. | 12 | 400 | 240 | 160
06.06. | 13 | 400 | 240 | 160
06.06. | 14 | 400 | 240 | 160
06.06. | 15 | 400 | 240 | 160
06.06. | 16 | 400 | 240 | 160
06.06. | 17 | 400 | 240 | 160
06.06. | 18 | 400 | 240 | 160
06.06. | 19 | 400 | 240 | 160
06.06. | 20 | 400 | 240 | 160
06.06. | 21 | 400 | 240 | 160
06.06. | 22 | 400 | 240 | 160
06.06. | 23 | 400 | 240 | 160
06.06. | 24 | 400 | 240 | 160
07.06. | 1 | 400 | 240 | 160
07.06. | 2 | 400 | 240 | 160
07.06. | 3 | 400 | 240 | 160
07.06. | 4 | 400 | 240 | 160
07.06. | 5 | 400 | 240 | 160
07.06. | 6 | 400 | 240 | 160
07.06. | 7 | 400 | 240 | 160
07.06. | 8 | 400 | 240 | 160
07.06. | 9 | 400 | 240 | 160
07.06. | 10 | 400 | 240 | 160
07.06. | 11 | 400 | 240 | 160
07.06. | 12 | 400 | 240 | 160
07.06. | 13 | 400 | 240 | 160
07.06. | 14 | 400 | 240 | 160
07.06. | 15 | 400 | 240 | 160
07.06. | 16 | 400 | 240 | 160
07.06. | 17 | 400 | 240 | 160
07.06. | 18 | 400 | 240 | 160
07.06. | 19 | 400 | 240 | 160
07.06. | 20 | 400 | 240 | 160
07.06. | 21 | 400 | 240 | 160
07.06. | 22 | 400 | 240 | 160
07.06. | 23 | 400 | 240 | 160
07.06. | 24 | 400 | 240 | 160
08.06. | 1 | 400 | 240 | 160
08.06. | 2 | 400 | 240 | 160
08.06. | 3 | 400 | 240 | 160
08.06. | 4 | 400 | 240 | 160
08.06. | 5 | 400 | 240 | 160
08.06. | 6 | 400 | 240 | 160
08.06. | 7 | 400 | 240 | 160
08.06. | 8 | 400 | 240 | 160
08.06. | 9 | 400 | 240 | 160
08.06. | 10 | 400 | 240 | 160
08.06. | 11 | 400 | 240 | 160
08.06. | 12 | 400 | 240 | 160
08.06. | 13 | 400 | 240 | 160
08.06. | 14 | 400 | 240 | 160
08.06. | 15 | 400 | 240 | 160
08.06. | 16 | 400 | 240 | 160
08.06. | 17 | 400 | 240 | 160
08.06. | 18 | 400 | 240 | 160
08.06. | 19 | 400 | 240 | 160
08.06. | 20 | 400 | 240 | 160
08.06. | 21 | 400 | 240 | 160
08.06. | 22 | 400 | 240 | 160
08.06. | 23 | 400 | 240 | 160
08.06. | 24 | 400 | 240 | 160
09.06. | 1 | 400 | 240 | 160
09.06. | 2 | 400 | 240 | 160
09.06. | 3 | 400 | 240 | 160
09.06. | 4 | 400 | 240 | 160
09.06. | 5 | 400 | 240 | 160
09.06. | 6 | 400 | 240 | 160
09.06. | 7 | 400 | 240 | 160
09.06. | 8 | 400 | 240 | 160
09.06. | 9 | 400 | 240 | 160
09.06. | 10 | 400 | 240 | 160
09.06. | 11 | 400 | 240 | 160
09.06. | 12 | 400 | 240 | 160
09.06. | 13 | 400 | 240 | 160
09.06. | 14 | 400 | 240 | 160
09.06. | 15 | 400 | 240 | 160
09.06. | 16 | 400 | 240 | 160
09.06. | 17 | 400 | 240 | 160
09.06. | 18 | 400 | 240 | 160
09.06. | 19 | 400 | 240 | 160
09.06. | 20 | 400 | 240 | 160
09.06. | 21 | 400 | 240 | 160
09.06. | 22 | 400 | 240 | 160
09.06. | 23 | 400 | 240 | 160
09.06. | 24 | 400 | 240 | 160
10.06. | 1 | 400 | 240 | 160
10.06. | 2 | 400 | 240 | 160
10.06. | 3 | 400 | 240 | 160
10.06. | 4 | 400 | 240 | 160
10.06. | 5 | 400 | 240 | 160
10.06. | 6 | 400 | 240 | 160
10.06. | 7 | 400 | 240 | 160
10.06. | 8 | 400 | 240 | 160
10.06. | 9 | 400 | 240 | 160
10.06. | 10 | 400 | 240 | 160
10.06. | 11 | 400 | 240 | 160
10.06. | 12 | 400 | 240 | 160
10.06. | 13 | 400 | 240 | 160
10.06. | 14 | 400 | 240 | 160
10.06. | 15 | 400 | 240 | 160
10.06. | 16 | 400 | 240 | 160
10.06. | 17 | 400 | 240 | 160
10.06. | 18 | 400 | 240 | 160
10.06. | 19 | 400 | 240 | 160
10.06. | 20 | 400 | 240 | 160
10.06. | 21 | 400 | 240 | 160
10.06. | 22 | 400 | 240 | 160
10.06. | 23 | 400 | 240 | 160
10.06. | 24 | 400 | 240 | 160
11.06. | 1 | 400 | 240 | 160
11.06. | 2 | 400 | 240 | 160
11.06. | 3 | 400 | 240 | 160
11.06. | 4 | 400 | 240 | 160
11.06. | 5 | 400 | 240 | 160
11.06. | 6 | 400 | 240 | 160
11.06. | 7 | 400 | 240 | 160
11.06. | 8 | 400 | 240 | 160
11.06. | 9 | 400 | 240 | 160
11.06. | 10 | 400 | 240 | 160
11.06. | 11 | 400 | 240 | 160
11.06. | 12 | 400 | 240 | 160
11.06. | 13 | 400 | 240 | 160
11.06. | 14 | 400 | 240 | 160
11.06. | 15 | 400 | 240 | 160
11.06. | 16 | 400 | 240 | 160
11.06. | 17 | 400 | 240 | 160
11.06. | 18 | 400 | 240 | 160
11.06. | 19 | 400 | 240 | 160
11.06. | 20 | 400 | 240 | 160
11.06. | 21 | 400 | 240 | 160
11.06. | 22 | 400 | 240 | 160
11.06. | 23 | 400 | 240 | 160
11.06. | 24 | 400 | 240 | 160
12.06. | 1 | 400 | 240 | 160
12.06. | 2 | 400 | 240 | 160
12.06. | 3 | 400 | 240 | 160
12.06. | 4 | 400 | 240 | 160
12.06. | 5 | 400 | 240 | 160
12.06. | 6 | 400 | 240 | 160
12.06. | 7 | 400 | 240 | 160
12.06. | 8 | 400 | 240 | 160
12.06. | 9 | 400 | 240 | 160
12.06. | 10 | 400 | 240 | 160
12.06. | 11 | 400 | 240 | 160
12.06. | 12 | 400 | 240 | 160
12.06. | 13 | 400 | 240 | 160
12.06. | 14 | 400 | 240 | 160
12.06. | 15 | 400 | 240 | 160
12.06. | 16 | 400 | 240 | 160
12.06. | 17 | 400 | 240 | 160
12.06. | 18 | 400 | 240 | 160
12.06. | 19 | 400 | 240 | 160
12.06. | 20 | 400 | 240 | 160
12.06. | 21 | 400 | 240 | 160
12.06. | 22 | 400 | 240 | 160
12.06. | 23 | 400 | 240 | 160
12.06. | 24 | 400 | 240 | 160
13.06. | 1 | 400 | 240 | 160
13.06. | 2 | 400 | 240 | 160
13.06. | 3 | 400 | 240 | 160
13.06. | 4 | 400 | 240 | 160
13.06. | 5 | 400 | 240 | 160
13.06. | 6 | 400 | 240 | 160
13.06. | 7 | 400 | 240 | 160
13.06. | 8 | 400 | 240 | 160
13.06. | 9 | 400 | 240 | 160
13.06. | 10 | 400 | 240 | 160
13.06. | 11 | 400 | 240 | 160
13.06. | 12 | 400 | 240 | 160
13.06. | 13 | 400 | 240 | 160
13.06. | 14 | 400 | 240 | 160
13.06. | 15 | 400 | 240 | 160
13.06. | 16 | 400 | 240 | 160
13.06. | 17 | 400 | 240 | 160
13.06. | 18 | 400 | 240 | 160
13.06. | 19 | 400 | 240 | 160
13.06. | 20 | 400 | 240 | 160
13.06. | 21 | 400 | 240 | 160
13.06. | 22 | 400 | 240 | 160
13.06. | 23 | 400 | 240 | 160
13.06. | 24 | 400 | 240 | 160
14.06. | 1 | 400 | 240 | 160
14.06. | 2 | 400 | 240 | 160
14.06. | 3 | 400 | 240 | 160
14.06. | 4 | 400 | 240 | 160
14.06. | 5 | 400 | 240 | 160
14.06. | 6 | 400 | 240 | 160
14.06. | 7 | 400 | 240 | 160
14.06. | 8 | 400 | 240 | 160
14.06. | 9 | 400 | 240 | 160
14.06. | 10 | 400 | 240 | 160
14.06. | 11 | 400 | 240 | 160
14.06. | 12 | 400 | 240 | 160
14.06. | 13 | 400 | 240 | 160
14.06. | 14 | 400 | 240 | 160
14.06. | 15 | 400 | 240 | 160
14.06. | 16 | 400 | 240 | 160
14.06. | 17 | 400 | 240 | 160
14.06. | 18 | 400 | 240 | 160
14.06. | 19 | 400 | 240 | 160
14.06. | 20 | 400 | 240 | 160
14.06. | 21 | 400 | 240 | 160
14.06. | 22 | 400 | 240 | 160
14.06. | 23 | 400 | 240 | 160
14.06. | 24 | 400 | 240 | 160
15.06. | 1 | 400 | 240 | 160
15.06. | 2 | 400 | 240 | 160
15.06. | 3 | 400 | 240 | 160
15.06. | 4 | 400 | 240 | 160
15.06. | 5 | 400 | 240 | 160
15.06. | 6 | 400 | 240 | 160
15.06. | 7 | 400 | 240 | 160
15.06. | 8 | 400 | 240 | 160
15.06. | 9 | 400 | 240 | 160
15.06. | 10 | 400 | 240 | 160
15.06. | 11 | 400 | 240 | 160
15.06. | 12 | 400 | 240 | 160
15.06. | 13 | 400 | 240 | 160
15.06. | 14 | 400 | 240 | 160
15.06. | 15 | 400 | 240 | 160
15.06. | 16 | 400 | 240 | 160
15.06. | 17 | 400 | 240 | 160
15.06. | 18 | 400 | 240 | 160
15.06. | 19 | 400 | 240 | 160
15.06. | 20 | 400 | 240 | 160
15.06. | 21 | 400 | 240 | 160
15.06. | 22 | 400 | 240 | 160
15.06. | 23 | 400 | 240 | 160
15.06. | 24 | 400 | 240 | 160
16.06. | 1 | 400 | 240 | 160
16.06. | 2 | 400 | 240 | 160
16.06. | 3 | 400 | 240 | 160
16.06. | 4 | 400 | 240 | 160
16.06. | 5 | 400 | 240 | 160
16.06. | 6 | 400 | 240 | 160
16.06. | 7 | 400 | 240 | 160
16.06. | 8 | 400 | 240 | 160
16.06. | 9 | 400 | 240 | 160
16.06. | 10 | 400 | 240 | 160
16.06. | 11 | 400 | 240 | 160
16.06. | 12 | 400 | 240 | 160
16.06. | 13 | 400 | 240 | 160
16.06. | 14 | 400 | 240 | 160
16.06. | 15 | 400 | 240 | 160
16.06. | 16 | 400 | 240 | 160
16.06. | 17 | 400 | 240 | 160
16.06. | 18 | 400 | 240 | 160
16.06. | 19 | 400 | 240 | 160
16.06. | 20 | 400 | 240 | 160
16.06. | 21 | 400 | 240 | 160
16.06. | 22 | 400 | 240 | 160
16.06. | 23 | 400 | 240 | 160
16.06. | 24 | 400 | 240 | 160
17.06. | 1 | 400 | 240 | 160
17.06. | 2 | 400 | 240 | 160
17.06. | 3 | 400 | 240 | 160
17.06. | 4 | 400 | 240 | 160
17.06. | 5 | 400 | 240 | 160
17.06. | 6 | 400 | 240 | 160
17.06. | 7 | 400 | 240 | 160
17.06. | 8 | 400 | 240 | 160
17.06. | 9 | 400 | 240 | 160
17.06. | 10 | 400 | 240 | 160
17.06. | 11 | 400 | 240 | 160
17.06. | 12 | 400 | 240 | 160
17.06. | 13 | 400 | 240 | 160
17.06. | 14 | 400 | 240 | 160
17.06. | 15 | 400 | 240 | 160
17.06. | 16 | 400 | 240 | 160
17.06. | 17 | 400 | 240 | 160
17.06. | 18 | 400 | 240 | 160
17.06. | 19 | 400 | 240 | 160
17.06. | 20 | 400 | 240 | 160
17.06. | 21 | 400 | 240 | 160
17.06. | 22 | 400 | 240 | 160
17.06. | 23 | 400 | 240 | 160
17.06. | 24 | 400 | 240 | 160
18.06. | 1 | 400 | 240 | 160
18.06. | 2 | 400 | 240 | 160
18.06. | 3 | 400 | 240 | 160
18.06. | 4 | 400 | 240 | 160
18.06. | 5 | 400 | 240 | 160
18.06. | 6 | 400 | 240 | 160
18.06. | 7 | 400 | 240 | 160
18.06. | 8 | 400 | 240 | 160
18.06. | 9 | 400 | 240 | 160
18.06. | 10 | 400 | 240 | 160
18.06. | 11 | 400 | 240 | 160
18.06. | 12 | 400 | 240 | 160
18.06. | 13 | 400 | 240 | 160
18.06. | 14 | 400 | 240 | 160
18.06. | 15 | 400 | 240 | 160
18.06. | 16 | 400 | 240 | 160
18.06. | 17 | 400 | 240 | 160
18.06. | 18 | 400 | 240 | 160
18.06. | 19 | 400 | 240 | 160
18.06. | 20 | 400 | 240 | 160
18.06. | 21 | 400 | 240 | 160
18.06. | 22 | 400 | 240 | 160
18.06. | 23 | 400 | 240 | 160
18.06. | 24 | 400 | 240 | 160
19.06. | 1 | 400 | 240 | 160
19.06. | 2 | 400 | 240 | 160
19.06. | 3 | 400 | 240 | 160
19.06. | 4 | 400 | 240 | 160
19.06. | 5 | 400 | 240 | 160
19.06. | 6 | 400 | 240 | 160
19.06. | 7 | 400 | 240 | 160
19.06. | 8 | 400 | 240 | 160
19.06. | 9 | 400 | 240 | 160
19.06. | 10 | 400 | 240 | 160
19.06. | 11 | 400 | 240 | 160
19.06. | 12 | 400 | 240 | 160
19.06. | 13 | 400 | 240 | 160
19.06. | 14 | 400 | 240 | 160
19.06. | 15 | 400 | 240 | 160
19.06. | 16 | 400 | 240 | 160
19.06. | 17 | 400 | 240 | 160
19.06. | 18 | 400 | 240 | 160
19.06. | 19 | 400 | 240 | 160
19.06. | 20 | 400 | 240 | 160
19.06. | 21 | 400 | 240 | 160
19.06. | 22 | 400 | 240 | 160
19.06. | 23 | 400 | 240 | 160
19.06. | 24 | 400 | 240 | 160
20.06. | 1 | 400 | 240 | 160
20.06. | 2 | 400 | 240 | 160
20.06. | 3 | 400 | 240 | 160
20.06. | 4 | 400 | 240 | 160
20.06. | 5 | 400 | 240 | 160
20.06. | 6 | 400 | 240 | 160
20.06. | 7 | 400 | 240 | 160
20.06. | 8 | 400 | 240 | 160
20.06. | 9 | 400 | 240 | 160
20.06. | 10 | 400 | 240 | 160
20.06. | 11 | 400 | 240 | 160
20.06. | 12 | 400 | 240 | 160
20.06. | 13 | 400 | 240 | 160
20.06. | 14 | 400 | 240 | 160
20.06. | 15 | 400 | 240 | 160
20.06. | 16 | 400 | 240 | 160
20.06. | 17 | 400 | 240 | 160
20.06. | 18 | 400 | 240 | 160
20.06. | 19 | 400 | 240 | 160
20.06. | 20 | 400 | 240 | 160
20.06. | 21 | 400 | 240 | 160
20.06. | 22 | 400 | 240 | 160
20.06. | 23 | 400 | 240 | 160
20.06. | 24 | 400 | 240 | 160
21.06. | 1 | 400 | 240 | 160
21.06. | 2 | 400 | 240 | 160
21.06. | 3 | 400 | 240 | 160
21.06. | 4 | 400 | 240 | 160
21.06. | 5 | 400 | 240 | 160
21.06. | 6 | 400 | 240 | 160
21.06. | 7 | 400 | 240 | 160
21.06. | 8 | 400 | 240 | 160
21.06. | 9 | 400 | 240 | 160
21.06. | 10 | 400 | 240 | 160
21.06. | 11 | 400 | 240 | 160
21.06. | 12 | 400 | 240 | 160
21.06. | 13 | 400 | 240 | 160
21.06. | 14 | 400 | 240 | 160
21.06. | 15 | 400 | 240 | 160
21.06. | 16 | 400 | 240 | 160
21.06. | 17 | 400 | 240 | 160
21.06. | 18 | 400 | 240 | 160
21.06. | 19 | 400 | 240 | 160
21.06. | 20 | 400 | 240 | 160
21.06. | 21 | 400 | 240 | 160
21.06. | 22 | 400 | 240 | 160
21.06. | 23 | 400 | 240 | 160
21.06. | 24 | 400 | 240 | 160
22.06. | 1 | 400 | 240 | 160
22.06. | 2 | 400 | 240 | 160
22.06. | 3 | 400 | 240 | 160
22.06. | 4 | 400 | 240 | 160
22.06. | 5 | 400 | 240 | 160
22.06. | 6 | 400 | 240 | 160
22.06. | 7 | 400 | 240 | 160
22.06. | 8 | 400 | 240 | 160
22.06. | 9 | 400 | 240 | 160
22.06. | 10 | 400 | 240 | 160
22.06. | 11 | 400 | 240 | 160
22.06. | 12 | 400 | 240 | 160
22.06. | 13 | 400 | 240 | 160
22.06. | 14 | 400 | 240 | 160
22.06. | 15 | 400 | 240 | 160
22.06. | 16 | 400 | 240 | 160
22.06. | 17 | 400 | 240 | 160
22.06. | 18 | 400 | 240 | 160
22.06. | 19 | 400 | 240 | 160
22.06. | 20 | 400 | 240 | 160
22.06. | 21 | 400 | 240 | 160
22.06. | 22 | 400 | 240 | 160
22.06. | 23 | 400 | 240 | 160
22.06. | 24 | 400 | 240 | 160
23.06. | 1 | 400 | 240 | 160
23.06. | 2 | 400 | 240 | 160
23.06. | 3 | 400 | 240 | 160
23.06. | 4 | 400 | 240 | 160
23.06. | 5 | 400 | 240 | 160
23.06. | 6 | 400 | 240 | 160
23.06. | 7 | 400 | 240 | 160
23.06. | 8 | 400 | 240 | 160
23.06. | 9 | 400 | 240 | 160
23.06. | 10 | 400 | 240 | 160
23.06. | 11 | 400 | 240 | 160
23.06. | 12 | 400 | 240 | 160
23.06. | 13 | 400 | 240 | 160
23.06. | 14 | 400 | 240 | 160
23.06. | 15 | 400 | 240 | 160
23.06. | 16 | 400 | 240 | 160
23.06. | 17 | 400 | 240 | 160
23.06. | 18 | 400 | 240 | 160
23.06. | 19 | 400 | 240 | 160
23.06. | 20 | 400 | 240 | 160
23.06. | 21 | 400 | 240 | 160
23.06. | 22 | 400 | 240 | 160
23.06. | 23 | 400 | 240 | 160
23.06. | 24 | 400 | 240 | 160
24.06. | 1 | 400 | 240 | 160
24.06. | 2 | 400 | 240 | 160
24.06. | 3 | 400 | 240 | 160
24.06. | 4 | 400 | 240 | 160
24.06. | 5 | 400 | 240 | 160
24.06. | 6 | 400 | 240 | 160
24.06. | 7 | 400 | 240 | 160
24.06. | 8 | 400 | 240 | 160
24.06. | 9 | 400 | 240 | 160
24.06. | 10 | 400 | 240 | 160
24.06. | 11 | 400 | 240 | 160
24.06. | 12 | 400 | 240 | 160
24.06. | 13 | 400 | 240 | 160
24.06. | 14 | 400 | 240 | 160
24.06. | 15 | 400 | 240 | 160
24.06. | 16 | 400 | 240 | 160
24.06. | 17 | 400 | 240 | 160
24.06. | 18 | 400 | 240 | 160
24.06. | 19 | 400 | 240 | 160
24.06. | 20 | 400 | 240 | 160
24.06. | 21 | 400 | 240 | 160
24.06. | 22 | 400 | 240 | 160
24.06. | 23 | 400 | 240 | 160
24.06. | 24 | 400 | 240 | 160
25.06. | 1 | 400 | 240 | 160
25.06. | 2 | 400 | 240 | 160
25.06. | 3 | 400 | 240 | 160
25.06. | 4 | 400 | 240 | 160
25.06. | 5 | 400 | 240 | 160
25.06. | 6 | 400 | 240 | 160
25.06. | 7 | 400 | 240 | 160
25.06. | 8 | 400 | 240 | 160
25.06. | 9 | 400 | 240 | 160
25.06. | 10 | 400 | 240 | 160
25.06. | 11 | 400 | 240 | 160
25.06. | 12 | 400 | 240 | 160
25.06. | 13 | 400 | 240 | 160
25.06. | 14 | 400 | 240 | 160
25.06. | 15 | 400 | 240 | 160
25.06. | 16 | 400 | 240 | 160
25.06. | 17 | 400 | 240 | 160
25.06. | 18 | 400 | 240 | 160
25.06. | 19 | 400 | 240 | 160
25.06. | 20 | 400 | 240 | 160
25.06. | 21 | 400 | 240 | 160
25.06. | 22 | 400 | 240 | 160
25.06. | 23 | 400 | 240 | 160
25.06. | 24 | 400 | 240 | 160
26.06. | 1 | 400 | 240 | 160
26.06. | 2 | 400 | 240 | 160
26.06. | 3 | 400 | 240 | 160
26.06. | 4 | 400 | 240 | 160
26.06. | 5 | 400 | 240 | 160
26.06. | 6 | 400 | 240 | 160
26.06. | 7 | 400 | 240 | 160
26.06. | 8 | 400 | 240 | 160
26.06. | 9 | 400 | 240 | 160
26.06. | 10 | 400 | 240 | 160
26.06. | 11 | 400 | 240 | 160
26.06. | 12 | 400 | 240 | 160
26.06. | 13 | 400 | 240 | 160
26.06. | 14 | 400 | 240 | 160
26.06. | 15 | 400 | 240 | 160
26.06. | 16 | 400 | 240 | 160
26.06. | 17 | 400 | 240 | 160
26.06. | 18 | 400 | 240 | 160
26.06. | 19 | 400 | 240 | 160
26.06. | 20 | 400 | 240 | 160
26.06. | 21 | 400 | 240 | 160
26.06. | 22 | 400 | 240 | 160
26.06. | 23 | 400 | 240 | 160
26.06. | 24 | 400 | 240 | 160
27.06. | 1 | 400 | 240 | 160
27.06. | 2 | 400 | 240 | 160
27.06. | 3 | 400 | 240 | 160
27.06. | 4 | 400 | 240 | 160
27.06. | 5 | 400 | 240 | 160
27.06. | 6 | 400 | 240 | 160
27.06. | 7 | 400 | 240 | 160
27.06. | 8 | 400 | 240 | 160
27.06. | 9 | 400 | 240 | 160
27.06. | 10 | 400 | 240 | 160
27.06. | 11 | 400 | 240 | 160
27.06. | 12 | 400 | 240 | 160
27.06. | 13 | 400 | 240 | 160
27.06. | 14 | 400 | 240 | 160
27.06. | 15 | 400 | 240 | 160
27.06. | 16 | 400 | 240 | 160
27.06. | 17 | 400 | 240 | 160
27.06. | 18 | 400 | 240 | 160
27.06. | 19 | 400 | 240 | 160
27.06. | 20 | 400 | 240 | 160
27.06. | 21 | 400 | 240 | 160
27.06. | 22 | 400 | 240 | 160
27.06. | 23 | 400 | 240 | 160
27.06. | 24 | 400 | 240 | 160
28.06. | 1 | 400 | 240 | 160
28.06. | 2 | 400 | 240 | 160
28.06. | 3 | 400 | 240 | 160
28.06. | 4 | 400 | 240 | 160
28.06. | 5 | 400 | 240 | 160
28.06. | 6 | 400 | 240 | 160
28.06. | 7 | 400 | 240 | 160
28.06. | 8 | 400 | 240 | 160
28.06. | 9 | 400 | 240 | 160
28.06. | 10 | 400 | 240 | 160
28.06. | 11 | 400 | 240 | 160
28.06. | 12 | 400 | 240 | 160
28.06. | 13 | 400 | 240 | 160
28.06. | 14 | 400 | 240 | 160
28.06. | 15 | 400 | 240 | 160
28.06. | 16 | 400 | 240 | 160
28.06. | 17 | 400 | 240 | 160
28.06. | 18 | 400 | 240 | 160
28.06. | 19 | 400 | 240 | 160
28.06. | 20 | 400 | 240 | 160
28.06. | 21 | 400 | 240 | 160
28.06. | 22 | 400 | 240 | 160
28.06. | 23 | 400 | 240 | 160
28.06. | 24 | 400 | 240 | 160
29.06. | 1 | 400 | 240 | 160
29.06. | 2 | 400 | 240 | 160
29.06. | 3 | 400 | 240 | 160
29.06. | 4 | 400 | 240 | 160
29.06. | 5 | 400 | 240 | 160
29.06. | 6 | 400 | 240 | 160
29.06. | 7 | 400 | 240 | 160
29.06. | 8 | 400 | 240 | 160
29.06. | 9 | 400 | 240 | 160
29.06. | 10 | 400 | 240 | 160
29.06. | 11 | 400 | 240 | 160
29.06. | 12 | 400 | 240 | 160
29.06. | 13 | 400 | 240 | 160
29.06. | 14 | 400 | 240 | 160
29.06. | 15 | 400 | 240 | 160
29.06. | 16 | 400 | 240 | 160
29.06. | 17 | 400 | 240 | 160
29.06. | 18 | 400 | 240 | 160
29.06. | 19 | 400 | 240 | 160
29.06. | 20 | 400 | 240 | 160
29.06. | 21 | 400 | 240 | 160
29.06. | 22 | 400 | 240 | 160
29.06. | 23 | 400 | 240 | 160
29.06. | 24 | 400 | 240 | 160
30.06. | 1 | 400 | 240 | 160
30.06. | 2 | 400 | 240 | 160
30.06. | 3 | 400 | 240 | 160
30.06. | 4 | 400 | 240 | 160
30.06. | 5 | 400 | 240 | 160
30.06. | 6 | 400 | 240 | 160
30.06. | 7 | 400 | 240 | 160
30.06. | 8 | 400 | 240 | 160
30.06. | 9 | 400 | 240 | 160
30.06. | 10 | 400 | 240 | 160
30.06. | 11 | 400 | 240 | 160
30.06. | 12 | 400 | 240 | 160
30.06. | 13 | 400 | 240 | 160
30.06. | 14 | 400 | 240 | 160
30.06. | 15 | 400 | 240 | 160
30.06. | 16 | 400 | 240 | 160
30.06. | 17 | 400 | 240 | 160
30.06. | 18 | 400 | 240 | 160
30.06. | 19 | 400 | 240 | 160
30.06. | 20 | 400 | 240 | 160
30.06. | 21 | 400 | 240 | 160
30.06. | 22 | 400 | 240 | 160
30.06. | 23 | 400 | 240 | 160
30.06. | 24 | 400 | 240 | 160
01.07. | 1 | 400 | 240 | 160
01.07. | 2 | 400 | 240 | 160
01.07. | 3 | 400 | 240 | 160
01.07. | 4 | 400 | 240 | 160
01.07. | 5 | 400 | 240 | 160
01.07. | 6 | 400 | 240 | 160
01.07. | 7 | 400 | 240 | 160
01.07. | 8 | 400 | 240 | 160
01.07. | 9 | 400 | 240 | 160
01.07. | 10 | 400 | 240 | 160
01.07. | 11 | 400 | 240 | 160
01.07. | 12 | 400 | 240 | 160
01.07. | 13 | 400 | 240 | 160
01.07. | 14 | 400 | 240 | 160
01.07. | 15 | 400 | 240 | 160
01.07. | 16 | 400 | 240 | 160
01.07. | 17 | 400 | 240 | 160
01.07. | 18 | 400 | 240 | 160
01.07. | 19 | 400 | 240 | 160
01.07. | 20 | 400 | 240 | 160
01.07. | 21 | 400 | 240 | 160
01.07. | 22 | 400 | 240 | 160
01.07. | 23 | 400 | 240 | 160
01.07. | 24 | 400 | 240 | 160
02.07. | 1 | 400 | 240 | 160
02.07. | 2 | 400 | 240 | 160
02.07. | 3 | 400 | 240 | 160
02.07. | 4 | 400 | 240 | 160
02.07. | 5 | 400 | 240 | 160
02.07. | 6 | 400 | 240 | 160
02.07. | 7 | 400 | 240 | 160
02.07. | 8 | 400 | 240 | 160
02.07. | 9 | 400 | 240 | 160
02.07. | 10 | 400 | 240 | 160
02.07. | 11 | 400 | 240 | 160
02.07. | 12 | 400 | 240 | 160
02.07. | 13 | 400 | 240 | 160
02.07. | 14 | 400 | 240 | 160
02.07. | 15 | 400 | 240 | 160
02.07. | 16 | 400 | 240 | 160
02.07. | 17 | 400 | 240 | 160
02.07. | 18 | 400 | 240 | 160
02.07. | 19 | 400 | 240 | 160
02.07. | 20 | 400 | 240 | 160
02.07. | 21 | 400 | 240 | 160
02.07. | 22 | 400 | 240 | 160
02.07. | 23 | 400 | 240 | 160
02.07. | 24 | 400 | 240 | 160
03.07. | 1 | 400 | 240 | 160
03.07. | 2 | 400 | 240 | 160
03.07. | 3 | 400 | 240 | 160
03.07. | 4 | 400 | 240 | 160
03.07. | 5 | 400 | 240 | 160
03.07. | 6 | 400 | 240 | 160
03.07. | 7 | 400 | 240 | 160
03.07. | 8 | 400 | 240 | 160
03.07. | 9 | 400 | 240 | 160
03.07. | 10 | 400 | 240 | 160
03.07. | 11 | 400 | 240 | 160
03.07. | 12 | 400 | 240 | 160
03.07. | 13 | 400 | 240 | 160
03.07. | 14 | 400 | 240 | 160
03.07. | 15 | 400 | 240 | 160
03.07. | 16 | 400 | 240 | 160
03.07. | 17 | 400 | 240 | 160
03.07. | 18 | 400 | 240 | 160
03.07. | 19 | 400 | 240 | 160
03.07. | 20 | 400 | 240 | 160
03.07. | 21 | 400 | 240 | 160
03.07. | 22 | 400 | 240 | 160
03.07. | 23 | 400 | 240 | 160
03.07. | 24 | 400 | 240 | 160
04.07. | 1 | 400 | 240 | 160
04.07. | 2 | 400 | 240 | 160
04.07. | 3 | 400 | 240 | 160
04.07. | 4 | 400 | 240 | 160
04.07. | 5 | 400 | 240 | 160
04.07. | 6 | 400 | 240 | 160
04.07. | 7 | 400 | 240 | 160
04.07. | 8 | 400 | 240 | 160
04.07. | 9 | 400 | 240 | 160
04.07. | 10 | 400 | 240 | 160
04.07. | 11 | 400 | 240 | 160
04.07. | 12 | 400 | 240 | 160
04.07. | 13 | 400 | 240 | 160
04.07. | 14 | 400 | 240 | 160
04.07. | 15 | 400 | 240 | 160
04.07. | 16 | 400 | 240 | 160
04.07. | 17 | 400 | 240 | 160
04.07. | 18 | 400 | 240 | 160
04.07. | 19 | 400 | 240 | 160
04.07. | 20 | 400 | 240 | 160
04.07. | 21 | 400 | 240 | 160
04.07. | 22 | 400 | 240 | 160
04.07. | 23 | 400 | 240 | 160
04.07. | 24 | 400 | 240 | 160
05.07. | 1 | 400 | 240 | 160
05.07. | 2 | 400 | 240 | 160
05.07. | 3 | 400 | 240 | 160
05.07. | 4 | 400 | 240 | 160
05.07. | 5 | 400 | 240 | 160
05.07. | 6 | 400 | 240 | 160
05.07. | 7 | 400 | 240 | 160
05.07. | 8 | 400 | 240 | 160
05.07. | 9 | 400 | 240 | 160
05.07. | 10 | 400 | 240 | 160
05.07. | 11 | 400 | 240 | 160
05.07. | 12 | 400 | 240 | 160
05.07. | 13 | 400 | 240 | 160
05.07. | 14 | 400 | 240 | 160
05.07. | 15 | 400 | 240 | 160
05.07. | 16 | 400 | 240 | 160
05.07. | 17 | 400 | 240 | 160
05.07. | 18 | 400 | 240 | 160
05.07. | 19 | 400 | 240 | 160
05.07. | 20 | 400 | 240 | 160
05.07. | 21 | 400 | 240 | 160
05.07. | 22 | 400 | 240 | 160
05.07. | 23 | 400 | 240 | 160
05.07. | 24 | 400 | 240 | 160
06.07. | 1 | 400 | 240 | 160
06.07. | 2 | 400 | 240 | 160
06.07. | 3 | 400 | 240 | 160
06.07. | 4 | 400 | 240 | 160
06.07. | 5 | 400 | 240 | 160
06.07. | 6 | 400 | 240 | 160
06.07. | 7 | 400 | 240 | 160
06.07. | 8 | 400 | 240 | 160
06.07. | 9 | 400 | 240 | 160
06.07. | 10 | 400 | 240 | 160
06.07. | 11 | 400 | 240 | 160
06.07. | 12 | 400 | 240 | 160
06.07. | 13 | 400 | 240 | 160
06.07. | 14 | 400 | 240 | 160
06.07. | 15 | 400 | 240 | 160
06.07. | 16 | 400 | 240 | 160
06.07. | 17 | 400 | 240 | 160
06.07. | 18 | 400 | 240 | 160
06.07. | 19 | 400 | 240 | 160
06.07. | 20 | 400 | 240 | 160
06.07. | 21 | 400 | 240 | 160
06.07. | 22 | 400 | 240 | 160
06.07. | 23 | 400 | 240 | 160
06.07. | 24 | 400 | 240 | 160
07.07. | 1 | 400 | 240 | 160
07.07. | 2 | 400 | 240 | 160
07.07. | 3 | 400 | 240 | 160
07.07. | 4 | 400 | 240 | 160
07.07. | 5 | 400 | 240 | 160
07.07. | 6 | 400 | 240 | 160
07.07. | 7 | 400 | 240 | 160
07.07. | 8 | 400 | 240 | 160
07.07. | 9 | 400 | 240 | 160
07.07. | 10 | 400 | 240 | 160
07.07. | 11 | 400 | 240 | 160
07.07. | 12 | 400 | 240 | 160
07.07. | 13 | 400 | 240 | 160
07.07. | 14 | 400 | 240 | 160
07.07. | 15 | 400 | 240 | 160
07.07. | 16 | 400 | 240 | 160
07.07. | 17 | 400 | 240 | 160
07.07. | 18 | 400 | 240 | 160
07.07. | 19 | 400 | 240 | 160
07.07. | 20 | 400 | 240 | 160
07.07. | 21 | 400 | 240 | 160
07.07. | 22 | 400 | 240 | 160
07.07. | 23 | 400 | 240 | 160
07.07. | 24 | 400 | 240 | 160
08.07. | 1 | 400 | 240 | 160
08.07. | 2 | 400 | 240 | 160
08.07. | 3 | 400 | 240 | 160
08.07. | 4 | 400 | 240 | 160
08.07. | 5 | 400 | 240 | 160
08.07. | 6 | 400 | 240 | 160
08.07. | 7 | 400 | 240 | 160
08.07. | 8 | 400 | 240 | 160
08.07. | 9 | 400 | 240 | 160
08.07. | 10 | 400 | 240 | 160
08.07. | 11 | 400 | 240 | 160
08.07. | 12 | 400 | 240 | 160
08.07. | 13 | 400 | 240 | 160
08.07. | 14 | 400 | 240 | 160
08.07. | 15 | 400 | 240 | 160
08.07. | 16 | 400 | 240 | 160
08.07. | 17 | 400 | 240 | 160
08.07. | 18 | 400 | 240 | 160
08.07. | 19 | 400 | 240 | 160
08.07. | 20 | 400 | 240 | 160
08.07. | 21 | 400 | 240 | 160
08.07. | 22 | 400 | 240 | 160
08.07. | 23 | 400 | 240 | 160
08.07. | 24 | 400 | 240 | 160
09.07. | 1 | 400 | 240 | 160
09.07. | 2 | 400 | 240 | 160
09.07. | 3 | 400 | 240 | 160
09.07. | 4 | 400 | 240 | 160
09.07. | 5 | 400 | 240 | 160
09.07. | 6 | 400 | 240 | 160
09.07. | 7 | 400 | 240 | 160
09.07. | 8 | 400 | 240 | 160
09.07. | 9 | 400 | 240 | 160
09.07. | 10 | 400 | 240 | 160
09.07. | 11 | 400 | 240 | 160
09.07. | 12 | 400 | 240 | 160
09.07. | 13 | 400 | 240 | 160
09.07. | 14 | 400 | 240 | 160
09.07. | 15 | 400 | 240 | 160
09.07. | 16 | 400 | 240 | 160
09.07. | 17 | 400 | 240 | 160
09.07. | 18 | 400 | 240 | 160
09.07. | 19 | 400 | 240 | 160
09.07. | 20 | 400 | 240 | 160
09.07. | 21 | 400 | 240 | 160
09.07. | 22 | 400 | 240 | 160
09.07. | 23 | 400 | 240 | 160
09.07. | 24 | 400 | 240 | 160
10.07. | 1 | 400 | 240 | 160
10.07. | 2 | 400 | 240 | 160
10.07. | 3 | 400 | 240 | 160
10.07. | 4 | 400 | 240 | 160
10.07. | 5 | 400 | 240 | 160
10.07. | 6 | 400 | 240 | 160
10.07. | 7 | 400 | 240 | 160
10.07. | 8 | 400 | 240 | 160
10.07. | 9 | 400 | 240 | 160
10.07. | 10 | 400 | 240 | 160
10.07. | 11 | 400 | 240 | 160
10.07. | 12 | 400 | 240 | 160
10.07. | 13 | 400 | 240 | 160
10.07. | 14 | 400 | 240 | 160
10.07. | 15 | 400 | 240 | 160
10.07. | 16 | 400 | 240 | 160
10.07. | 17 | 400 | 240 | 160
10.07. | 18 | 400 | 240 | 160
10.07. | 19 | 400 | 240 | 160
10.07. | 20 | 400 | 240 | 160
10.07. | 21 | 400 | 240 | 160
10.07. | 22 | 400 | 240 | 160
10.07. | 23 | 400 | 240 | 160
10.07. | 24 | 400 | 240 | 160
11.07. | 1 | 400 | 240 | 160
11.07. | 2 | 400 | 240 | 160
11.07. | 3 | 400 | 240 | 160
11.07. | 4 | 400 | 240 | 160
11.07. | 5 | 400 | 240 | 160
11.07. | 6 | 400 | 240 | 160
11.07. | 7 | 400 | 240 | 160
11.07. | 8 | 400 | 240 | 160
11.07. | 9 | 400 | 240 | 160
11.07. | 10 | 400 | 240 | 160
11.07. | 11 | 400 | 240 | 160
11.07. | 12 | 400 | 240 | 160
11.07. | 13 | 400 | 240 | 160
11.07. | 14 | 400 | 240 | 160
11.07. | 15 | 400 | 240 | 160
11.07. | 16 | 400 | 240 | 160
11.07. | 17 | 400 | 240 | 160
11.07. | 18 | 400 | 240 | 160
11.07. | 19 | 400 | 240 | 160
11.07. | 20 | 400 | 240 | 160
11.07. | 21 | 400 | 240 | 160
11.07. | 22 | 400 | 240 | 160
11.07. | 23 | 400 | 240 | 160
11.07. | 24 | 400 | 240 | 160
12.07. | 1 | 400 | 240 | 160
12.07. | 2 | 400 | 240 | 160
12.07. | 3 | 400 | 240 | 160
12.07. | 4 | 400 | 240 | 160
12.07. | 5 | 400 | 240 | 160
12.07. | 6 | 400 | 240 | 160
12.07. | 7 | 400 | 240 | 160
12.07. | 8 | 400 | 240 | 160
12.07. | 9 | 400 | 240 | 160
12.07. | 10 | 400 | 240 | 160
12.07. | 11 | 400 | 240 | 160
12.07. | 12 | 400 | 240 | 160
12.07. | 13 | 400 | 240 | 160
12.07. | 14 | 400 | 240 | 160
12.07. | 15 | 400 | 240 | 160
12.07. | 16 | 400 | 240 | 160
12.07. | 17 | 400 | 240 | 160
12.07. | 18 | 400 | 240 | 160
12.07. | 19 | 400 | 240 | 160
12.07. | 20 | 400 | 240 | 160
12.07. | 21 | 400 | 240 | 160
12.07. | 22 | 400 | 240 | 160
12.07. | 23 | 400 | 240 | 160
12.07. | 24 | 400 | 240 | 160
13.07. | 1 | 400 | 240 | 160
13.07. | 2 | 400 | 240 | 160
13.07. | 3 | 400 | 240 | 160
13.07. | 4 | 400 | 240 | 160
13.07. | 5 | 400 | 240 | 160
13.07. | 6 | 400 | 240 | 160
13.07. | 7 | 400 | 240 | 160
13.07. | 8 | 400 | 240 | 160
13.07. | 9 | 400 | 240 | 160
13.07. | 10 | 400 | 240 | 160
13.07. | 11 | 400 | 240 | 160
13.07. | 12 | 400 | 240 | 160
13.07. | 13 | 400 | 240 | 160
13.07. | 14 | 400 | 240 | 160
13.07. | 15 | 400 | 240 | 160
13.07. | 16 | 400 | 240 | 160
13.07. | 17 | 400 | 240 | 160
13.07. | 18 | 400 | 240 | 160
13.07. | 19 | 400 | 240 | 160
13.07. | 20 | 400 | 240 | 160
13.07. | 21 | 400 | 240 | 160
13.07. | 22 | 400 | 240 | 160
13.07. | 23 | 400 | 240 | 160
13.07. | 24 | 400 | 240 | 160
14.07. | 1 | 400 | 240 | 160
14.07. | 2 | 400 | 240 | 160
14.07. | 3 | 400 | 240 | 160
14.07. | 4 | 400 | 240 | 160
14.07. | 5 | 400 | 240 | 160
14.07. | 6 | 400 | 240 | 160
14.07. | 7 | 400 | 240 | 160
14.07. | 8 | 400 | 240 | 160
14.07. | 9 | 400 | 240 | 160
14.07. | 10 | 400 | 240 | 160
14.07. | 11 | 400 | 240 | 160
14.07. | 12 | 400 | 240 | 160
14.07. | 13 | 400 | 240 | 160
14.07. | 14 | 400 | 240 | 160
14.07. | 15 | 400 | 240 | 160
14.07. | 16 | 400 | 240 | 160
14.07. | 17 | 400 | 240 | 160
14.07. | 18 | 400 | 240 | 160
14.07. | 19 | 400 | 240 | 160
14.07. | 20 | 400 | 240 | 160
14.07. | 21 | 400 | 240 | 160
14.07. | 22 | 400 | 240 | 160
14.07. | 23 | 400 | 240 | 160
14.07. | 24 | 400 | 240 | 160
15.07. | 1 | 400 | 240 | 160
15.07. | 2 | 400 | 240 | 160
15.07. | 3 | 400 | 240 | 160
15.07. | 4 | 400 | 240 | 160
15.07. | 5 | 400 | 240 | 160
15.07. | 6 | 400 | 240 | 160
15.07. | 7 | 400 | 240 | 160
15.07. | 8 | 400 | 240 | 160
15.07. | 9 | 400 | 240 | 160
15.07. | 10 | 400 | 240 | 160
15.07. | 11 | 400 | 240 | 160
15.07. | 12 | 400 | 240 | 160
15.07. | 13 | 400 | 240 | 160
15.07. | 14 | 400 | 240 | 160
15.07. | 15 | 400 | 240 | 160
15.07. | 16 | 400 | 240 | 160
15.07. | 17 | 400 | 240 | 160
15.07. | 18 | 400 | 240 | 160
15.07. | 19 | 400 | 240 | 160
15.07. | 20 | 400 | 240 | 160
15.07. | 21 | 400 | 240 | 160
15.07. | 22 | 400 | 240 | 160
15.07. | 23 | 400 | 240 | 160
15.07. | 24 | 400 | 240 | 160
16.07. | 1 | 400 | 240 | 160
16.07. | 2 | 400 | 240 | 160
16.07. | 3 | 400 | 240 | 160
16.07. | 4 | 400 | 240 | 160
16.07. | 5 | 400 | 240 | 160
16.07. | 6 | 400 | 240 | 160
16.07. | 7 | 400 | 240 | 160
16.07. | 8 | 400 | 240 | 160
16.07. | 9 | 400 | 240 | 160
16.07. | 10 | 400 | 240 | 160
16.07. | 11 | 400 | 240 | 160
16.07. | 12 | 400 | 240 | 160
16.07. | 13 | 400 | 240 | 160
16.07. | 14 | 400 | 240 | 160
16.07. | 15 | 400 | 240 | 160
16.07. | 16 | 400 | 240 | 160
16.07. | 17 | 400 | 240 | 160
16.07. | 18 | 400 | 240 | 160
16.07. | 19 | 400 | 240 | 160
16.07. | 20 | 400 | 240 | 160
16.07. | 21 | 400 | 240 | 160
16.07. | 22 | 400 | 240 | 160
16.07. | 23 | 400 | 240 | 160
16.07. | 24 | 400 | 240 | 160
17.07. | 1 | 400 | 240 | 160
17.07. | 2 | 400 | 240 | 160
17.07. | 3 | 400 | 240 | 160
17.07. | 4 | 400 | 240 | 160
17.07. | 5 | 400 | 240 | 160
17.07. | 6 | 400 | 240 | 160
17.07. | 7 | 400 | 240 | 160
17.07. | 8 | 400 | 240 | 160
17.07. | 9 | 400 | 240 | 160
17.07. | 10 | 400 | 240 | 160
17.07. | 11 | 400 | 240 | 160
17.07. | 12 | 400 | 240 | 160
17.07. | 13 | 400 | 240 | 160
17.07. | 14 | 400 | 240 | 160
17.07. | 15 | 400 | 240 | 160
17.07. | 16 | 400 | 240 | 160
17.07. | 17 | 400 | 240 | 160
17.07. | 18 | 400 | 240 | 160
17.07. | 19 | 400 | 240 | 160
17.07. | 20 | 400 | 240 | 160
17.07. | 21 | 400 | 240 | 160
17.07. | 22 | 400 | 240 | 160
17.07. | 23 | 400 | 240 | 160
17.07. | 24 | 400 | 240 | 160
18.07. | 1 | 400 | 240 | 160
18.07. | 2 | 400 | 240 | 160
18.07. | 3 | 400 | 240 | 160
18.07. | 4 | 400 | 240 | 160
18.07. | 5 | 400 | 240 | 160
18.07. | 6 | 400 | 240 | 160
18.07. | 7 | 400 | 240 | 160
18.07. | 8 | 400 | 240 | 160
18.07. | 9 | 400 | 240 | 160
18.07. | 10 | 400 | 240 | 160
18.07. | 11 | 400 | 240 | 160
18.07. | 12 | 400 | 240 | 160
18.07. | 13 | 400 | 240 | 160
18.07. | 14 | 400 | 240 | 160
18.07. | 15 | 400 | 240 | 160
18.07. | 16 | 400 | 240 | 160
18.07. | 17 | 400 | 240 | 160
18.07. | 18 | 400 | 240 | 160
18.07. | 19 | 400 | 240 | 160
18.07. | 20 | 400 | 240 | 160
18.07. | 21 | 400 | 240 | 160
18.07. | 22 | 400 | 240 | 160
18.07. | 23 | 400 | 240 | 160
18.07. | 24 | 400 | 240 | 160
19.07. | 1 | 400 | 240 | 160
19.07. | 2 | 400 | 240 | 160
19.07. | 3 | 400 | 240 | 160
19.07. | 4 | 400 | 240 | 160
19.07. | 5 | 400 | 240 | 160
19.07. | 6 | 400 | 240 | 160
19.07. | 7 | 400 | 240 | 160
19.07. | 8 | 400 | 240 | 160
19.07. | 9 | 400 | 240 | 160
19.07. | 10 | 400 | 240 | 160
19.07. | 11 | 400 | 240 | 160
19.07. | 12 | 400 | 240 | 160
19.07. | 13 | 400 | 240 | 160
19.07. | 14 | 400 | 240 | 160
19.07. | 15 | 400 | 240 | 160
19.07. | 16 | 400 | 240 | 160
19.07. | 17 | 400 | 240 | 160
19.07. | 18 | 400 | 240 | 160
19.07. | 19 | 400 | 240 | 160
19.07. | 20 | 400 | 240 | 160
19.07. | 21 | 400 | 240 | 160
19.07. | 22 | 400 | 240 | 160
19.07. | 23 | 400 | 240 | 160
19.07. | 24 | 400 | 240 | 160
20.07. | 1 | 400 | 240 | 160
20.07. | 2 | 400 | 240 | 160
20.07. | 3 | 400 | 240 | 160
20.07. | 4 | 400 | 240 | 160
20.07. | 5 | 400 | 240 | 160
20.07. | 6 | 400 | 240 | 160
20.07. | 7 | 400 | 240 | 160
20.07. | 8 | 400 | 240 | 160
20.07. | 9 | 400 | 240 | 160
20.07. | 10 | 400 | 240 | 160
20.07. | 11 | 400 | 240 | 160
20.07. | 12 | 400 | 240 | 160
20.07. | 13 | 400 | 240 | 160
20.07. | 14 | 400 | 240 | 160
20.07. | 15 | 400 | 240 | 160
20.07. | 16 | 400 | 240 | 160
20.07. | 17 | 400 | 240 | 160
20.07. | 18 | 400 | 240 | 160
20.07. | 19 | 400 | 240 | 160
20.07. | 20 | 400 | 240 | 160
20.07. | 21 | 400 | 240 | 160
20.07. | 22 | 400 | 240 | 160
20.07. | 23 | 400 | 240 | 160
20.07. | 24 | 400 | 240 | 160
21.07. | 1 | 400 | 240 | 160
21.07. | 2 | 400 | 240 | 160
21.07. | 3 | 400 | 240 | 160
21.07. | 4 | 400 | 240 | 160
21.07. | 5 | 400 | 240 | 160
21.07. | 6 | 400 | 240 | 160
21.07. | 7 | 400 | 240 | 160
21.07. | 8 | 400 | 240 | 160
21.07. | 9 | 400 | 240 | 160
21.07. | 10 | 400 | 240 | 160
21.07. | 11 | 400 | 240 | 160
21.07. | 12 | 400 | 240 | 160
21.07. | 13 | 400 | 240 | 160
21.07. | 14 | 400 | 240 | 160
21.07. | 15 | 400 | 240 | 160
21.07. | 16 | 400 | 240 | 160
21.07. | 17 | 400 | 240 | 160
21.07. | 18 | 400 | 240 | 160
21.07. | 19 | 400 | 240 | 160
21.07. | 20 | 400 | 240 | 160
21.07. | 21 | 400 | 240 | 160
21.07. | 22 | 400 | 240 | 160
21.07. | 23 | 400 | 240 | 160
21.07. | 24 | 400 | 240 | 160
22.07. | 1 | 400 | 240 | 160
22.07. | 2 | 400 | 240 | 160
22.07. | 3 | 400 | 240 | 160
22.07. | 4 | 400 | 240 | 160
22.07. | 5 | 400 | 240 | 160
22.07. | 6 | 400 | 240 | 160
22.07. | 7 | 400 | 240 | 160
22.07. | 8 | 400 | 240 | 160
22.07. | 9 | 400 | 240 | 160
22.07. | 10 | 400 | 240 | 160
22.07. | 11 | 400 | 240 | 160
22.07. | 12 | 400 | 240 | 160
22.07. | 13 | 400 | 240 | 160
22.07. | 14 | 400 | 240 | 160
22.07. | 15 | 400 | 240 | 160
22.07. | 16 | 400 | 240 | 160
22.07. | 17 | 400 | 240 | 160
22.07. | 18 | 400 | 240 | 160
22.07. | 19 | 400 | 240 | 160
22.07. | 20 | 400 | 240 | 160
22.07. | 21 | 400 | 240 | 160
22.07. | 22 | 400 | 240 | 160
22.07. | 23 | 400 | 240 | 160
22.07. | 24 | 400 | 240 | 160
23.07. | 1 | 400 | 240 | 160
23.07. | 2 | 400 | 240 | 160
23.07. | 3 | 400 | 240 | 160
23.07. | 4 | 400 | 240 | 160
23.07. | 5 | 400 | 240 | 160
23.07. | 6 | 400 | 240 | 160
23.07. | 7 | 400 | 240 | 160
23.07. | 8 | 400 | 240 | 160
23.07. | 9 | 400 | 240 | 160
23.07. | 10 | 400 | 240 | 160
23.07. | 11 | 400 | 240 | 160
23.07. | 12 | 400 | 240 | 160
23.07. | 13 | 400 | 240 | 160
23.07. | 14 | 400 | 240 | 160
23.07. | 15 | 400 | 240 | 160
23.07. | 16 | 400 | 240 | 160
23.07. | 17 | 400 | 240 | 160
23.07. | 18 | 400 | 240 | 160
23.07. | 19 | 400 | 240 | 160
23.07. | 20 | 400 | 240 | 160
23.07. | 21 | 400 | 240 | 160
23.07. | 22 | 400 | 240 | 160
23.07. | 23 | 400 | 240 | 160
23.07. | 24 | 400 | 240 | 160
24.07. | 1 | 400 | 240 | 160
24.07. | 2 | 400 | 240 | 160
24.07. | 3 | 400 | 240 | 160
24.07. | 4 | 400 | 240 | 160
24.07. | 5 | 400 | 240 | 160
24.07. | 6 | 400 | 240 | 160
24.07. | 7 | 400 | 240 | 160
24.07. | 8 | 400 | 240 | 160
24.07. | 9 | 400 | 240 | 160
24.07. | 10 | 400 | 240 | 160
24.07. | 11 | 400 | 240 | 160
24.07. | 12 | 400 | 240 | 160
24.07. | 13 | 400 | 240 | 160
24.07. | 14 | 400 | 240 | 160
24.07. | 15 | 400 | 240 | 160
24.07. | 16 | 400 | 240 | 160
24.07. | 17 | 400 | 240 | 160
24.07. | 18 | 400 | 240 | 160
24.07. | 19 | 400 | 240 | 160
24.07. | 20 | 400 | 240 | 160
24.07. | 21 | 400 | 240 | 160
24.07. | 22 | 400 | 240 | 160
24.07. | 23 | 400 | 240 | 160
24.07. | 24 | 400 | 240 | 160
25.07. | 1 | 400 | 240 | 160
25.07. | 2 | 400 | 240 | 160
25.07. | 3 | 400 | 240 | 160
25.07. | 4 | 400 | 240 | 160
25.07. | 5 | 400 | 240 | 160
25.07. | 6 | 400 | 240 | 160
25.07. | 7 | 400 | 240 | 160
25.07. | 8 | 400 | 240 | 160
25.07. | 9 | 400 | 240 | 160
25.07. | 10 | 400 | 240 | 160
25.07. | 11 | 400 | 240 | 160
25.07. | 12 | 400 | 240 | 160
25.07. | 13 | 400 | 240 | 160
25.07. | 14 | 400 | 240 | 160
25.07. | 15 | 400 | 240 | 160
25.07. | 16 | 400 | 240 | 160
25.07. | 17 | 400 | 240 | 160
25.07. | 18 | 400 | 240 | 160
25.07. | 19 | 400 | 240 | 160
25.07. | 20 | 400 | 240 | 160
25.07. | 21 | 400 | 240 | 160
25.07. | 22 | 400 | 240 | 160
25.07. | 23 | 400 | 240 | 160
25.07. | 24 | 400 | 240 | 160
26.07. | 1 | 400 | 240 | 160
26.07. | 2 | 400 | 240 | 160
26.07. | 3 | 400 | 240 | 160
26.07. | 4 | 400 | 240 | 160
26.07. | 5 | 400 | 240 | 160
26.07. | 6 | 400 | 240 | 160
26.07. | 7 | 400 | 240 | 160
26.07. | 8 | 400 | 240 | 160
26.07. | 9 | 400 | 240 | 160
26.07. | 10 | 400 | 240 | 160
26.07. | 11 | 400 | 240 | 160
26.07. | 12 | 400 | 240 | 160
26.07. | 13 | 400 | 240 | 160
26.07. | 14 | 400 | 240 | 160
26.07. | 15 | 400 | 240 | 160
26.07. | 16 | 400 | 240 | 160
26.07. | 17 | 400 | 240 | 160
26.07. | 18 | 400 | 240 | 160
26.07. | 19 | 400 | 240 | 160
26.07. | 20 | 400 | 240 | 160
26.07. | 21 | 400 | 240 | 160
26.07. | 22 | 400 | 240 | 160
26.07. | 23 | 400 | 240 | 160
26.07. | 24 | 400 | 240 | 160
27.07. | 1 | 400 | 240 | 160
27.07. | 2 | 400 | 240 | 160
27.07. | 3 | 400 | 240 | 160
27.07. | 4 | 400 | 240 | 160
27.07. | 5 | 400 | 240 | 160
27.07. | 6 | 400 | 240 | 160
27.07. | 7 | 400 | 240 | 160
27.07. | 8 | 400 | 240 | 160
27.07. | 9 | 400 | 240 | 160
27.07. | 10 | 400 | 240 | 160
27.07. | 11 | 400 | 240 | 160
27.07. | 12 | 400 | 240 | 160
27.07. | 13 | 400 | 240 | 160
27.07. | 14 | 400 | 240 | 160
27.07. | 15 | 400 | 240 | 160
27.07. | 16 | 400 | 240 | 160
27.07. | 17 | 400 | 240 | 160
27.07. | 18 | 400 | 240 | 160
27.07. | 19 | 400 | 240 | 160
27.07. | 20 | 400 | 240 | 160
27.07. | 21 | 400 | 240 | 160
27.07. | 22 | 400 | 240 | 160
27.07. | 23 | 400 | 240 | 160
27.07. | 24 | 400 | 240 | 160
28.07. | 1 | 400 | 240 | 160
28.07. | 2 | 400 | 240 | 160
28.07. | 3 | 400 | 240 | 160
28.07. | 4 | 400 | 240 | 160
28.07. | 5 | 400 | 240 | 160
28.07. | 6 | 400 | 240 | 160
28.07. | 7 | 400 | 240 | 160
28.07. | 8 | 400 | 240 | 160
28.07. | 9 | 400 | 240 | 160
28.07. | 10 | 400 | 240 | 160
28.07. | 11 | 400 | 240 | 160
28.07. | 12 | 400 | 240 | 160
28.07. | 13 | 400 | 240 | 160
28.07. | 14 | 400 | 240 | 160
28.07. | 15 | 400 | 240 | 160
28.07. | 16 | 400 | 240 | 160
28.07. | 17 | 400 | 240 | 160
28.07. | 18 | 400 | 240 | 160
28.07. | 19 | 400 | 240 | 160
28.07. | 20 | 400 | 240 | 160
28.07. | 21 | 400 | 240 | 160
28.07. | 22 | 400 | 240 | 160
28.07. | 23 | 400 | 240 | 160
28.07. | 24 | 400 | 240 | 160
29.07. | 1 | 400 | 240 | 160
29.07. | 2 | 400 | 240 | 160
29.07. | 3 | 400 | 240 | 160
29.07. | 4 | 400 | 240 | 160
29.07. | 5 | 400 | 240 | 160
29.07. | 6 | 400 | 240 | 160
29.07. | 7 | 400 | 240 | 160
29.07. | 8 | 400 | 240 | 160
29.07. | 9 | 400 | 240 | 160
29.07. | 10 | 400 | 240 | 160
29.07. | 11 | 400 | 240 | 160
29.07. | 12 | 400 | 240 | 160
29.07. | 13 | 400 | 240 | 160
29.07. | 14 | 400 | 240 | 160
29.07. | 15 | 400 | 240 | 160
29.07. | 16 | 400 | 240 | 160
29.07. | 17 | 400 | 240 | 160
29.07. | 18 | 400 | 240 | 160
29.07. | 19 | 400 | 240 | 160
29.07. | 20 | 400 | 240 | 160
29.07. | 21 | 400 | 240 | 160
29.07. | 22 | 400 | 240 | 160
29.07. | 23 | 400 | 240 | 160
29.07. | 24 | 400 | 240 | 160
30.07. | 1 | 400 | 240 | 160
30.07. | 2 | 400 | 240 | 160
30.07. | 3 | 400 | 240 | 160
30.07. | 4 | 400 | 240 | 160
30.07. | 5 | 400 | 240 | 160
30.07. | 6 | 400 | 240 | 160
30.07. | 7 | 400 | 240 | 160
30.07. | 8 | 400 | 240 | 160
30.07. | 9 | 400 | 240 | 160
30.07. | 10 | 400 | 240 | 160
30.07. | 11 | 400 | 240 | 160
30.07. | 12 | 400 | 240 | 160
30.07. | 13 | 400 | 240 | 160
30.07. | 14 | 400 | 240 | 160
30.07. | 15 | 400 | 240 | 160
30.07. | 16 | 400 | 240 | 160
30.07. | 17 | 400 | 240 | 160
30.07. | 18 | 400 | 240 | 160
30.07. | 19 | 400 | 240 | 160
30.07. | 20 | 400 | 240 | 160
30.07. | 21 | 400 | 240 | 160
30.07. | 22 | 400 | 240 | 160
30.07. | 23 | 400 | 240 | 160
30.07. | 24 | 400 | 240 | 160
31.07. | 1 | 400 | 240 | 160
31.07. | 2 | 400 | 240 | 160
31.07. | 3 | 400 | 240 | 160
31.07. | 4 | 400 | 240 | 160
31.07. | 5 | 400 | 240 | 160
31.07. | 6 | 400 | 240 | 160
31.07. | 7 | 400 | 240 | 160
31.07. | 8 | 400 | 240 | 160
31.07. | 9 | 400 | 240 | 160
31.07. | 10 | 400 | 240 | 160
31.07. | 11 | 400 | 240 | 160
31.07. | 12 | 400 | 240 | 160
31.07. | 13 | 400 | 240 | 160
31.07. | 14 | 400 | 240 | 160
31.07. | 15 | 400 | 240 | 160
31.07. | 16 | 400 | 240 | 160
31.07. | 17 | 400 | 240 | 160
31.07. | 18 | 400 | 240 | 160
31.07. | 19 | 400 | 240 | 160
31.07. | 20 | 400 | 240 | 160
31.07. | 21 | 400 | 240 | 160
31.07. | 22 | 400 | 240 | 160
31.07. | 23 | 400 | 240 | 160
31.07. | 24 | 400 | 240 | 160
01.08. | 1 | 400 | 240 | 160
01.08. | 2 | 400 | 240 | 160
01.08. | 3 | 400 | 240 | 160
01.08. | 4 | 400 | 240 | 160
01.08. | 5 | 400 | 240 | 160
01.08. | 6 | 400 | 240 | 160
01.08. | 7 | 400 | 240 | 160
01.08. | 8 | 400 | 240 | 160
01.08. | 9 | 400 | 240 | 160
01.08. | 10 | 400 | 240 | 160
01.08. | 11 | 400 | 240 | 160
01.08. | 12 | 400 | 240 | 160
01.08. | 13 | 400 | 240 | 160
01.08. | 14 | 400 | 240 | 160
01.08. | 15 | 400 | 240 | 160
01.08. | 16 | 400 | 240 | 160
01.08. | 17 | 400 | 240 | 160
01.08. | 18 | 400 | 240 | 160
01.08. | 19 | 400 | 240 | 160
01.08. | 20 | 400 | 240 | 160
01.08. | 21 | 400 | 240 | 160
01.08. | 22 | 400 | 240 | 160
01.08. | 23 | 400 | 240 | 160
01.08. | 24 | 400 | 240 | 160
02.08. | 1 | 400 | 240 | 160
02.08. | 2 | 400 | 240 | 160
02.08. | 3 | 400 | 240 | 160
02.08. | 4 | 400 | 240 | 160
02.08. | 5 | 400 | 240 | 160
02.08. | 6 | 400 | 240 | 160
02.08. | 7 | 400 | 240 | 160
02.08. | 8 | 400 | 240 | 160
02.08. | 9 | 400 | 240 | 160
02.08. | 10 | 400 | 240 | 160
02.08. | 11 | 400 | 240 | 160
02.08. | 12 | 400 | 240 | 160
02.08. | 13 | 400 | 240 | 160
02.08. | 14 | 400 | 240 | 160
02.08. | 15 | 400 | 240 | 160
02.08. | 16 | 400 | 240 | 160
02.08. | 17 | 400 | 240 | 160
02.08. | 18 | 400 | 240 | 160
02.08. | 19 | 400 | 240 | 160
02.08. | 20 | 400 | 240 | 160
02.08. | 21 | 400 | 240 | 160
02.08. | 22 | 400 | 240 | 160
02.08. | 23 | 400 | 240 | 160
02.08. | 24 | 400 | 240 | 160
03.08. | 1 | 400 | 240 | 160
03.08. | 2 | 400 | 240 | 160
03.08. | 3 | 400 | 240 | 160
03.08. | 4 | 400 | 240 | 160
03.08. | 5 | 400 | 240 | 160
03.08. | 6 | 400 | 240 | 160
03.08. | 7 | 400 | 240 | 160
03.08. | 8 | 400 | 240 | 160
03.08. | 9 | 400 | 240 | 160
03.08. | 10 | 400 | 240 | 160
03.08. | 11 | 400 | 240 | 160
03.08. | 12 | 400 | 240 | 160
03.08. | 13 | 400 | 240 | 160
03.08. | 14 | 400 | 240 | 160
03.08. | 15 | 400 | 240 | 160
03.08. | 16 | 400 | 240 | 160
03.08. | 17 | 400 | 240 | 160
03.08. | 18 | 400 | 240 | 160
03.08. | 19 | 400 | 240 | 160
03.08. | 20 | 400 | 240 | 160
03.08. | 21 | 400 | 240 | 160
03.08. | 22 | 400 | 240 | 160
03.08. | 23 | 400 | 240 | 160
03.08. | 24 | 400 | 240 | 160
04.08. | 1 | 400 | 240 | 160
04.08. | 2 | 400 | 240 | 160
04.08. | 3 | 400 | 240 | 160
04.08. | 4 | 400 | 240 | 160
04.08. | 5 | 400 | 240 | 160
04.08. | 6 | 400 | 240 | 160
04.08. | 7 | 400 | 240 | 160
04.08. | 8 | 400 | 240 | 160
04.08. | 9 | 400 | 240 | 160
04.08. | 10 | 400 | 240 | 160
04.08. | 11 | 400 | 240 | 160
04.08. | 12 | 400 | 240 | 160
04.08. | 13 | 400 | 240 | 160
04.08. | 14 | 400 | 240 | 160
04.08. | 15 | 400 | 240 | 160
04.08. | 16 | 400 | 240 | 160
04.08. | 17 | 400 | 240 | 160
04.08. | 18 | 400 | 240 | 160
04.08. | 19 | 400 | 240 | 160
04.08. | 20 | 400 | 240 | 160
04.08. | 21 | 400 | 240 | 160
04.08. | 22 | 400 | 240 | 160
04.08. | 23 | 400 | 240 | 160
04.08. | 24 | 400 | 240 | 160
05.08. | 1 | 400 | 240 | 160
05.08. | 2 | 400 | 240 | 160
05.08. | 3 | 400 | 240 | 160
05.08. | 4 | 400 | 240 | 160
05.08. | 5 | 400 | 240 | 160
05.08. | 6 | 400 | 240 | 160
05.08. | 7 | 400 | 240 | 160
05.08. | 8 | 400 | 240 | 160
05.08. | 9 | 400 | 240 | 160
05.08. | 10 | 400 | 240 | 160
05.08. | 11 | 400 | 240 | 160
05.08. | 12 | 400 | 240 | 160
05.08. | 13 | 400 | 240 | 160
05.08. | 14 | 400 | 240 | 160
05.08. | 15 | 400 | 240 | 160
05.08. | 16 | 400 | 240 | 160
05.08. | 17 | 400 | 240 | 160
05.08. | 18 | 400 | 240 | 160
05.08. | 19 | 400 | 240 | 160
05.08. | 20 | 400 | 240 | 160
05.08. | 21 | 400 | 240 | 160
05.08. | 22 | 400 | 240 | 160
05.08. | 23 | 400 | 240 | 160
05.08. | 24 | 400 | 240 | 160
06.08. | 1 | 400 | 240 | 160
06.08. | 2 | 400 | 240 | 160
06.08. | 3 | 400 | 240 | 160
06.08. | 4 | 400 | 240 | 160
06.08. | 5 | 400 | 240 | 160
06.08. | 6 | 400 | 240 | 160
06.08. | 7 | 400 | 240 | 160
06.08. | 8 | 400 | 240 | 160
06.08. | 9 | 400 | 240 | 160
06.08. | 10 | 400 | 240 | 160
06.08. | 11 | 400 | 240 | 160
06.08. | 12 | 400 | 240 | 160
06.08. | 13 | 400 | 240 | 160
06.08. | 14 | 400 | 240 | 160
06.08. | 15 | 400 | 240 | 160
06.08. | 16 | 400 | 240 | 160
06.08. | 17 | 400 | 240 | 160
06.08. | 18 | 400 | 240 | 160
06.08. | 19 | 400 | 240 | 160
06.08. | 20 | 400 | 240 | 160
06.08. | 21 | 400 | 240 | 160
06.08. | 22 | 400 | 240 | 160
06.08. | 23 | 400 | 240 | 160
06.08. | 24 | 400 | 240 | 160
07.08. | 1 | 400 | 240 | 160
07.08. | 2 | 400 | 240 | 160
07.08. | 3 | 400 | 240 | 160
07.08. | 4 | 400 | 240 | 160
07.08. | 5 | 400 | 240 | 160
07.08. | 6 | 400 | 240 | 160
07.08. | 7 | 400 | 240 | 160
07.08. | 8 | 400 | 240 | 160
07.08. | 9 | 400 | 240 | 160
07.08. | 10 | 400 | 240 | 160
07.08. | 11 | 400 | 240 | 160
07.08. | 12 | 400 | 240 | 160
07.08. | 13 | 400 | 240 | 160
07.08. | 14 | 400 | 240 | 160
07.08. | 15 | 400 | 240 | 160
07.08. | 16 | 400 | 240 | 160
07.08. | 17 | 400 | 240 | 160
07.08. | 18 | 400 | 240 | 160
07.08. | 19 | 400 | 240 | 160
07.08. | 20 | 400 | 240 | 160
07.08. | 21 | 400 | 240 | 160
07.08. | 22 | 400 | 240 | 160
07.08. | 23 | 400 | 240 | 160
07.08. | 24 | 400 | 240 | 160
08.08. | 1 | 400 | 240 | 160
08.08. | 2 | 400 | 240 | 160
08.08. | 3 | 400 | 240 | 160
08.08. | 4 | 400 | 240 | 160
08.08. | 5 | 400 | 240 | 160
08.08. | 6 | 400 | 240 | 160
08.08. | 7 | 400 | 240 | 160
08.08. | 8 | 400 | 240 | 160
08.08. | 9 | 400 | 240 | 160
08.08. | 10 | 400 | 240 | 160
08.08. | 11 | 400 | 240 | 160
08.08. | 12 | 400 | 240 | 160
08.08. | 13 | 400 | 240 | 160
08.08. | 14 | 400 | 240 | 160
08.08. | 15 | 400 | 240 | 160
08.08. | 16 | 400 | 240 | 160
08.08. | 17 | 400 | 240 | 160
08.08. | 18 | 400 | 240 | 160
08.08. | 19 | 400 | 240 | 160
08.08. | 20 | 400 | 240 | 160
08.08. | 21 | 400 | 240 | 160
08.08. | 22 | 400 | 240 | 160
08.08. | 23 | 400 | 240 | 160
08.08. | 24 | 400 | 240 | 160
09.08. | 1 | 400 | 240 | 160
09.08. | 2 | 400 | 240 | 160
09.08. | 3 | 400 | 240 | 160
09.08. | 4 | 400 | 240 | 160
09.08. | 5 | 400 | 240 | 160
09.08. | 6 | 400 | 240 | 160
09.08. | 7 | 400 | 240 | 160
09.08. | 8 | 400 | 240 | 160
09.08. | 9 | 400 | 240 | 160
09.08. | 10 | 400 | 240 | 160
09.08. | 11 | 400 | 240 | 160
09.08. | 12 | 400 | 240 | 160
09.08. | 13 | 400 | 240 | 160
09.08. | 14 | 400 | 240 | 160
09.08. | 15 | 400 | 240 | 160
09.08. | 16 | 400 | 240 | 160
09.08. | 17 | 400 | 240 | 160
09.08. | 18 | 400 | 240 | 160
09.08. | 19 | 400 | 240 | 160
09.08. | 20 | 400 | 240 | 160
09.08. | 21 | 400 | 240 | 160
09.08. | 22 | 400 | 240 | 160
09.08. | 23 | 400 | 240 | 160
09.08. | 24 | 400 | 240 | 160
10.08. | 1 | 400 | 240 | 160
10.08. | 2 | 400 | 240 | 160
10.08. | 3 | 400 | 240 | 160
10.08. | 4 | 400 | 240 | 160
10.08. | 5 | 400 | 240 | 160
10.08. | 6 | 400 | 240 | 160
10.08. | 7 | 400 | 240 | 160
10.08. | 8 | 400 | 240 | 160
10.08. | 9 | 400 | 240 | 160
10.08. | 10 | 400 | 240 | 160
10.08. | 11 | 400 | 240 | 160
10.08. | 12 | 400 | 240 | 160
10.08. | 13 | 400 | 240 | 160
10.08. | 14 | 400 | 240 | 160
10.08. | 15 | 400 | 240 | 160
10.08. | 16 | 400 | 240 | 160
10.08. | 17 | 400 | 240 | 160
10.08. | 18 | 400 | 240 | 160
10.08. | 19 | 400 | 240 | 160
10.08. | 20 | 400 | 240 | 160
10.08. | 21 | 400 | 240 | 160
10.08. | 22 | 400 | 240 | 160
10.08. | 23 | 400 | 240 | 160
10.08. | 24 | 400 | 240 | 160
11.08. | 1 | 400 | 240 | 160
11.08. | 2 | 400 | 240 | 160
11.08. | 3 | 400 | 240 | 160
11.08. | 4 | 400 | 240 | 160
11.08. | 5 | 400 | 240 | 160
11.08. | 6 | 400 | 240 | 160
11.08. | 7 | 400 | 240 | 160
11.08. | 8 | 400 | 240 | 160
11.08. | 9 | 400 | 240 | 160
11.08. | 10 | 400 | 240 | 160
11.08. | 11 | 400 | 240 | 160
11.08. | 12 | 400 | 240 | 160
11.08. | 13 | 400 | 240 | 160
11.08. | 14 | 400 | 240 | 160
11.08. | 15 | 400 | 240 | 160
11.08. | 16 | 400 | 240 | 160
11.08. | 17 | 400 | 240 | 160
11.08. | 18 | 400 | 240 | 160
11.08. | 19 | 400 | 240 | 160
11.08. | 20 | 400 | 240 | 160
11.08. | 21 | 400 | 240 | 160
11.08. | 22 | 400 | 240 | 160
11.08. | 23 | 400 | 240 | 160
11.08. | 24 | 400 | 240 | 160
12.08. | 1 | 400 | 240 | 160
12.08. | 2 | 400 | 240 | 160
12.08. | 3 | 400 | 240 | 160
12.08. | 4 | 400 | 240 | 160
12.08. | 5 | 400 | 240 | 160
12.08. | 6 | 400 | 240 | 160
12.08. | 7 | 400 | 240 | 160
12.08. | 8 | 400 | 240 | 160
12.08. | 9 | 400 | 240 | 160
12.08. | 10 | 400 | 240 | 160
12.08. | 11 | 400 | 240 | 160
12.08. | 12 | 400 | 240 | 160
12.08. | 13 | 400 | 240 | 160
12.08. | 14 | 400 | 240 | 160
12.08. | 15 | 400 | 240 | 160
12.08. | 16 | 400 | 240 | 160
12.08. | 17 | 400 | 240 | 160
12.08. | 18 | 400 | 240 | 160
12.08. | 19 | 400 | 240 | 160
12.08. | 20 | 400 | 240 | 160
12.08. | 21 | 400 | 240 | 160
12.08. | 22 | 400 | 240 | 160
12.08. | 23 | 400 | 240 | 160
12.08. | 24 | 400 | 240 | 160
13.08. | 1 | 400 | 240 | 160
13.08. | 2 | 400 | 240 | 160
13.08. | 3 | 400 | 240 | 160
13.08. | 4 | 400 | 240 | 160
13.08. | 5 | 400 | 240 | 160
13.08. | 6 | 400 | 240 | 160
13.08. | 7 | 400 | 240 | 160
13.08. | 8 | 400 | 240 | 160
13.08. | 9 | 400 | 240 | 160
13.08. | 10 | 400 | 240 | 160
13.08. | 11 | 400 | 240 | 160
13.08. | 12 | 400 | 240 | 160
13.08. | 13 | 400 | 240 | 160
13.08. | 14 | 400 | 240 | 160
13.08. | 15 | 400 | 240 | 160
13.08. | 16 | 400 | 240 | 160
13.08. | 17 | 400 | 240 | 160
13.08. | 18 | 400 | 240 | 160
13.08. | 19 | 400 | 240 | 160
13.08. | 20 | 400 | 240 | 160
13.08. | 21 | 400 | 240 | 160
13.08. | 22 | 400 | 240 | 160
13.08. | 23 | 400 | 240 | 160
13.08. | 24 | 400 | 240 | 160
14.08. | 1 | 400 | 240 | 160
14.08. | 2 | 400 | 240 | 160
14.08. | 3 | 400 | 240 | 160
14.08. | 4 | 400 | 240 | 160
14.08. | 5 | 400 | 240 | 160
14.08. | 6 | 400 | 240 | 160
14.08. | 7 | 400 | 240 | 160
14.08. | 8 | 400 | 240 | 160
14.08. | 9 | 400 | 240 | 160
14.08. | 10 | 400 | 240 | 160
14.08. | 11 | 400 | 240 | 160
14.08. | 12 | 400 | 240 | 160
14.08. | 13 | 400 | 240 | 160
14.08. | 14 | 400 | 240 | 160
14.08. | 15 | 400 | 240 | 160
14.08. | 16 | 400 | 240 | 160
14.08. | 17 | 400 | 240 | 160
14.08. | 18 | 400 | 240 | 160
14.08. | 19 | 400 | 240 | 160
14.08. | 20 | 400 | 240 | 160
14.08. | 21 | 400 | 240 | 160
14.08. | 22 | 400 | 240 | 160
14.08. | 23 | 400 | 240 | 160
14.08. | 24 | 400 | 240 | 160
15.08. | 1 | 400 | 240 | 160
15.08. | 2 | 400 | 240 | 160
15.08. | 3 | 400 | 240 | 160
15.08. | 4 | 400 | 240 | 160
15.08. | 5 | 400 | 240 | 160
15.08. | 6 | 400 | 240 | 160
15.08. | 7 | 400 | 240 | 160
15.08. | 8 | 400 | 240 | 160
15.08. | 9 | 400 | 240 | 160
15.08. | 10 | 400 | 240 | 160
15.08. | 11 | 400 | 240 | 160
15.08. | 12 | 400 | 240 | 160
15.08. | 13 | 400 | 240 | 160
15.08. | 14 | 400 | 240 | 160
15.08. | 15 | 400 | 240 | 160
15.08. | 16 | 400 | 240 | 160
15.08. | 17 | 400 | 240 | 160
15.08. | 18 | 400 | 240 | 160
15.08. | 19 | 400 | 240 | 160
15.08. | 20 | 400 | 240 | 160
15.08. | 21 | 400 | 240 | 160
15.08. | 22 | 400 | 240 | 160
15.08. | 23 | 400 | 240 | 160
15.08. | 24 | 400 | 240 | 160
16.08. | 1 | 400 | 240 | 160
16.08. | 2 | 400 | 240 | 160
16.08. | 3 | 400 | 240 | 160
16.08. | 4 | 400 | 240 | 160
16.08. | 5 | 400 | 240 | 160
16.08. | 6 | 400 | 240 | 160
16.08. | 7 | 400 | 240 | 160
16.08. | 8 | 400 | 240 | 160
16.08. | 9 | 400 | 240 | 160
16.08. | 10 | 400 | 240 | 160
16.08. | 11 | 400 | 240 | 160
16.08. | 12 | 400 | 240 | 160
16.08. | 13 | 400 | 240 | 160
16.08. | 14 | 400 | 240 | 160
16.08. | 15 | 400 | 240 | 160
16.08. | 16 | 400 | 240 | 160
16.08. | 17 | 400 | 240 | 160
16.08. | 18 | 400 | 240 | 160
16.08. | 19 | 400 | 240 | 160
16.08. | 20 | 400 | 240 | 160
16.08. | 21 | 400 | 240 | 160
16.08. | 22 | 400 | 240 | 160
16.08. | 23 | 400 | 240 | 160
16.08. | 24 | 400 | 240 | 160
17.08. | 1 | 400 | 240 | 160
17.08. | 2 | 400 | 240 | 160
17.08. | 3 | 400 | 240 | 160
17.08. | 4 | 400 | 240 | 160
17.08. | 5 | 400 | 240 | 160
17.08. | 6 | 400 | 240 | 160
17.08. | 7 | 400 | 240 | 160
17.08. | 8 | 400 | 240 | 160
17.08. | 9 | 400 | 240 | 160
17.08. | 10 | 400 | 240 | 160
17.08. | 11 | 400 | 240 | 160
17.08. | 12 | 400 | 240 | 160
17.08. | 13 | 400 | 240 | 160
17.08. | 14 | 400 | 240 | 160
17.08. | 15 | 400 | 240 | 160
17.08. | 16 | 400 | 240 | 160
17.08. | 17 | 400 | 240 | 160
17.08. | 18 | 400 | 240 | 160
17.08. | 19 | 400 | 240 | 160
17.08. | 20 | 400 | 240 | 160
17.08. | 21 | 400 | 240 | 160
17.08. | 22 | 400 | 240 | 160
17.08. | 23 | 400 | 240 | 160
17.08. | 24 | 400 | 240 | 160
18.08. | 1 | 400 | 240 | 160
18.08. | 2 | 400 | 240 | 160
18.08. | 3 | 400 | 240 | 160
18.08. | 4 | 400 | 240 | 160
18.08. | 5 | 400 | 240 | 160
18.08. | 6 | 400 | 240 | 160
18.08. | 7 | 400 | 240 | 160
18.08. | 8 | 400 | 240 | 160
18.08. | 9 | 400 | 240 | 160
18.08. | 10 | 400 | 240 | 160
18.08. | 11 | 400 | 240 | 160
18.08. | 12 | 400 | 240 | 160
18.08. | 13 | 400 | 240 | 160
18.08. | 14 | 400 | 240 | 160
18.08. | 15 | 400 | 240 | 160
18.08. | 16 | 400 | 240 | 160
18.08. | 17 | 400 | 240 | 160
18.08. | 18 | 400 | 240 | 160
18.08. | 19 | 400 | 240 | 160
18.08. | 20 | 400 | 240 | 160
18.08. | 21 | 400 | 240 | 160
18.08. | 22 | 400 | 240 | 160
18.08. | 23 | 400 | 240 | 160
18.08. | 24 | 400 | 240 | 160
19.08. | 1 | 400 | 240 | 160
19.08. | 2 | 400 | 240 | 160
19.08. | 3 | 400 | 240 | 160
19.08. | 4 | 400 | 240 | 160
19.08. | 5 | 400 | 240 | 160
19.08. | 6 | 400 | 240 | 160
19.08. | 7 | 400 | 240 | 160
19.08. | 8 | 400 | 240 | 160
19.08. | 9 | 400 | 240 | 160
19.08. | 10 | 400 | 240 | 160
19.08. | 11 | 400 | 240 | 160
19.08. | 12 | 400 | 240 | 160
19.08. | 13 | 400 | 240 | 160
19.08. | 14 | 400 | 240 | 160
19.08. | 15 | 400 | 240 | 160
19.08. | 16 | 400 | 240 | 160
19.08. | 17 | 400 | 240 | 160
19.08. | 18 | 400 | 240 | 160
19.08. | 19 | 400 | 240 | 160
19.08. | 20 | 400 | 240 | 160
19.08. | 21 | 400 | 240 | 160
19.08. | 22 | 400 | 240 | 160
19.08. | 23 | 400 | 240 | 160
19.08. | 24 | 400 | 240 | 160
20.08. | 1 | 400 | 240 | 160
20.08. | 2 | 400 | 240 | 160
20.08. | 3 | 400 | 240 | 160
20.08. | 4 | 400 | 240 | 160
20.08. | 5 | 400 | 240 | 160
20.08. | 6 | 400 | 240 | 160
20.08. | 7 | 400 | 240 | 160
20.08. | 8 | 400 | 240 | 160
20.08. | 9 | 400 | 240 | 160
20.08. | 10 | 400 | 240 | 160
20.08. | 11 | 400 | 240 | 160
20.08. | 12 | 400 | 240 | 160
20.08. | 13 | 400 | 240 | 160
20.08. | 14 | 400 | 240 | 160
20.08. | 15 | 400 | 240 | 160
20.08. | 16 | 400 | 240 | 160
20.08. | 17 | 400 | 240 | 160
20.08. | 18 | 400 | 240 | 160
20.08. | 19 | 400 | 240 | 160
20.08. | 20 | 400 | 240 | 160
20.08. | 21 | 400 | 240 | 160
20.08. | 22 | 400 | 240 | 160
20.08. | 23 | 400 | 240 | 160
20.08. | 24 | 400 | 240 | 160
21.08. | 1 | 400 | 240 | 160
21.08. | 2 | 400 | 240 | 160
21.08. | 3 | 400 | 240 | 160
21.08. | 4 | 400 | 240 | 160
21.08. | 5 | 400 | 240 | 160
21.08. | 6 | 400 | 240 | 160
21.08. | 7 | 400 | 240 | 160
21.08. | 8 | 400 | 240 | 160
21.08. | 9 | 400 | 240 | 160
21.08. | 10 | 400 | 240 | 160
21.08. | 11 | 400 | 240 | 160
21.08. | 12 | 400 | 240 | 160
21.08. | 13 | 400 | 240 | 160
21.08. | 14 | 400 | 240 | 160
21.08. | 15 | 400 | 240 | 160
21.08. | 16 | 400 | 240 | 160
21.08. | 17 | 400 | 240 | 160
21.08. | 18 | 400 | 240 | 160
21.08. | 19 | 400 | 240 | 160
21.08. | 20 | 400 | 240 | 160
21.08. | 21 | 400 | 240 | 160
21.08. | 22 | 400 | 240 | 160
21.08. | 23 | 400 | 240 | 160
21.08. | 24 | 400 | 240 | 160
22.08. | 1 | 400 | 240 | 160
22.08. | 2 | 400 | 240 | 160
22.08. | 3 | 400 | 240 | 160
22.08. | 4 | 400 | 240 | 160
22.08. | 5 | 400 | 240 | 160
22.08. | 6 | 400 | 240 | 160
22.08. | 7 | 400 | 240 | 160
22.08. | 8 | 400 | 240 | 160
22.08. | 9 | 400 | 240 | 160
22.08. | 10 | 400 | 240 | 160
22.08. | 11 | 400 | 240 | 160
22.08. | 12 | 400 | 240 | 160
22.08. | 13 | 400 | 240 | 160
22.08. | 14 | 400 | 240 | 160
22.08. | 15 | 400 | 240 | 160
22.08. | 16 | 400 | 240 | 160
22.08. | 17 | 400 | 240 | 160
22.08. | 18 | 400 | 240 | 160
22.08. | 19 | 400 | 240 | 160
22.08. | 20 | 400 | 240 | 160
22.08. | 21 | 400 | 240 | 160
22.08. | 22 | 400 | 240 | 160
22.08. | 23 | 400 | 240 | 160
22.08. | 24 | 400 | 240 | 160
23.08. | 1 | 400 | 240 | 160
23.08. | 2 | 400 | 240 | 160
23.08. | 3 | 400 | 240 | 160
23.08. | 4 | 400 | 240 | 160
23.08. | 5 | 400 | 240 | 160
23.08. | 6 | 400 | 240 | 160
23.08. | 7 | 400 | 240 | 160
23.08. | 8 | 400 | 240 | 160
23.08. | 9 | 400 | 240 | 160
23.08. | 10 | 400 | 240 | 160
23.08. | 11 | 400 | 240 | 160
23.08. | 12 | 400 | 240 | 160
23.08. | 13 | 400 | 240 | 160
23.08. | 14 | 400 | 240 | 160
23.08. | 15 | 400 | 240 | 160
23.08. | 16 | 400 | 240 | 160
23.08. | 17 | 400 | 240 | 160
23.08. | 18 | 400 | 240 | 160
23.08. | 19 | 400 | 240 | 160
23.08. | 20 | 400 | 240 | 160
23.08. | 21 | 400 | 240 | 160
23.08. | 22 | 400 | 240 | 160
23.08. | 23 | 400 | 240 | 160
23.08. | 24 | 400 | 240 | 160
24.08. | 1 | 400 | 240 | 160
24.08. | 2 | 400 | 240 | 160
24.08. | 3 | 400 | 240 | 160
24.08. | 4 | 400 | 240 | 160
24.08. | 5 | 400 | 240 | 160
24.08. | 6 | 400 | 240 | 160
24.08. | 7 | 400 | 240 | 160
24.08. | 8 | 400 | 240 | 160
24.08. | 9 | 400 | 240 | 160
24.08. | 10 | 400 | 240 | 160
24.08. | 11 | 400 | 240 | 160
24.08. | 12 | 400 | 240 | 160
24.08. | 13 | 400 | 240 | 160
24.08. | 14 | 400 | 240 | 160
24.08. | 15 | 400 | 240 | 160
24.08. | 16 | 400 | 240 | 160
24.08. | 17 | 400 | 240 | 160
24.08. | 18 | 400 | 240 | 160
24.08. | 19 | 400 | 240 | 160
24.08. | 20 | 400 | 240 | 160
24.08. | 21 | 400 | 240 | 160
24.08. | 22 | 400 | 240 | 160
24.08. | 23 | 400 | 240 | 160
24.08. | 24 | 400 | 240 | 160
25.08. | 1 | 400 | 240 | 160
25.08. | 2 | 400 | 240 | 160
25.08. | 3 | 400 | 240 | 160
25.08. | 4 | 400 | 240 | 160
25.08. | 5 | 400 | 240 | 160
25.08. | 6 | 400 | 240 | 160
25.08. | 7 | 400 | 240 | 160
25.08. | 8 | 400 | 240 | 160
25.08. | 9 | 400 | 240 | 160
25.08. | 10 | 400 | 240 | 160
25.08. | 11 | 400 | 240 | 160
25.08. | 12 | 400 | 240 | 160
25.08. | 13 | 400 | 240 | 160
25.08. | 14 | 400 | 240 | 160
25.08. | 15 | 400 | 240 | 160
25.08. | 16 | 400 | 240 | 160
25.08. | 17 | 400 | 240 | 160
25.08. | 18 | 400 | 240 | 160
25.08. | 19 | 400 | 240 | 160
25.08. | 20 | 400 | 240 | 160
25.08. | 21 | 400 | 240 | 160
25.08. | 22 | 400 | 240 | 160
25.08. | 23 | 400 | 240 | 160
25.08. | 24 | 400 | 240 | 160
26.08. | 1 | 400 | 240 | 160
26.08. | 2 | 400 | 240 | 160
26.08. | 3 | 400 | 240 | 160
26.08. | 4 | 400 | 240 | 160
26.08. | 5 | 400 | 240 | 160
26.08. | 6 | 400 | 240 | 160
26.08. | 7 | 400 | 240 | 160
26.08. | 8 | 400 | 240 | 160
26.08. | 9 | 400 | 240 | 160
26.08. | 10 | 400 | 240 | 160
26.08. | 11 | 400 | 240 | 160
26.08. | 12 | 400 | 240 | 160
26.08. | 13 | 400 | 240 | 160
26.08. | 14 | 400 | 240 | 160
26.08. | 15 | 400 | 240 | 160
26.08. | 16 | 400 | 240 | 160
26.08. | 17 | 400 | 240 | 160
26.08. | 18 | 400 | 240 | 160
26.08. | 19 | 400 | 240 | 160
26.08. | 20 | 400 | 240 | 160
26.08. | 21 | 400 | 240 | 160
26.08. | 22 | 400 | 240 | 160
26.08. | 23 | 400 | 240 | 160
26.08. | 24 | 400 | 240 | 160
27.08. | 1 | 400 | 240 | 160
27.08. | 2 | 400 | 240 | 160
27.08. | 3 | 400 | 240 | 160
27.08. | 4 | 400 | 240 | 160
27.08. | 5 | 400 | 240 | 160
27.08. | 6 | 400 | 240 | 160
27.08. | 7 | 400 | 240 | 160
27.08. | 8 | 400 | 240 | 160
27.08. | 9 | 400 | 240 | 160
27.08. | 10 | 400 | 240 | 160
27.08. | 11 | 400 | 240 | 160
27.08. | 12 | 400 | 240 | 160
27.08. | 13 | 400 | 240 | 160
27.08. | 14 | 400 | 240 | 160
27.08. | 15 | 400 | 240 | 160
27.08. | 16 | 400 | 240 | 160
27.08. | 17 | 400 | 240 | 160
27.08. | 18 | 400 | 240 | 160
27.08. | 19 | 400 | 240 | 160
27.08. | 20 | 400 | 240 | 160
27.08. | 21 | 400 | 240 | 160
27.08. | 22 | 400 | 240 | 160
27.08. | 23 | 400 | 240 | 160
27.08. | 24 | 400 | 240 | 160
28.08. | 1 | 400 | 240 | 160
28.08. | 2 | 400 | 240 | 160
28.08. | 3 | 400 | 240 | 160
28.08. | 4 | 400 | 240 | 160
28.08. | 5 | 400 | 240 | 160
28.08. | 6 | 400 | 240 | 160
28.08. | 7 | 400 | 240 | 160
28.08. | 8 | 400 | 240 | 160
28.08. | 9 | 400 | 240 | 160
28.08. | 10 | 400 | 240 | 160
28.08. | 11 | 400 | 240 | 160
28.08. | 12 | 400 | 240 | 160
28.08. | 13 | 400 | 240 | 160
28.08. | 14 | 400 | 240 | 160
28.08. | 15 | 400 | 240 | 160
28.08. | 16 | 400 | 240 | 160
28.08. | 17 | 400 | 240 | 160
28.08. | 18 | 400 | 240 | 160
28.08. | 19 | 400 | 240 | 160
28.08. | 20 | 400 | 240 | 160
28.08. | 21 | 400 | 240 | 160
28.08. | 22 | 400 | 240 | 160
28.08. | 23 | 400 | 240 | 160
28.08. | 24 | 400 | 240 | 160
29.08. | 1 | 400 | 240 | 160
29.08. | 2 | 400 | 240 | 160
29.08. | 3 | 400 | 240 | 160
29.08. | 4 | 400 | 240 | 160
29.08. | 5 | 400 | 240 | 160
29.08. | 6 | 400 | 240 | 160
29.08. | 7 | 400 | 240 | 160
29.08. | 8 | 400 | 240 | 160
29.08. | 9 | 400 | 240 | 160
29.08. | 10 | 400 | 240 | 160
29.08. | 11 | 400 | 240 | 160
29.08. | 12 | 400 | 240 | 160
29.08. | 13 | 400 | 240 | 160
29.08. | 14 | 400 | 240 | 160
29.08. | 15 | 400 | 240 | 160
29.08. | 16 | 400 | 240 | 160
29.08. | 17 | 400 | 240 | 160
29.08. | 18 | 400 | 240 | 160
29.08. | 19 | 400 | 240 | 160
29.08. | 20 | 400 | 240 | 160
29.08. | 21 | 400 | 240 | 160
29.08. | 22 | 400 | 240 | 160
29.08. | 23 | 400 | 240 | 160
29.08. | 24 | 400 | 240 | 160
30.08. | 1 | 400 | 240 | 160
30.08. | 2 | 400 | 240 | 160
30.08. | 3 | 400 | 240 | 160
30.08. | 4 | 400 | 240 | 160
30.08. | 5 | 400 | 240 | 160
30.08. | 6 | 400 | 240 | 160
30.08. | 7 | 400 | 240 | 160
30.08. | 8 | 400 | 240 | 160
30.08. | 9 | 400 | 240 | 160
30.08. | 10 | 400 | 240 | 160
30.08. | 11 | 400 | 240 | 160
30.08. | 12 | 400 | 240 | 160
30.08. | 13 | 400 | 240 | 160
30.08. | 14 | 400 | 240 | 160
30.08. | 15 | 400 | 240 | 160
30.08. | 16 | 400 | 240 | 160
30.08. | 17 | 400 | 240 | 160
30.08. | 18 | 400 | 240 | 160
30.08. | 19 | 400 | 240 | 160
30.08. | 20 | 400 | 240 | 160
30.08. | 21 | 400 | 240 | 160
30.08. | 22 | 400 | 240 | 160
30.08. | 23 | 400 | 240 | 160
30.08. | 24 | 400 | 240 | 160
31.08. | 1 | 400 | 240 | 160
31.08. | 2 | 400 | 240 | 160
31.08. | 3 | 400 | 240 | 160
31.08. | 4 | 400 | 240 | 160
31.08. | 5 | 400 | 240 | 160
31.08. | 6 | 400 | 240 | 160
31.08. | 7 | 400 | 240 | 160
31.08. | 8 | 400 | 240 | 160
31.08. | 9 | 400 | 240 | 160
31.08. | 10 | 400 | 240 | 160
31.08. | 11 | 400 | 240 | 160
31.08. | 12 | 400 | 240 | 160
31.08. | 13 | 400 | 240 | 160
31.08. | 14 | 400 | 240 | 160
31.08. | 15 | 400 | 240 | 160
31.08. | 16 | 400 | 240 | 160
31.08. | 17 | 400 | 240 | 160
31.08. | 18 | 400 | 240 | 160
31.08. | 19 | 400 | 240 | 160
31.08. | 20 | 400 | 240 | 160
31.08. | 21 | 400 | 240 | 160
31.08. | 22 | 400 | 240 | 160
31.08. | 23 | 400 | 240 | 160
31.08. | 24 | 400 | 240 | 160
01.09. | 1 | 400 | 240 | 160
01.09. | 2 | 400 | 240 | 160
01.09. | 3 | 400 | 240 | 160
01.09. | 4 | 400 | 240 | 160
01.09. | 5 | 400 | 240 | 160
01.09. | 6 | 400 | 240 | 160
01.09. | 7 | 400 | 240 | 160
01.09. | 8 | 400 | 240 | 160
01.09. | 9 | 400 | 240 | 160
01.09. | 10 | 400 | 240 | 160
01.09. | 11 | 400 | 240 | 160
01.09. | 12 | 400 | 240 | 160
01.09. | 13 | 400 | 240 | 160
01.09. | 14 | 400 | 240 | 160
01.09. | 15 | 400 | 240 | 160
01.09. | 16 | 400 | 240 | 160
01.09. | 17 | 400 | 240 | 160
01.09. | 18 | 400 | 240 | 160
01.09. | 19 | 400 | 240 | 160
01.09. | 20 | 400 | 240 | 160
01.09. | 21 | 400 | 240 | 160
01.09. | 22 | 400 | 240 | 160
01.09. | 23 | 400 | 240 | 160
01.09. | 24 | 400 | 240 | 160
02.09. | 1 | 400 | 240 | 160
02.09. | 2 | 400 | 240 | 160
02.09. | 3 | 400 | 240 | 160
02.09. | 4 | 400 | 240 | 160
02.09. | 5 | 400 | 240 | 160
02.09. | 6 | 400 | 240 | 160
02.09. | 7 | 400 | 240 | 160
02.09. | 8 | 400 | 240 | 160
02.09. | 9 | 400 | 240 | 160
02.09. | 10 | 400 | 240 | 160
02.09. | 11 | 400 | 240 | 160
02.09. | 12 | 400 | 240 | 160
02.09. | 13 | 400 | 240 | 160
02.09. | 14 | 400 | 240 | 160
02.09. | 15 | 400 | 240 | 160
02.09. | 16 | 400 | 240 | 160
02.09. | 17 | 400 | 240 | 160
02.09. | 18 | 400 | 240 | 160
02.09. | 19 | 400 | 240 | 160
02.09. | 20 | 400 | 240 | 160
02.09. | 21 | 400 | 240 | 160
02.09. | 22 | 400 | 240 | 160
02.09. | 23 | 400 | 240 | 160
02.09. | 24 | 400 | 240 | 160
03.09. | 1 | 400 | 240 | 160
03.09. | 2 | 400 | 240 | 160
03.09. | 3 | 400 | 240 | 160
03.09. | 4 | 400 | 240 | 160
03.09. | 5 | 400 | 240 | 160
03.09. | 6 | 400 | 240 | 160
03.09. | 7 | 400 | 240 | 160
03.09. | 8 | 400 | 240 | 160
03.09. | 9 | 400 | 240 | 160
03.09. | 10 | 400 | 240 | 160
03.09. | 11 | 400 | 240 | 160
03.09. | 12 | 400 | 240 | 160
03.09. | 13 | 400 | 240 | 160
03.09. | 14 | 400 | 240 | 160
03.09. | 15 | 400 | 240 | 160
03.09. | 16 | 400 | 240 | 160
03.09. | 17 | 400 | 240 | 160
03.09. | 18 | 400 | 240 | 160
03.09. | 19 | 400 | 240 | 160
03.09. | 20 | 400 | 240 | 160
03.09. | 21 | 400 | 240 | 160
03.09. | 22 | 400 | 240 | 160
03.09. | 23 | 400 | 240 | 160
03.09. | 24 | 400 | 240 | 160
04.09. | 1 | 400 | 240 | 160
04.09. | 2 | 400 | 240 | 160
04.09. | 3 | 400 | 240 | 160
04.09. | 4 | 400 | 240 | 160
04.09. | 5 | 400 | 240 | 160
04.09. | 6 | 400 | 240 | 160
04.09. | 7 | 400 | 240 | 160
04.09. | 8 | 400 | 240 | 160
04.09. | 9 | 400 | 240 | 160
04.09. | 10 | 400 | 240 | 160
04.09. | 11 | 400 | 240 | 160
04.09. | 12 | 400 | 240 | 160
04.09. | 13 | 400 | 240 | 160
04.09. | 14 | 400 | 240 | 160
04.09. | 15 | 400 | 240 | 160
04.09. | 16 | 400 | 240 | 160
04.09. | 17 | 400 | 240 | 160
04.09. | 18 | 400 | 240 | 160
04.09. | 19 | 400 | 240 | 160
04.09. | 20 | 400 | 240 | 160
04.09. | 21 | 400 | 240 | 160
04.09. | 22 | 400 | 240 | 160
04.09. | 23 | 400 | 240 | 160
04.09. | 24 | 400 | 240 | 160
05.09. | 1 | 400 | 240 | 160
05.09. | 2 | 400 | 240 | 160
05.09. | 3 | 400 | 240 | 160
05.09. | 4 | 400 | 240 | 160
05.09. | 5 | 400 | 240 | 160
05.09. | 6 | 400 | 240 | 160
05.09. | 7 | 400 | 240 | 160
05.09. | 8 | 400 | 240 | 160
05.09. | 9 | 400 | 240 | 160
05.09. | 10 | 400 | 240 | 160
05.09. | 11 | 400 | 240 | 160
05.09. | 12 | 400 | 240 | 160
05.09. | 13 | 400 | 240 | 160
05.09. | 14 | 400 | 240 | 160
05.09. | 15 | 400 | 240 | 160
05.09. | 16 | 400 | 240 | 160
05.09. | 17 | 400 | 240 | 160
05.09. | 18 | 400 | 240 | 160
05.09. | 19 | 400 | 240 | 160
05.09. | 20 | 400 | 240 | 160
05.09. | 21 | 400 | 240 | 160
05.09. | 22 | 400 | 240 | 160
05.09. | 23 | 400 | 240 | 160
05.09. | 24 | 400 | 240 | 160
06.09. | 1 | 400 | 240 | 160
06.09. | 2 | 400 | 240 | 160
06.09. | 3 | 400 | 240 | 160
06.09. | 4 | 400 | 240 | 160
06.09. | 5 | 400 | 240 | 160
06.09. | 6 | 400 | 240 | 160
06.09. | 7 | 400 | 240 | 160
06.09. | 8 | 400 | 240 | 160
06.09. | 9 | 400 | 240 | 160
06.09. | 10 | 400 | 240 | 160
06.09. | 11 | 400 | 240 | 160
06.09. | 12 | 400 | 240 | 160
06.09. | 13 | 400 | 240 | 160
06.09. | 14 | 400 | 240 | 160
06.09. | 15 | 400 | 240 | 160
06.09. | 16 | 400 | 240 | 160
06.09. | 17 | 400 | 240 | 160
06.09. | 18 | 400 | 240 | 160
06.09. | 19 | 400 | 240 | 160
06.09. | 20 | 400 | 240 | 160
06.09. | 21 | 400 | 240 | 160
06.09. | 22 | 400 | 240 | 160
06.09. | 23 | 400 | 240 | 160
06.09. | 24 | 400 | 240 | 160
07.09. | 1 | 400 | 240 | 160
07.09. | 2 | 400 | 240 | 160
07.09. | 3 | 400 | 240 | 160
07.09. | 4 | 400 | 240 | 160
07.09. | 5 | 400 | 240 | 160
07.09. | 6 | 400 | 240 | 160
07.09. | 7 | 400 | 240 | 160
07.09. | 8 | 400 | 240 | 160
07.09. | 9 | 400 | 240 | 160
07.09. | 10 | 400 | 240 | 160
07.09. | 11 | 400 | 240 | 160
07.09. | 12 | 400 | 240 | 160
07.09. | 13 | 400 | 240 | 160
07.09. | 14 | 400 | 240 | 160
07.09. | 15 | 400 | 240 | 160
07.09. | 16 | 400 | 240 | 160
07.09. | 17 | 400 | 240 | 160
07.09. | 18 | 400 | 240 | 160
07.09. | 19 | 400 | 240 | 160
07.09. | 20 | 400 | 240 | 160
07.09. | 21 | 400 | 240 | 160
07.09. | 22 | 400 | 240 | 160
07.09. | 23 | 400 | 240 | 160
07.09. | 24 | 400 | 240 | 160
08.09. | 1 | 400 | 240 | 160
08.09. | 2 | 400 | 240 | 160
08.09. | 3 | 400 | 240 | 160
08.09. | 4 | 400 | 240 | 160
08.09. | 5 | 400 | 240 | 160
08.09. | 6 | 400 | 240 | 160
08.09. | 7 | 400 | 240 | 160
08.09. | 8 | 400 | 240 | 160
08.09. | 9 | 400 | 240 | 160
08.09. | 10 | 400 | 240 | 160
08.09. | 11 | 400 | 240 | 160
08.09. | 12 | 400 | 240 | 160
08.09. | 13 | 400 | 240 | 160
08.09. | 14 | 400 | 240 | 160
08.09. | 15 | 400 | 240 | 160
08.09. | 16 | 400 | 240 | 160
08.09. | 17 | 400 | 240 | 160
08.09. | 18 | 400 | 240 | 160
08.09. | 19 | 400 | 240 | 160
08.09. | 20 | 400 | 240 | 160
08.09. | 21 | 400 | 240 | 160
08.09. | 22 | 400 | 240 | 160
08.09. | 23 | 400 | 240 | 160
08.09. | 24 | 400 | 240 | 160
09.09. | 1 | 400 | 240 | 160
09.09. | 2 | 400 | 240 | 160
09.09. | 3 | 400 | 240 | 160
09.09. | 4 | 400 | 240 | 160
09.09. | 5 | 400 | 240 | 160
09.09. | 6 | 400 | 240 | 160
09.09. | 7 | 400 | 240 | 160
09.09. | 8 | 400 | 240 | 160
09.09. | 9 | 400 | 240 | 160
09.09. | 10 | 400 | 240 | 160
09.09. | 11 | 400 | 240 | 160
09.09. | 12 | 400 | 240 | 160
09.09. | 13 | 400 | 240 | 160
09.09. | 14 | 400 | 240 | 160
09.09. | 15 | 400 | 240 | 160
09.09. | 16 | 400 | 240 | 160
09.09. | 17 | 400 | 240 | 160
09.09. | 18 | 400 | 240 | 160
09.09. | 19 | 400 | 240 | 160
09.09. | 20 | 400 | 240 | 160
09.09. | 21 | 400 | 240 | 160
09.09. | 22 | 400 | 240 | 160
09.09. | 23 | 400 | 240 | 160
09.09. | 24 | 400 | 240 | 160
10.09. | 1 | 400 | 240 | 160
10.09. | 2 | 400 | 240 | 160
10.09. | 3 | 400 | 240 | 160
10.09. | 4 | 400 | 240 | 160
10.09. | 5 | 400 | 240 | 160
10.09. | 6 | 400 | 240 | 160
10.09. | 7 | 400 | 240 | 160
10.09. | 8 | 400 | 240 | 160
10.09. | 9 | 400 | 240 | 160
10.09. | 10 | 400 | 240 | 160
10.09. | 11 | 400 | 240 | 160
10.09. | 12 | 400 | 240 | 160
10.09. | 13 | 400 | 240 | 160
10.09. | 14 | 400 | 240 | 160
10.09. | 15 | 400 | 240 | 160
10.09. | 16 | 400 | 240 | 160
10.09. | 17 | 400 | 240 | 160
10.09. | 18 | 400 | 240 | 160
10.09. | 19 | 400 | 240 | 160
10.09. | 20 | 400 | 240 | 160
10.09. | 21 | 400 | 240 | 160
10.09. | 22 | 400 | 240 | 160
10.09. | 23 | 400 | 240 | 160
10.09. | 24 | 400 | 240 | 160
11.09. | 1 | 400 | 240 | 160
11.09. | 2 | 400 | 240 | 160
11.09. | 3 | 400 | 240 | 160
11.09. | 4 | 400 | 240 | 160
11.09. | 5 | 400 | 240 | 160
11.09. | 6 | 400 | 240 | 160
11.09. | 7 | 400 | 240 | 160
11.09. | 8 | 400 | 240 | 160
11.09. | 9 | 400 | 240 | 160
11.09. | 10 | 400 | 240 | 160
11.09. | 11 | 400 | 240 | 160
11.09. | 12 | 400 | 240 | 160
11.09. | 13 | 400 | 240 | 160
11.09. | 14 | 400 | 240 | 160
11.09. | 15 | 400 | 240 | 160
11.09. | 16 | 400 | 240 | 160
11.09. | 17 | 400 | 240 | 160
11.09. | 18 | 400 | 240 | 160
11.09. | 19 | 400 | 240 | 160
11.09. | 20 | 400 | 240 | 160
11.09. | 21 | 400 | 240 | 160
11.09. | 22 | 400 | 240 | 160
11.09. | 23 | 400 | 240 | 160
11.09. | 24 | 400 | 240 | 160
12.09. | 1 | 400 | 240 | 160
12.09. | 2 | 400 | 240 | 160
12.09. | 3 | 400 | 240 | 160
12.09. | 4 | 400 | 240 | 160
12.09. | 5 | 400 | 240 | 160
12.09. | 6 | 400 | 240 | 160
12.09. | 7 | 400 | 240 | 160
12.09. | 8 | 400 | 240 | 160
12.09. | 9 | 400 | 240 | 160
12.09. | 10 | 400 | 240 | 160
12.09. | 11 | 400 | 240 | 160
12.09. | 12 | 400 | 240 | 160
12.09. | 13 | 400 | 240 | 160
12.09. | 14 | 400 | 240 | 160
12.09. | 15 | 400 | 240 | 160
12.09. | 16 | 400 | 240 | 160
12.09. | 17 | 400 | 240 | 160
12.09. | 18 | 400 | 240 | 160
12.09. | 19 | 400 | 240 | 160
12.09. | 20 | 400 | 240 | 160
12.09. | 21 | 400 | 240 | 160
12.09. | 22 | 400 | 240 | 160
12.09. | 23 | 400 | 240 | 160
12.09. | 24 | 400 | 240 | 160
13.09. | 1 | 400 | 240 | 160
13.09. | 2 | 400 | 240 | 160
13.09. | 3 | 400 | 240 | 160
13.09. | 4 | 400 | 240 | 160
13.09. | 5 | 400 | 240 | 160
13.09. | 6 | 400 | 240 | 160
13.09. | 7 | 400 | 240 | 160
13.09. | 8 | 400 | 240 | 160
13.09. | 9 | 400 | 240 | 160
13.09. | 10 | 400 | 240 | 160
13.09. | 11 | 400 | 240 | 160
13.09. | 12 | 400 | 240 | 160
13.09. | 13 | 400 | 240 | 160
13.09. | 14 | 400 | 240 | 160
13.09. | 15 | 400 | 240 | 160
13.09. | 16 | 400 | 240 | 160
13.09. | 17 | 400 | 240 | 160
13.09. | 18 | 400 | 240 | 160
13.09. | 19 | 400 | 240 | 160
13.09. | 20 | 400 | 240 | 160
13.09. | 21 | 400 | 240 | 160
13.09. | 22 | 400 | 240 | 160
13.09. | 23 | 400 | 240 | 160
13.09. | 24 | 400 | 240 | 160
14.09. | 1 | 400 | 240 | 160
14.09. | 2 | 400 | 240 | 160
14.09. | 3 | 400 | 240 | 160
14.09. | 4 | 400 | 240 | 160
14.09. | 5 | 400 | 240 | 160
14.09. | 6 | 400 | 240 | 160
14.09. | 7 | 400 | 240 | 160
14.09. | 8 | 400 | 240 | 160
14.09. | 9 | 400 | 240 | 160
14.09. | 10 | 400 | 240 | 160
14.09. | 11 | 400 | 240 | 160
14.09. | 12 | 400 | 240 | 160
14.09. | 13 | 400 | 240 | 160
14.09. | 14 | 400 | 240 | 160
14.09. | 15 | 400 | 240 | 160
14.09. | 16 | 400 | 240 | 160
14.09. | 17 | 400 | 240 | 160
14.09. | 18 | 400 | 240 | 160
14.09. | 19 | 400 | 240 | 160
14.09. | 20 | 400 | 240 | 160
14.09. | 21 | 400 | 240 | 160
14.09. | 22 | 400 | 240 | 160
14.09. | 23 | 400 | 240 | 160
14.09. | 24 | 400 | 240 | 160
15.09. | 1 | 400 | 240 | 160
15.09. | 2 | 400 | 240 | 160
15.09. | 3 | 400 | 240 | 160
15.09. | 4 | 400 | 240 | 160
15.09. | 5 | 400 | 240 | 160
15.09. | 6 | 400 | 240 | 160
15.09. | 7 | 400 | 240 | 160
15.09. | 8 | 400 | 240 | 160
15.09. | 9 | 400 | 240 | 160
15.09. | 10 | 400 | 240 | 160
15.09. | 11 | 400 | 240 | 160
15.09. | 12 | 400 | 240 | 160
15.09. | 13 | 400 | 240 | 160
15.09. | 14 | 400 | 240 | 160
15.09. | 15 | 400 | 240 | 160
15.09. | 16 | 400 | 240 | 160
15.09. | 17 | 400 | 240 | 160
15.09. | 18 | 400 | 240 | 160
15.09. | 19 | 400 | 240 | 160
15.09. | 20 | 400 | 240 | 160
15.09. | 21 | 400 | 240 | 160
15.09. | 22 | 400 | 240 | 160
15.09. | 23 | 400 | 240 | 160
15.09. | 24 | 400 | 240 | 160
16.09. | 1 | 400 | 240 | 160
16.09. | 2 | 400 | 240 | 160
16.09. | 3 | 400 | 240 | 160
16.09. | 4 | 400 | 240 | 160
16.09. | 5 | 400 | 240 | 160
16.09. | 6 | 400 | 240 | 160
16.09. | 7 | 400 | 240 | 160
16.09. | 8 | 400 | 240 | 160
16.09. | 9 | 400 | 240 | 160
16.09. | 10 | 400 | 240 | 160
16.09. | 11 | 400 | 240 | 160
16.09. | 12 | 400 | 240 | 160
16.09. | 13 | 400 | 240 | 160
16.09. | 14 | 400 | 240 | 160
16.09. | 15 | 400 | 240 | 160
16.09. | 16 | 400 | 240 | 160
16.09. | 17 | 400 | 240 | 160
16.09. | 18 | 400 | 240 | 160
16.09. | 19 | 400 | 240 | 160
16.09. | 20 | 400 | 240 | 160
16.09. | 21 | 400 | 240 | 160
16.09. | 22 | 400 | 240 | 160
16.09. | 23 | 400 | 240 | 160
16.09. | 24 | 400 | 240 | 160
17.09. | 1 | 400 | 240 | 160
17.09. | 2 | 400 | 240 | 160
17.09. | 3 | 400 | 240 | 160
17.09. | 4 | 400 | 240 | 160
17.09. | 5 | 400 | 240 | 160
17.09. | 6 | 400 | 240 | 160
17.09. | 7 | 400 | 240 | 160
17.09. | 8 | 400 | 240 | 160
17.09. | 9 | 400 | 240 | 160
17.09. | 10 | 400 | 240 | 160
17.09. | 11 | 400 | 240 | 160
17.09. | 12 | 400 | 240 | 160
17.09. | 13 | 400 | 240 | 160
17.09. | 14 | 400 | 240 | 160
17.09. | 15 | 400 | 240 | 160
17.09. | 16 | 400 | 240 | 160
17.09. | 17 | 400 | 240 | 160
17.09. | 18 | 400 | 240 | 160
17.09. | 19 | 400 | 240 | 160
17.09. | 20 | 400 | 240 | 160
17.09. | 21 | 400 | 240 | 160
17.09. | 22 | 400 | 240 | 160
17.09. | 23 | 400 | 240 | 160
17.09. | 24 | 400 | 240 | 160
18.09. | 1 | 400 | 240 | 160
18.09. | 2 | 400 | 240 | 160
18.09. | 3 | 400 | 240 | 160
18.09. | 4 | 400 | 240 | 160
18.09. | 5 | 400 | 240 | 160
18.09. | 6 | 400 | 240 | 160
18.09. | 7 | 400 | 240 | 160
18.09. | 8 | 400 | 240 | 160
18.09. | 9 | 400 | 240 | 160
18.09. | 10 | 400 | 240 | 160
18.09. | 11 | 400 | 240 | 160
18.09. | 12 | 400 | 240 | 160
18.09. | 13 | 400 | 240 | 160
18.09. | 14 | 400 | 240 | 160
18.09. | 15 | 400 | 240 | 160
18.09. | 16 | 400 | 240 | 160
18.09. | 17 | 400 | 240 | 160
18.09. | 18 | 400 | 240 | 160
18.09. | 19 | 400 | 240 | 160
18.09. | 20 | 400 | 240 | 160
18.09. | 21 | 400 | 240 | 160
18.09. | 22 | 400 | 240 | 160
18.09. | 23 | 400 | 240 | 160
18.09. | 24 | 400 | 240 | 160
19.09. | 1 | 400 | 240 | 160
19.09. | 2 | 400 | 240 | 160
19.09. | 3 | 400 | 240 | 160
19.09. | 4 | 400 | 240 | 160
19.09. | 5 | 400 | 240 | 160
19.09. | 6 | 400 | 240 | 160
19.09. | 7 | 400 | 240 | 160
19.09. | 8 | 400 | 240 | 160
19.09. | 9 | 400 | 240 | 160
19.09. | 10 | 400 | 240 | 160
19.09. | 11 | 400 | 240 | 160
19.09. | 12 | 400 | 240 | 160
19.09. | 13 | 400 | 240 | 160
19.09. | 14 | 400 | 240 | 160
19.09. | 15 | 400 | 240 | 160
19.09. | 16 | 400 | 240 | 160
19.09. | 17 | 400 | 240 | 160
19.09. | 18 | 400 | 240 | 160
19.09. | 19 | 400 | 240 | 160
19.09. | 20 | 400 | 240 | 160
19.09. | 21 | 400 | 240 | 160
19.09. | 22 | 400 | 240 | 160
19.09. | 23 | 400 | 240 | 160
19.09. | 24 | 400 | 240 | 160
20.09. | 1 | 400 | 240 | 160
20.09. | 2 | 400 | 240 | 160
20.09. | 3 | 400 | 240 | 160
20.09. | 4 | 400 | 240 | 160
20.09. | 5 | 400 | 240 | 160
20.09. | 6 | 400 | 240 | 160
20.09. | 7 | 400 | 240 | 160
20.09. | 8 | 400 | 240 | 160
20.09. | 9 | 400 | 240 | 160
20.09. | 10 | 400 | 240 | 160
20.09. | 11 | 400 | 240 | 160
20.09. | 12 | 400 | 240 | 160
20.09. | 13 | 400 | 240 | 160
20.09. | 14 | 400 | 240 | 160
20.09. | 15 | 400 | 240 | 160
20.09. | 16 | 400 | 240 | 160
20.09. | 17 | 400 | 240 | 160
20.09. | 18 | 400 | 240 | 160
20.09. | 19 | 400 | 240 | 160
20.09. | 20 | 400 | 240 | 160
20.09. | 21 | 400 | 240 | 160
20.09. | 22 | 400 | 240 | 160
20.09. | 23 | 400 | 240 | 160
20.09. | 24 | 400 | 240 | 160
21.09. | 1 | 400 | 240 | 160
21.09. | 2 | 400 | 240 | 160
21.09. | 3 | 400 | 240 | 160
21.09. | 4 | 400 | 240 | 160
21.09. | 5 | 400 | 240 | 160
21.09. | 6 | 400 | 240 | 160
21.09. | 7 | 400 | 240 | 160
21.09. | 8 | 400 | 240 | 160
21.09. | 9 | 400 | 240 | 160
21.09. | 10 | 400 | 240 | 160
21.09. | 11 | 400 | 240 | 160
21.09. | 12 | 400 | 240 | 160
21.09. | 13 | 400 | 240 | 160
21.09. | 14 | 400 | 240 | 160
21.09. | 15 | 400 | 240 | 160
21.09. | 16 | 400 | 240 | 160
21.09. | 17 | 400 | 240 | 160
21.09. | 18 | 400 | 240 | 160
21.09. | 19 | 400 | 240 | 160
21.09. | 20 | 400 | 240 | 160
21.09. | 21 | 400 | 240 | 160
21.09. | 22 | 400 | 240 | 160
21.09. | 23 | 400 | 240 | 160
21.09. | 24 | 400 | 240 | 160
22.09. | 1 | 400 | 240 | 160
22.09. | 2 | 400 | 240 | 160
22.09. | 3 | 400 | 240 | 160
22.09. | 4 | 400 | 240 | 160
22.09. | 5 | 400 | 240 | 160
22.09. | 6 | 400 | 240 | 160
22.09. | 7 | 400 | 240 | 160
22.09. | 8 | 400 | 240 | 160
22.09. | 9 | 400 | 240 | 160
22.09. | 10 | 400 | 240 | 160
22.09. | 11 | 400 | 240 | 160
22.09. | 12 | 400 | 240 | 160
22.09. | 13 | 400 | 240 | 160
22.09. | 14 | 400 | 240 | 160
22.09. | 15 | 400 | 240 | 160
22.09. | 16 | 400 | 240 | 160
22.09. | 17 | 400 | 240 | 160
22.09. | 18 | 400 | 240 | 160
22.09. | 19 | 400 | 240 | 160
22.09. | 20 | 400 | 240 | 160
22.09. | 21 | 400 | 240 | 160
22.09. | 22 | 400 | 240 | 160
22.09. | 23 | 400 | 240 | 160
22.09. | 24 | 400 | 240 | 160
23.09. | 1 | 400 | 240 | 160
23.09. | 2 | 400 | 240 | 160
23.09. | 3 | 400 | 240 | 160
23.09. | 4 | 400 | 240 | 160
23.09. | 5 | 400 | 240 | 160
23.09. | 6 | 400 | 240 | 160
23.09. | 7 | 400 | 240 | 160
23.09. | 8 | 400 | 240 | 160
23.09. | 9 | 400 | 240 | 160
23.09. | 10 | 400 | 240 | 160
23.09. | 11 | 400 | 240 | 160
23.09. | 12 | 400 | 240 | 160
23.09. | 13 | 400 | 240 | 160
23.09. | 14 | 400 | 240 | 160
23.09. | 15 | 400 | 240 | 160
23.09. | 16 | 400 | 240 | 160
23.09. | 17 | 400 | 240 | 160
23.09. | 18 | 400 | 240 | 160
23.09. | 19 | 400 | 240 | 160
23.09. | 20 | 400 | 240 | 160
23.09. | 21 | 400 | 240 | 160
23.09. | 22 | 400 | 240 | 160
23.09. | 23 | 400 | 240 | 160
23.09. | 24 | 400 | 240 | 160
24.09. | 1 | 400 | 240 | 160
24.09. | 2 | 400 | 240 | 160
24.09. | 3 | 400 | 240 | 160
24.09. | 4 | 400 | 240 | 160
24.09. | 5 | 400 | 240 | 160
24.09. | 6 | 400 | 240 | 160
24.09. | 7 | 400 | 240 | 160
24.09. | 8 | 400 | 240 | 160
24.09. | 9 | 400 | 240 | 160
24.09. | 10 | 400 | 240 | 160
24.09. | 11 | 400 | 240 | 160
24.09. | 12 | 400 | 240 | 160
24.09. | 13 | 400 | 240 | 160
24.09. | 14 | 400 | 240 | 160
24.09. | 15 | 400 | 240 | 160
24.09. | 16 | 400 | 240 | 160
24.09. | 17 | 400 | 240 | 160
24.09. | 18 | 400 | 240 | 160
24.09. | 19 | 400 | 240 | 160
24.09. | 20 | 400 | 240 | 160
24.09. | 21 | 400 | 240 | 160
24.09. | 22 | 400 | 240 | 160
24.09. | 23 | 400 | 240 | 160
24.09. | 24 | 400 | 240 | 160
25.09. | 1 | 400 | 240 | 160
25.09. | 2 | 400 | 240 | 160
25.09. | 3 | 400 | 240 | 160
25.09. | 4 | 400 | 240 | 160
25.09. | 5 | 400 | 240 | 160
25.09. | 6 | 400 | 240 | 160
25.09. | 7 | 400 | 240 | 160
25.09. | 8 | 400 | 240 | 160
25.09. | 9 | 400 | 240 | 160
25.09. | 10 | 400 | 240 | 160
25.09. | 11 | 400 | 240 | 160
25.09. | 12 | 400 | 240 | 160
25.09. | 13 | 400 | 240 | 160
25.09. | 14 | 400 | 240 | 160
25.09. | 15 | 400 | 240 | 160
25.09. | 16 | 400 | 240 | 160
25.09. | 17 | 400 | 240 | 160
25.09. | 18 | 400 | 240 | 160
25.09. | 19 | 400 | 240 | 160
25.09. | 20 | 400 | 240 | 160
25.09. | 21 | 400 | 240 | 160
25.09. | 22 | 400 | 240 | 160
25.09. | 23 | 400 | 240 | 160
25.09. | 24 | 400 | 240 | 160
26.09. | 1 | 400 | 240 | 160
26.09. | 2 | 400 | 240 | 160
26.09. | 3 | 400 | 240 | 160
26.09. | 4 | 400 | 240 | 160
26.09. | 5 | 400 | 240 | 160
26.09. | 6 | 400 | 240 | 160
26.09. | 7 | 400 | 240 | 160
26.09. | 8 | 400 | 240 | 160
26.09. | 9 | 400 | 240 | 160
26.09. | 10 | 400 | 240 | 160
26.09. | 11 | 400 | 240 | 160
26.09. | 12 | 400 | 240 | 160
26.09. | 13 | 400 | 240 | 160
26.09. | 14 | 400 | 240 | 160
26.09. | 15 | 400 | 240 | 160
26.09. | 16 | 400 | 240 | 160
26.09. | 17 | 400 | 240 | 160
26.09. | 18 | 400 | 240 | 160
26.09. | 19 | 400 | 240 | 160
26.09. | 20 | 400 | 240 | 160
26.09. | 21 | 400 | 240 | 160
26.09. | 22 | 400 | 240 | 160
26.09. | 23 | 400 | 240 | 160
26.09. | 24 | 400 | 240 | 160
27.09. | 1 | 400 | 240 | 160
27.09. | 2 | 400 | 240 | 160
27.09. | 3 | 400 | 240 | 160
27.09. | 4 | 400 | 240 | 160
27.09. | 5 | 400 | 240 | 160
27.09. | 6 | 400 | 240 | 160
27.09. | 7 | 400 | 240 | 160
27.09. | 8 | 400 | 240 | 160
27.09. | 9 | 400 | 240 | 160
27.09. | 10 | 400 | 240 | 160
27.09. | 11 | 400 | 240 | 160
27.09. | 12 | 400 | 240 | 160
27.09. | 13 | 400 | 240 | 160
27.09. | 14 | 400 | 240 | 160
27.09. | 15 | 400 | 240 | 160
27.09. | 16 | 400 | 240 | 160
27.09. | 17 | 400 | 240 | 160
27.09. | 18 | 400 | 240 | 160
27.09. | 19 | 400 | 240 | 160
27.09. | 20 | 400 | 240 | 160
27.09. | 21 | 400 | 240 | 160
27.09. | 22 | 400 | 240 | 160
27.09. | 23 | 400 | 240 | 160
27.09. | 24 | 400 | 240 | 160
28.09. | 1 | 400 | 240 | 160
28.09. | 2 | 400 | 240 | 160
28.09. | 3 | 400 | 240 | 160
28.09. | 4 | 400 | 240 | 160
28.09. | 5 | 400 | 240 | 160
28.09. | 6 | 400 | 240 | 160
28.09. | 7 | 400 | 240 | 160
28.09. | 8 | 400 | 240 | 160
28.09. | 9 | 400 | 240 | 160
28.09. | 10 | 400 | 240 | 160
28.09. | 11 | 400 | 240 | 160
28.09. | 12 | 400 | 240 | 160
28.09. | 13 | 400 | 240 | 160
28.09. | 14 | 400 | 240 | 160
28.09. | 15 | 400 | 240 | 160
28.09. | 16 | 400 | 240 | 160
28.09. | 17 | 400 | 240 | 160
28.09. | 18 | 400 | 240 | 160
28.09. | 19 | 400 | 240 | 160
28.09. | 20 | 400 | 240 | 160
28.09. | 21 | 400 | 240 | 160
28.09. | 22 | 400 | 240 | 160
28.09. | 23 | 400 | 240 | 160
28.09. | 24 | 400 | 240 | 160
29.09. | 1 | 400 | 240 | 160
29.09. | 2 | 400 | 240 | 160
29.09. | 3 | 400 | 240 | 160
29.09. | 4 | 400 | 240 | 160
29.09. | 5 | 400 | 240 | 160
29.09. | 6 | 400 | 240 | 160
29.09. | 7 | 400 | 240 | 160
29.09. | 8 | 400 | 240 | 160
29.09. | 9 | 400 | 240 | 160
29.09. | 10 | 400 | 240 | 160
29.09. | 11 | 400 | 240 | 160
29.09. | 12 | 400 | 240 | 160
29.09. | 13 | 400 | 240 | 160
29.09. | 14 | 400 | 240 | 160
29.09. | 15 | 400 | 240 | 160
29.09. | 16 | 400 | 240 | 160
29.09. | 17 | 400 | 240 | 160
29.09. | 18 | 400 | 240 | 160
29.09. | 19 | 400 | 240 | 160
29.09. | 20 | 400 | 240 | 160
29.09. | 21 | 400 | 240 | 160
29.09. | 22 | 400 | 240 | 160
29.09. | 23 | 400 | 240 | 160
29.09. | 24 | 400 | 240 | 160
30.09. | 1 | 400 | 240 | 160
30.09. | 2 | 400 | 240 | 160
30.09. | 3 | 400 | 240 | 160
30.09. | 4 | 400 | 240 | 160
30.09. | 5 | 400 | 240 | 160
30.09. | 6 | 400 | 240 | 160
30.09. | 7 | 400 | 240 | 160
30.09. | 8 | 400 | 240 | 160
30.09. | 9 | 400 | 240 | 160
30.09. | 10 | 400 | 240 | 160
30.09. | 11 | 400 | 240 | 160
30.09. | 12 | 400 | 240 | 160
30.09. | 13 | 400 | 240 | 160
30.09. | 14 | 400 | 240 | 160
30.09. | 15 | 400 | 240 | 160
30.09. | 16 | 400 | 240 | 160
30.09. | 17 | 400 | 240 | 160
30.09. | 18 | 400 | 240 | 160
30.09. | 19 | 400 | 240 | 160
30.09. | 20 | 400 | 240 | 160
30.09. | 21 | 400 | 240 | 160
30.09. | 22 | 400 | 240 | 160
30.09. | 23 | 400 | 240 | 160
30.09. | 24 | 400 | 240 | 160
01.10. | 1 | 400 | 240 | 160
01.10. | 2 | 400 | 240 | 160
01.10. | 3 | 400 | 240 | 160
01.10. | 4 | 400 | 240 | 160
01.10. | 5 | 400 | 240 | 160
01.10. | 6 | 400 | 240 | 160
01.10. | 7 | 400 | 240 | 160
01.10. | 8 | 400 | 240 | 160
01.10. | 9 | 400 | 240 | 160
01.10. | 10 | 400 | 240 | 160
01.10. | 11 | 400 | 240 | 160
01.10. | 12 | 400 | 240 | 160
01.10. | 13 | 400 | 240 | 160
01.10. | 14 | 400 | 240 | 160
01.10. | 15 | 400 | 240 | 160
01.10. | 16 | 400 | 240 | 160
01.10. | 17 | 400 | 240 | 160
01.10. | 18 | 400 | 240 | 160
01.10. | 19 | 400 | 240 | 160
01.10. | 20 | 400 | 240 | 160
01.10. | 21 | 400 | 240 | 160
01.10. | 22 | 400 | 240 | 160
01.10. | 23 | 400 | 240 | 160
01.10. | 24 | 400 | 240 | 160
02.10. | 1 | 400 | 240 | 160
02.10. | 2 | 400 | 240 | 160
02.10. | 3 | 400 | 240 | 160
02.10. | 4 | 400 | 240 | 160
02.10. | 5 | 400 | 240 | 160
02.10. | 6 | 400 | 240 | 160
02.10. | 7 | 400 | 240 | 160
02.10. | 8 | 400 | 240 | 160
02.10. | 9 | 400 | 240 | 160
02.10. | 10 | 400 | 240 | 160
02.10. | 11 | 400 | 240 | 160
02.10. | 12 | 400 | 240 | 160
02.10. | 13 | 400 | 240 | 160
02.10. | 14 | 400 | 240 | 160
02.10. | 15 | 400 | 240 | 160
02.10. | 16 | 400 | 240 | 160
02.10. | 17 | 400 | 240 | 160
02.10. | 18 | 400 | 240 | 160
02.10. | 19 | 400 | 240 | 160
02.10. | 20 | 400 | 240 | 160
02.10. | 21 | 400 | 240 | 160
02.10. | 22 | 400 | 240 | 160
02.10. | 23 | 400 | 240 | 160
02.10. | 24 | 400 | 240 | 160
03.10. | 1 | 400 | 240 | 160
03.10. | 2 | 400 | 240 | 160
03.10. | 3 | 400 | 240 | 160
03.10. | 4 | 400 | 240 | 160
03.10. | 5 | 400 | 240 | 160
03.10. | 6 | 400 | 240 | 160
03.10. | 7 | 400 | 240 | 160
03.10. | 8 | 400 | 240 | 160
03.10. | 9 | 400 | 240 | 160
03.10. | 10 | 400 | 240 | 160
03.10. | 11 | 400 | 240 | 160
03.10. | 12 | 400 | 240 | 160
03.10. | 13 | 400 | 240 | 160
03.10. | 14 | 400 | 240 | 160
03.10. | 15 | 400 | 240 | 160
03.10. | 16 | 400 | 240 | 160
03.10. | 17 | 400 | 240 | 160
03.10. | 18 | 400 | 240 | 160
03.10. | 19 | 400 | 240 | 160
03.10. | 20 | 400 | 240 | 160
03.10. | 21 | 400 | 240 | 160
03.10. | 22 | 400 | 240 | 160
03.10. | 23 | 400 | 240 | 160
03.10. | 24 | 400 | 240 | 160
04.10. | 1 | 400 | 240 | 160
04.10. | 2 | 400 | 240 | 160
04.10. | 3 | 400 | 240 | 160
04.10. | 4 | 400 | 240 | 160
04.10. | 5 | 400 | 240 | 160
04.10. | 6 | 400 | 240 | 160
04.10. | 7 | 400 | 240 | 160
04.10. | 8 | 400 | 240 | 160
04.10. | 9 | 400 | 240 | 160
04.10. | 10 | 400 | 240 | 160
04.10. | 11 | 400 | 240 | 160
04.10. | 12 | 400 | 240 | 160
04.10. | 13 | 400 | 240 | 160
04.10. | 14 | 400 | 240 | 160
04.10. | 15 | 400 | 240 | 160
04.10. | 16 | 400 | 240 | 160
04.10. | 17 | 400 | 240 | 160
04.10. | 18 | 400 | 240 | 160
04.10. | 19 | 400 | 240 | 160
04.10. | 20 | 400 | 240 | 160
04.10. | 21 | 400 | 240 | 160
04.10. | 22 | 400 | 240 | 160
04.10. | 23 | 400 | 240 | 160
04.10. | 24 | 400 | 240 | 160
05.10. | 1 | 400 | 240 | 160
05.10. | 2 | 400 | 240 | 160
05.10. | 3 | 400 | 240 | 160
05.10. | 4 | 400 | 240 | 160
05.10. | 5 | 400 | 240 | 160
05.10. | 6 | 400 | 240 | 160
05.10. | 7 | 400 | 240 | 160
05.10. | 8 | 400 | 240 | 160
05.10. | 9 | 400 | 240 | 160
05.10. | 10 | 400 | 240 | 160
05.10. | 11 | 400 | 240 | 160
05.10. | 12 | 400 | 240 | 160
05.10. | 13 | 400 | 240 | 160
05.10. | 14 | 400 | 240 | 160
05.10. | 15 | 400 | 240 | 160
05.10. | 16 | 400 | 240 | 160
05.10. | 17 | 400 | 240 | 160
05.10. | 18 | 400 | 240 | 160
05.10. | 19 | 400 | 240 | 160
05.10. | 20 | 400 | 240 | 160
05.10. | 21 | 400 | 240 | 160
05.10. | 22 | 400 | 240 | 160
05.10. | 23 | 400 | 240 | 160
05.10. | 24 | 400 | 240 | 160
06.10. | 1 | 400 | 240 | 160
06.10. | 2 | 400 | 240 | 160
06.10. | 3 | 400 | 240 | 160
06.10. | 4 | 400 | 240 | 160
06.10. | 5 | 400 | 240 | 160
06.10. | 6 | 400 | 240 | 160
06.10. | 7 | 400 | 240 | 160
06.10. | 8 | 400 | 240 | 160
06.10. | 9 | 400 | 240 | 160
06.10. | 10 | 400 | 240 | 160
06.10. | 11 | 400 | 240 | 160
06.10. | 12 | 400 | 240 | 160
06.10. | 13 | 400 | 240 | 160
06.10. | 14 | 400 | 240 | 160
06.10. | 15 | 400 | 240 | 160
06.10. | 16 | 400 | 240 | 160
06.10. | 17 | 400 | 240 | 160
06.10. | 18 | 400 | 240 | 160
06.10. | 19 | 400 | 240 | 160
06.10. | 20 | 400 | 240 | 160
06.10. | 21 | 400 | 240 | 160
06.10. | 22 | 400 | 240 | 160
06.10. | 23 | 400 | 240 | 160
06.10. | 24 | 400 | 240 | 160
07.10. | 1 | 400 | 240 | 160
07.10. | 2 | 400 | 240 | 160
07.10. | 3 | 400 | 240 | 160
07.10. | 4 | 400 | 240 | 160
07.10. | 5 | 400 | 240 | 160
07.10. | 6 | 400 | 240 | 160
07.10. | 7 | 400 | 240 | 160
07.10. | 8 | 400 | 240 | 160
07.10. | 9 | 400 | 240 | 160
07.10. | 10 | 400 | 240 | 160
07.10. | 11 | 400 | 240 | 160
07.10. | 12 | 400 | 240 | 160
07.10. | 13 | 400 | 240 | 160
07.10. | 14 | 400 | 240 | 160
07.10. | 15 | 400 | 240 | 160
07.10. | 16 | 400 | 240 | 160
07.10. | 17 | 400 | 240 | 160
07.10. | 18 | 400 | 240 | 160
07.10. | 19 | 400 | 240 | 160
07.10. | 20 | 400 | 240 | 160
07.10. | 21 | 400 | 240 | 160
07.10. | 22 | 400 | 240 | 160
07.10. | 23 | 400 | 240 | 160
07.10. | 24 | 400 | 240 | 160
08.10. | 1 | 400 | 240 | 160
08.10. | 2 | 400 | 240 | 160
08.10. | 3 | 400 | 240 | 160
08.10. | 4 | 400 | 240 | 160
08.10. | 5 | 400 | 240 | 160
08.10. | 6 | 400 | 240 | 160
08.10. | 7 | 400 | 240 | 160
08.10. | 8 | 400 | 240 | 160
08.10. | 9 | 400 | 240 | 160
08.10. | 10 | 400 | 240 | 160
08.10. | 11 | 400 | 240 | 160
08.10. | 12 | 400 | 240 | 160
08.10. | 13 | 400 | 240 | 160
08.10. | 14 | 400 | 240 | 160
08.10. | 15 | 400 | 240 | 160
08.10. | 16 | 400 | 240 | 160
08.10. | 17 | 400 | 240 | 160
08.10. | 18 | 400 | 240 | 160
08.10. | 19 | 400 | 240 | 160
08.10. | 20 | 400 | 240 | 160
08.10. | 21 | 400 | 240 | 160
08.10. | 22 | 400 | 240 | 160
08.10. | 23 | 400 | 240 | 160
08.10. | 24 | 400 | 240 | 160
09.10. | 1 | 400 | 240 | 160
09.10. | 2 | 400 | 240 | 160
09.10. | 3 | 400 | 240 | 160
09.10. | 4 | 400 | 240 | 160
09.10. | 5 | 400 | 240 | 160
09.10. | 6 | 400 | 240 | 160
09.10. | 7 | 400 | 240 | 160
09.10. | 8 | 400 | 240 | 160
09.10. | 9 | 400 | 240 | 160
09.10. | 10 | 400 | 240 | 160
09.10. | 11 | 400 | 240 | 160
09.10. | 12 | 400 | 240 | 160
09.10. | 13 | 400 | 240 | 160
09.10. | 14 | 400 | 240 | 160
09.10. | 15 | 400 | 240 | 160
09.10. | 16 | 400 | 240 | 160
09.10. | 17 | 400 | 240 | 160
09.10. | 18 | 400 | 240 | 160
09.10. | 19 | 400 | 240 | 160
09.10. | 20 | 400 | 240 | 160
09.10. | 21 | 400 | 240 | 160
09.10. | 22 | 400 | 240 | 160
09.10. | 23 | 400 | 240 | 160
09.10. | 24 | 400 | 240 | 160
10.10. | 1 | 400 | 240 | 160
10.10. | 2 | 400 | 240 | 160
10.10. | 3 | 400 | 240 | 160
10.10. | 4 | 400 | 240 | 160
10.10. | 5 | 400 | 240 | 160
10.10. | 6 | 400 | 240 | 160
10.10. | 7 | 400 | 240 | 160
10.10. | 8 | 400 | 240 | 160
10.10. | 9 | 400 | 240 | 160
10.10. | 10 | 400 | 240 | 160
10.10. | 11 | 400 | 240 | 160
10.10. | 12 | 400 | 240 | 160
10.10. | 13 | 400 | 240 | 160
10.10. | 14 | 400 | 240 | 160
10.10. | 15 | 400 | 240 | 160
10.10. | 16 | 400 | 240 | 160
10.10. | 17 | 400 | 240 | 160
10.10. | 18 | 400 | 240 | 160
10.10. | 19 | 400 | 240 | 160
10.10. | 20 | 400 | 240 | 160
10.10. | 21 | 400 | 240 | 160
10.10. | 22 | 400 | 240 | 160
10.10. | 23 | 400 | 240 | 160
10.10. | 24 | 400 | 240 | 160
11.10. | 1 | 400 | 240 | 160
11.10. | 2 | 400 | 240 | 160
11.10. | 3 | 400 | 240 | 160
11.10. | 4 | 400 | 240 | 160
11.10. | 5 | 400 | 240 | 160
11.10. | 6 | 400 | 240 | 160
11.10. | 7 | 400 | 240 | 160
11.10. | 8 | 400 | 240 | 160
11.10. | 9 | 400 | 240 | 160
11.10. | 10 | 400 | 240 | 160
11.10. | 11 | 400 | 240 | 160
11.10. | 12 | 400 | 240 | 160
11.10. | 13 | 400 | 240 | 160
11.10. | 14 | 400 | 240 | 160
11.10. | 15 | 400 | 240 | 160
11.10. | 16 | 400 | 240 | 160
11.10. | 17 | 400 | 240 | 160
11.10. | 18 | 400 | 240 | 160
11.10. | 19 | 400 | 240 | 160
11.10. | 20 | 400 | 240 | 160
11.10. | 21 | 400 | 240 | 160
11.10. | 22 | 400 | 240 | 160
11.10. | 23 | 400 | 240 | 160
11.10. | 24 | 400 | 240 | 160
12.10. | 1 | 400 | 240 | 160
12.10. | 2 | 400 | 240 | 160
12.10. | 3 | 400 | 240 | 160
12.10. | 4 | 400 | 240 | 160
12.10. | 5 | 400 | 240 | 160
12.10. | 6 | 400 | 240 | 160
12.10. | 7 | 400 | 240 | 160
12.10. | 8 | 400 | 240 | 160
12.10. | 9 | 400 | 240 | 160
12.10. | 10 | 400 | 240 | 160
12.10. | 11 | 400 | 240 | 160
12.10. | 12 | 400 | 240 | 160
12.10. | 13 | 400 | 240 | 160
12.10. | 14 | 400 | 240 | 160
12.10. | 15 | 400 | 240 | 160
12.10. | 16 | 400 | 240 | 160
12.10. | 17 | 400 | 240 | 160
12.10. | 18 | 400 | 240 | 160
12.10. | 19 | 400 | 240 | 160
12.10. | 20 | 400 | 240 | 160
12.10. | 21 | 400 | 240 | 160
12.10. | 22 | 400 | 240 | 160
12.10. | 23 | 400 | 240 | 160
12.10. | 24 | 400 | 240 | 160
13.10. | 1 | 400 | 240 | 160
13.10. | 2 | 400 | 240 | 160
13.10. | 3 | 400 | 240 | 160
13.10. | 4 | 400 | 240 | 160
13.10. | 5 | 400 | 240 | 160
13.10. | 6 | 400 | 240 | 160
13.10. | 7 | 400 | 240 | 160
13.10. | 8 | 400 | 240 | 160
13.10. | 9 | 400 | 240 | 160
13.10. | 10 | 400 | 240 | 160
13.10. | 11 | 400 | 240 | 160
13.10. | 12 | 400 | 240 | 160
13.10. | 13 | 400 | 240 | 160
13.10. | 14 | 400 | 240 | 160
13.10. | 15 | 400 | 240 | 160
13.10. | 16 | 400 | 240 | 160
13.10. | 17 | 400 | 240 | 160
13.10. | 18 | 400 | 240 | 160
13.10. | 19 | 400 | 240 | 160
13.10. | 20 | 400 | 240 | 160
13.10. | 21 | 400 | 240 | 160
13.10. | 22 | 400 | 240 | 160
13.10. | 23 | 400 | 240 | 160
13.10. | 24 | 400 | 240 | 160
14.10. | 1 | 400 | 240 | 160
14.10. | 2 | 400 | 240 | 160
14.10. | 3 | 400 | 240 | 160
14.10. | 4 | 400 | 240 | 160
14.10. | 5 | 400 | 240 | 160
14.10. | 6 | 400 | 240 | 160
14.10. | 7 | 400 | 240 | 160
14.10. | 8 | 400 | 240 | 160
14.10. | 9 | 400 | 240 | 160
14.10. | 10 | 400 | 240 | 160
14.10. | 11 | 400 | 240 | 160
14.10. | 12 | 400 | 240 | 160
14.10. | 13 | 400 | 240 | 160
14.10. | 14 | 400 | 240 | 160
14.10. | 15 | 400 | 240 | 160
14.10. | 16 | 400 | 240 | 160
14.10. | 17 | 400 | 240 | 160
14.10. | 18 | 400 | 240 | 160
14.10. | 19 | 400 | 240 | 160
14.10. | 20 | 400 | 240 | 160
14.10. | 21 | 400 | 240 | 160
14.10. | 22 | 400 | 240 | 160
14.10. | 23 | 400 | 240 | 160
14.10. | 24 | 400 | 240 | 160
15.10. | 1 | 400 | 240 | 160
15.10. | 2 | 400 | 240 | 160
15.10. | 3 | 400 | 240 | 160
15.10. | 4 | 400 | 240 | 160
15.10. | 5 | 400 | 240 | 160
15.10. | 6 | 400 | 240 | 160
15.10. | 7 | 400 | 240 | 160
15.10. | 8 | 400 | 240 | 160
15.10. | 9 | 400 | 240 | 160
15.10. | 10 | 400 | 240 | 160
15.10. | 11 | 400 | 240 | 160
15.10. | 12 | 400 | 240 | 160
15.10. | 13 | 400 | 240 | 160
15.10. | 14 | 400 | 240 | 160
15.10. | 15 | 400 | 240 | 160
15.10. | 16 | 400 | 240 | 160
15.10. | 17 | 400 | 240 | 160
15.10. | 18 | 400 | 240 | 160
15.10. | 19 | 400 | 240 | 160
15.10. | 20 | 400 | 240 | 160
15.10. | 21 | 400 | 240 | 160
15.10. | 22 | 400 | 240 | 160
15.10. | 23 | 400 | 240 | 160
15.10. | 24 | 400 | 240 | 160
16.10. | 1 | 400 | 240 | 160
16.10. | 2 | 400 | 240 | 160
16.10. | 3 | 400 | 240 | 160
16.10. | 4 | 400 | 240 | 160
16.10. | 5 | 400 | 240 | 160
16.10. | 6 | 400 | 240 | 160
16.10. | 7 | 400 | 240 | 160
16.10. | 8 | 400 | 240 | 160
16.10. | 9 | 400 | 240 | 160
16.10. | 10 | 400 | 240 | 160
16.10. | 11 | 400 | 240 | 160
16.10. | 12 | 400 | 240 | 160
16.10. | 13 | 400 | 240 | 160
16.10. | 14 | 400 | 240 | 160
16.10. | 15 | 400 | 240 | 160
16.10. | 16 | 400 | 240 | 160
16.10. | 17 | 400 | 240 | 160
16.10. | 18 | 400 | 240 | 160
16.10. | 19 | 400 | 240 | 160
16.10. | 20 | 400 | 240 | 160
16.10. | 21 | 400 | 240 | 160
16.10. | 22 | 400 | 240 | 160
16.10. | 23 | 400 | 240 | 160
16.10. | 24 | 400 | 240 | 160
17.10. | 1 | 400 | 240 | 160
17.10. | 2 | 400 | 240 | 160
17.10. | 3 | 400 | 240 | 160
17.10. | 4 | 400 | 240 | 160
17.10. | 5 | 400 | 240 | 160
17.10. | 6 | 400 | 240 | 160
17.10. | 7 | 400 | 240 | 160
17.10. | 8 | 400 | 240 | 160
17.10. | 9 | 400 | 240 | 160
17.10. | 10 | 400 | 240 | 160
17.10. | 11 | 400 | 240 | 160
17.10. | 12 | 400 | 240 | 160
17.10. | 13 | 400 | 240 | 160
17.10. | 14 | 400 | 240 | 160
17.10. | 15 | 400 | 240 | 160
17.10. | 16 | 400 | 240 | 160
17.10. | 17 | 400 | 240 | 160
17.10. | 18 | 400 | 240 | 160
17.10. | 19 | 400 | 240 | 160
17.10. | 20 | 400 | 240 | 160
17.10. | 21 | 400 | 240 | 160
17.10. | 22 | 400 | 240 | 160
17.10. | 23 | 400 | 240 | 160
17.10. | 24 | 400 | 240 | 160
18.10. | 1 | 400 | 240 | 160
18.10. | 2 | 400 | 240 | 160
18.10. | 3 | 400 | 240 | 160
18.10. | 4 | 400 | 240 | 160
18.10. | 5 | 400 | 240 | 160
18.10. | 6 | 400 | 240 | 160
18.10. | 7 | 400 | 240 | 160
18.10. | 8 | 400 | 240 | 160
18.10. | 9 | 400 | 240 | 160
18.10. | 10 | 400 | 240 | 160
18.10. | 11 | 400 | 240 | 160
18.10. | 12 | 400 | 240 | 160
18.10. | 13 | 400 | 240 | 160
18.10. | 14 | 400 | 240 | 160
18.10. | 15 | 400 | 240 | 160
18.10. | 16 | 400 | 240 | 160
18.10. | 17 | 400 | 240 | 160
18.10. | 18 | 400 | 240 | 160
18.10. | 19 | 400 | 240 | 160
18.10. | 20 | 400 | 240 | 160
18.10. | 21 | 400 | 240 | 160
18.10. | 22 | 400 | 240 | 160
18.10. | 23 | 400 | 240 | 160
18.10. | 24 | 400 | 240 | 160
19.10. | 1 | 400 | 240 | 160
19.10. | 2 | 400 | 240 | 160
19.10. | 3 | 400 | 240 | 160
19.10. | 4 | 400 | 240 | 160
19.10. | 5 | 400 | 240 | 160
19.10. | 6 | 400 | 240 | 160
19.10. | 7 | 400 | 240 | 160
19.10. | 8 | 400 | 240 | 160
19.10. | 9 | 400 | 240 | 160
19.10. | 10 | 400 | 240 | 160
19.10. | 11 | 400 | 240 | 160
19.10. | 12 | 400 | 240 | 160
19.10. | 13 | 400 | 240 | 160
19.10. | 14 | 400 | 240 | 160
19.10. | 15 | 400 | 240 | 160
19.10. | 16 | 400 | 240 | 160
19.10. | 17 | 400 | 240 | 160
19.10. | 18 | 400 | 240 | 160
19.10. | 19 | 400 | 240 | 160
19.10. | 20 | 400 | 240 | 160
19.10. | 21 | 400 | 240 | 160
19.10. | 22 | 400 | 240 | 160
19.10. | 23 | 400 | 240 | 160
19.10. | 24 | 400 | 240 | 160
20.10. | 1 | 400 | 240 | 160
20.10. | 2 | 400 | 240 | 160
20.10. | 3 | 400 | 240 | 160
20.10. | 4 | 400 | 240 | 160
20.10. | 5 | 400 | 240 | 160
20.10. | 6 | 400 | 240 | 160
20.10. | 7 | 400 | 240 | 160
20.10. | 8 | 400 | 240 | 160
20.10. | 9 | 400 | 240 | 160
20.10. | 10 | 400 | 240 | 160
20.10. | 11 | 400 | 240 | 160
20.10. | 12 | 400 | 240 | 160
20.10. | 13 | 400 | 240 | 160
20.10. | 14 | 400 | 240 | 160
20.10. | 15 | 400 | 240 | 160
20.10. | 16 | 400 | 240 | 160
20.10. | 17 | 400 | 240 | 160
20.10. | 18 | 400 | 240 | 160
20.10. | 19 | 400 | 240 | 160
20.10. | 20 | 400 | 240 | 160
20.10. | 21 | 400 | 240 | 160
20.10. | 22 | 400 | 240 | 160
20.10. | 23 | 400 | 240 | 160
20.10. | 24 | 400 | 240 | 160
21.10. | 1 | 400 | 240 | 160
21.10. | 2 | 400 | 240 | 160
21.10. | 3 | 400 | 240 | 160
21.10. | 4 | 400 | 240 | 160
21.10. | 5 | 400 | 240 | 160
21.10. | 6 | 400 | 240 | 160
21.10. | 7 | 400 | 240 | 160
21.10. | 8 | 400 | 240 | 160
21.10. | 9 | 400 | 240 | 160
21.10. | 10 | 400 | 240 | 160
21.10. | 11 | 400 | 240 | 160
21.10. | 12 | 400 | 240 | 160
21.10. | 13 | 400 | 240 | 160
21.10. | 14 | 400 | 240 | 160
21.10. | 15 | 400 | 240 | 160
21.10. | 16 | 400 | 240 | 160
21.10. | 17 | 400 | 240 | 160
21.10. | 18 | 400 | 240 | 160
21.10. | 19 | 400 | 240 | 160
21.10. | 20 | 400 | 240 | 160
21.10. | 21 | 400 | 240 | 160
21.10. | 22 | 400 | 240 | 160
21.10. | 23 | 400 | 240 | 160
21.10. | 24 | 400 | 240 | 160
22.10. | 1 | 400 | 240 | 160
22.10. | 2 | 400 | 240 | 160
22.10. | 3 | 400 | 240 | 160
22.10. | 4 | 400 | 240 | 160
22.10. | 5 | 400 | 240 | 160
22.10. | 6 | 400 | 240 | 160
22.10. | 7 | 400 | 240 | 160
22.10. | 8 | 400 | 240 | 160
22.10. | 9 | 400 | 240 | 160
22.10. | 10 | 400 | 240 | 160
22.10. | 11 | 400 | 240 | 160
22.10. | 12 | 400 | 240 | 160
22.10. | 13 | 400 | 240 | 160
22.10. | 14 | 400 | 240 | 160
22.10. | 15 | 400 | 240 | 160
22.10. | 16 | 400 | 240 | 160
22.10. | 17 | 400 | 240 | 160
22.10. | 18 | 400 | 240 | 160
22.10. | 19 | 400 | 240 | 160
22.10. | 20 | 400 | 240 | 160
22.10. | 21 | 400 | 240 | 160
22.10. | 22 | 400 | 240 | 160
22.10. | 23 | 400 | 240 | 160
22.10. | 24 | 400 | 240 | 160
23.10. | 1 | 400 | 240 | 160
23.10. | 2 | 400 | 240 | 160
23.10. | 3 | 400 | 240 | 160
23.10. | 4 | 400 | 240 | 160
23.10. | 5 | 400 | 240 | 160
23.10. | 6 | 400 | 240 | 160
23.10. | 7 | 400 | 240 | 160
23.10. | 8 | 400 | 240 | 160
23.10. | 9 | 400 | 240 | 160
23.10. | 10 | 400 | 240 | 160
23.10. | 11 | 400 | 240 | 160
23.10. | 12 | 400 | 240 | 160
23.10. | 13 | 400 | 240 | 160
23.10. | 14 | 400 | 240 | 160
23.10. | 15 | 400 | 240 | 160
23.10. | 16 | 400 | 240 | 160
23.10. | 17 | 400 | 240 | 160
23.10. | 18 | 400 | 240 | 160
23.10. | 19 | 400 | 240 | 160
23.10. | 20 | 400 | 240 | 160
23.10. | 21 | 400 | 240 | 160
23.10. | 22 | 400 | 240 | 160
23.10. | 23 | 400 | 240 | 160
23.10. | 24 | 400 | 240 | 160
24.10. | 1 | 400 | 240 | 160
24.10. | 2 | 400 | 240 | 160
24.10. | 3 | 400 | 240 | 160
24.10. | 4 | 400 | 240 | 160
24.10. | 5 | 400 | 240 | 160
24.10. | 6 | 400 | 240 | 160
24.10. | 7 | 400 | 240 | 160
24.10. | 8 | 400 | 240 | 160
24.10. | 9 | 400 | 240 | 160
24.10. | 10 | 400 | 240 | 160
24.10. | 11 | 400 | 240 | 160
24.10. | 12 | 400 | 240 | 160
24.10. | 13 | 400 | 240 | 160
24.10. | 14 | 400 | 240 | 160
24.10. | 15 | 400 | 240 | 160
24.10. | 16 | 400 | 240 | 160
24.10. | 17 | 400 | 240 | 160
24.10. | 18 | 400 | 240 | 160
24.10. | 19 | 400 | 240 | 160
24.10. | 20 | 400 | 240 | 160
24.10. | 21 | 400 | 240 | 160
24.10. | 22 | 400 | 240 | 160
24.10. | 23 | 400 | 240 | 160
24.10. | 24 | 400 | 240 | 160
25.10. | 1 | 400 | 240 | 160
25.10. | 2 | 400 | 240 | 160
25.10. | 3 | 400 | 240 | 160
25.10. | 4 | 400 | 240 | 160
25.10. | 5 | 400 | 240 | 160
25.10. | 6 | 400 | 240 | 160
25.10. | 7 | 400 | 240 | 160
25.10. | 8 | 400 | 240 | 160
25.10. | 9 | 400 | 240 | 160
25.10. | 10 | 400 | 240 | 160
25.10. | 11 | 400 | 240 | 160
25.10. | 12 | 400 | 240 | 160
25.10. | 13 | 400 | 240 | 160
25.10. | 14 | 400 | 240 | 160
25.10. | 15 | 400 | 240 | 160
25.10. | 16 | 400 | 240 | 160
25.10. | 17 | 400 | 240 | 160
25.10. | 18 | 400 | 240 | 160
25.10. | 19 | 400 | 240 | 160
25.10. | 20 | 400 | 240 | 160
25.10. | 21 | 400 | 240 | 160
25.10. | 22 | 400 | 240 | 160
25.10. | 23 | 400 | 240 | 160
25.10. | 24 | 400 | 240 | 160
26.10. | 1 | 400 | 240 | 160
26.10. | 2 | 400 | 240 | 160
26.10. | 3 | 400 | 240 | 160
26.10. | 4 | 400 | 240 | 160
26.10. | 5 | 400 | 240 | 160
26.10. | 6 | 400 | 240 | 160
26.10. | 7 | 400 | 240 | 160
26.10. | 8 | 400 | 240 | 160
26.10. | 9 | 400 | 240 | 160
26.10. | 10 | 400 | 240 | 160
26.10. | 11 | 400 | 240 | 160
26.10. | 12 | 400 | 240 | 160
26.10. | 13 | 400 | 240 | 160
26.10. | 14 | 400 | 240 | 160
26.10. | 15 | 400 | 240 | 160
26.10. | 16 | 400 | 240 | 160
26.10. | 17 | 400 | 240 | 160
26.10. | 18 | 400 | 240 | 160
26.10. | 19 | 400 | 240 | 160
26.10. | 20 | 400 | 240 | 160
26.10. | 21 | 400 | 240 | 160
26.10. | 22 | 400 | 240 | 160
26.10. | 23 | 400 | 240 | 160
26.10. | 24 | 400 | 240 | 160
27.10. | 1 | 400 | 240 | 160
27.10. | 2 | 400 | 240 | 160
27.10. | 3 | 400 | 240 | 160
27.10. | 4 | 400 | 240 | 160
27.10. | 5 | 400 | 240 | 160
27.10. | 6 | 400 | 240 | 160
27.10. | 7 | 400 | 240 | 160
27.10. | 8 | 400 | 240 | 160
27.10. | 9 | 400 | 240 | 160
27.10. | 10 | 400 | 240 | 160
27.10. | 11 | 400 | 240 | 160
27.10. | 12 | 400 | 240 | 160
27.10. | 13 | 400 | 240 | 160
27.10. | 14 | 400 | 240 | 160
27.10. | 15 | 400 | 240 | 160
27.10. | 16 | 400 | 240 | 160
27.10. | 17 | 400 | 240 | 160
27.10. | 18 | 400 | 240 | 160
27.10. | 19 | 400 | 240 | 160
27.10. | 20 | 400 | 240 | 160
27.10. | 21 | 400 | 240 | 160
27.10. | 22 | 400 | 240 | 160
27.10. | 23 | 400 | 240 | 160
27.10. | 24 | 400 | 240 | 160
28.10. | 1 | 400 | 240 | 160
28.10. | 2 | 400 | 240 | 160
28.10. | 3 | 400 | 240 | 160
28.10. | 4 | 400 | 240 | 160
28.10. | 5 | 400 | 240 | 160
28.10. | 6 | 400 | 240 | 160
28.10. | 7 | 400 | 240 | 160
28.10. | 8 | 400 | 240 | 160
28.10. | 9 | 400 | 240 | 160
28.10. | 10 | 400 | 240 | 160
28.10. | 11 | 400 | 240 | 160
28.10. | 12 | 400 | 240 | 160
28.10. | 13 | 400 | 240 | 160
28.10. | 14 | 400 | 240 | 160
28.10. | 15 | 400 | 240 | 160
28.10. | 16 | 400 | 240 | 160
28.10. | 17 | 400 | 240 | 160
28.10. | 18 | 400 | 240 | 160
28.10. | 19 | 400 | 240 | 160
28.10. | 20 | 400 | 240 | 160
28.10. | 21 | 400 | 240 | 160
28.10. | 22 | 400 | 240 | 160
28.10. | 23 | 400 | 240 | 160
28.10. | 24 | 400 | 240 | 160
29.10. | 1 | 400 | 240 | 160
29.10. | 2 | 400 | 240 | 160
29.10. | 3 | 400 | 240 | 160
29.10. | 4 | 400 | 240 | 160
29.10. | 5 | 400 | 240 | 160
29.10. | 6 | 400 | 240 | 160
29.10. | 7 | 400 | 240 | 160
29.10. | 8 | 400 | 240 | 160
29.10. | 9 | 400 | 240 | 160
29.10. | 10 | 400 | 240 | 160
29.10. | 11 | 400 | 240 | 160
29.10. | 12 | 400 | 240 | 160
29.10. | 13 | 400 | 240 | 160
29.10. | 14 | 400 | 240 | 160
29.10. | 15 | 400 | 240 | 160
29.10. | 16 | 400 | 240 | 160
29.10. | 17 | 400 | 240 | 160
29.10. | 18 | 400 | 240 | 160
29.10. | 19 | 400 | 240 | 160
29.10. | 20 | 400 | 240 | 160
29.10. | 21 | 400 | 240 | 160
29.10. | 22 | 400 | 240 | 160
29.10. | 23 | 400 | 240 | 160
29.10. | 24 | 400 | 240 | 160
30.10. | 1 | 400 | 240 | 160
30.10. | 2 | 400 | 240 | 160
30.10. | 3 | 400 | 240 | 160
30.10. | 4 | 400 | 240 | 160
30.10. | 5 | 400 | 240 | 160
30.10. | 6 | 400 | 240 | 160
30.10. | 7 | 400 | 240 | 160
30.10. | 8 | 400 | 240 | 160
30.10. | 9 | 400 | 240 | 160
30.10. | 10 | 400 | 240 | 160
30.10. | 11 | 400 | 240 | 160
30.10. | 12 | 400 | 240 | 160
30.10. | 13 | 400 | 240 | 160
30.10. | 14 | 400 | 240 | 160
30.10. | 15 | 400 | 240 | 160
30.10. | 16 | 400 | 240 | 160
30.10. | 17 | 400 | 240 | 160
30.10. | 18 | 400 | 240 | 160
30.10. | 19 | 400 | 240 | 160
30.10. | 20 | 400 | 240 | 160
30.10. | 21 | 400 | 240 | 160
30.10. | 22 | 400 | 240 | 160
30.10. | 23 | 400 | 240 | 160
30.10. | 24 | 400 | 240 | 160
31.10. | 1 | 400 | 240 | 160
31.10. | 2 | 400 | 240 | 160
31.10. | 3 | 400 | 240 | 160
31.10. | 4 | 400 | 240 | 160
31.10. | 5 | 400 | 240 | 160
31.10. | 6 | 400 | 240 | 160
31.10. | 7 | 400 | 240 | 160
31.10. | 8 | 400 | 240 | 160
31.10. | 9 | 400 | 240 | 160
31.10. | 10 | 400 | 240 | 160
31.10. | 11 | 400 | 240 | 160
31.10. | 12 | 400 | 240 | 160
31.10. | 13 | 400 | 240 | 160
31.10. | 14 | 400 | 240 | 160
31.10. | 15 | 400 | 240 | 160
31.10. | 16 | 400 | 240 | 160
31.10. | 17 | 400 | 240 | 160
31.10. | 18 | 400 | 240 | 160
31.10. | 19 | 400 | 240 | 160
31.10. | 20 | 400 | 240 | 160
31.10. | 21 | 400 | 240 | 160
31.10. | 22 | 400 | 240 | 160
31.10. | 23 | 400 | 240 | 160
31.10. | 24 | 400 | 240 | 160
01.11. | 1 | 400 | 240 | 160
01.11. | 2 | 400 | 240 | 160
01.11. | 3 | 400 | 240 | 160
01.11. | 4 | 400 | 240 | 160
01.11. | 5 | 400 | 240 | 160
01.11. | 6 | 400 | 240 | 160
01.11. | 7 | 400 | 240 | 160
01.11. | 8 | 400 | 240 | 160
01.11. | 9 | 400 | 240 | 160
01.11. | 10 | 400 | 240 | 160
01.11. | 11 | 400 | 240 | 160
01.11. | 12 | 400 | 240 | 160
01.11. | 13 | 400 | 240 | 160
01.11. | 14 | 400 | 240 | 160
01.11. | 15 | 400 | 240 | 160
01.11. | 16 | 400 | 240 | 160
01.11. | 17 | 400 | 240 | 160
01.11. | 18 | 400 | 240 | 160
01.11. | 19 | 400 | 240 | 160
01.11. | 20 | 400 | 240 | 160
01.11. | 21 | 400 | 240 | 160
01.11. | 22 | 400 | 240 | 160
01.11. | 23 | 400 | 240 | 160
01.11. | 24 | 400 | 240 | 160
02.11. | 1 | 400 | 240 | 160
02.11. | 2 | 400 | 240 | 160
02.11. | 3 | 400 | 240 | 160
02.11. | 4 | 400 | 240 | 160
02.11. | 5 | 400 | 240 | 160
02.11. | 6 | 400 | 240 | 160
02.11. | 7 | 400 | 240 | 160
02.11. | 8 | 400 | 240 | 160
02.11. | 9 | 400 | 240 | 160
02.11. | 10 | 400 | 240 | 160
02.11. | 11 | 400 | 240 | 160
02.11. | 12 | 400 | 240 | 160
02.11. | 13 | 400 | 240 | 160
02.11. | 14 | 400 | 240 | 160
02.11. | 15 | 400 | 240 | 160
02.11. | 16 | 400 | 240 | 160
02.11. | 17 | 400 | 240 | 160
02.11. | 18 | 400 | 240 | 160
02.11. | 19 | 400 | 240 | 160
02.11. | 20 | 400 | 240 | 160
02.11. | 21 | 400 | 240 | 160
02.11. | 22 | 400 | 240 | 160
02.11. | 23 | 400 | 240 | 160
02.11. | 24 | 400 | 240 | 160
03.11. | 1 | 400 | 240 | 160
03.11. | 2 | 400 | 240 | 160
03.11. | 3 | 400 | 240 | 160
03.11. | 4 | 400 | 240 | 160
03.11. | 5 | 400 | 240 | 160
03.11. | 6 | 400 | 240 | 160
03.11. | 7 | 400 | 240 | 160
03.11. | 8 | 400 | 240 | 160
03.11. | 9 | 400 | 240 | 160
03.11. | 10 | 400 | 240 | 160
03.11. | 11 | 400 | 240 | 160
03.11. | 12 | 400 | 240 | 160
03.11. | 13 | 400 | 240 | 160
03.11. | 14 | 400 | 240 | 160
03.11. | 15 | 400 | 240 | 160
03.11. | 16 | 400 | 240 | 160
03.11. | 17 | 400 | 240 | 160
03.11. | 18 | 400 | 240 | 160
03.11. | 19 | 400 | 240 | 160
03.11. | 20 | 400 | 240 | 160
03.11. | 21 | 400 | 240 | 160
03.11. | 22 | 400 | 240 | 160
03.11. | 23 | 400 | 240 | 160
03.11. | 24 | 400 | 240 | 160
04.11. | 1 | 400 | 240 | 160
04.11. | 2 | 400 | 240 | 160
04.11. | 3 | 400 | 240 | 160
04.11. | 4 | 400 | 240 | 160
04.11. | 5 | 400 | 240 | 160
04.11. | 6 | 400 | 240 | 160
04.11. | 7 | 400 | 240 | 160
04.11. | 8 | 400 | 240 | 160
04.11. | 9 | 400 | 240 | 160
04.11. | 10 | 400 | 240 | 160
04.11. | 11 | 400 | 240 | 160
04.11. | 12 | 400 | 240 | 160
04.11. | 13 | 400 | 240 | 160
04.11. | 14 | 400 | 240 | 160
04.11. | 15 | 400 | 240 | 160
04.11. | 16 | 400 | 240 | 160
04.11. | 17 | 400 | 240 | 160
04.11. | 18 | 400 | 240 | 160
04.11. | 19 | 400 | 240 | 160
04.11. | 20 | 400 | 240 | 160
04.11. | 21 | 400 | 240 | 160
04.11. | 22 | 400 | 240 | 160
04.11. | 23 | 400 | 240 | 160
04.11. | 24 | 400 | 240 | 160
05.11. | 1 | 400 | 240 | 160
05.11. | 2 | 400 | 240 | 160
05.11. | 3 | 400 | 240 | 160
05.11. | 4 | 400 | 240 | 160
05.11. | 5 | 400 | 240 | 160
05.11. | 6 | 400 | 240 | 160
05.11. | 7 | 400 | 240 | 160
05.11. | 8 | 400 | 240 | 160
05.11. | 9 | 400 | 240 | 160
05.11. | 10 | 400 | 240 | 160
05.11. | 11 | 400 | 240 | 160
05.11. | 12 | 400 | 240 | 160
05.11. | 13 | 400 | 240 | 160
05.11. | 14 | 400 | 240 | 160
05.11. | 15 | 400 | 240 | 160
05.11. | 16 | 400 | 240 | 160
05.11. | 17 | 400 | 240 | 160
05.11. | 18 | 400 | 240 | 160
05.11. | 19 | 400 | 240 | 160
05.11. | 20 | 400 | 240 | 160
05.11. | 21 | 400 | 240 | 160
05.11. | 22 | 400 | 240 | 160
05.11. | 23 | 400 | 240 | 160
05.11. | 24 | 400 | 240 | 160
06.11. | 1 | 400 | 240 | 160
06.11. | 2 | 400 | 240 | 160
06.11. | 3 | 400 | 240 | 160
06.11. | 4 | 400 | 240 | 160
06.11. | 5 | 400 | 240 | 160
06.11. | 6 | 400 | 240 | 160
06.11. | 7 | 400 | 240 | 160
06.11. | 8 | 400 | 240 | 160
06.11. | 9 | 400 | 240 | 160
06.11. | 10 | 400 | 240 | 160
06.11. | 11 | 400 | 240 | 160
06.11. | 12 | 400 | 240 | 160
06.11. | 13 | 400 | 240 | 160
06.11. | 14 | 400 | 240 | 160
06.11. | 15 | 400 | 240 | 160
06.11. | 16 | 400 | 240 | 160
06.11. | 17 | 400 | 240 | 160
06.11. | 18 | 400 | 240 | 160
06.11. | 19 | 400 | 240 | 160
06.11. | 20 | 400 | 240 | 160
06.11. | 21 | 400 | 240 | 160
06.11. | 22 | 400 | 240 | 160
06.11. | 23 | 400 | 240 | 160
06.11. | 24 | 400 | 240 | 160
07.11. | 1 | 400 | 240 | 160
07.11. | 2 | 400 | 240 | 160
07.11. | 3 | 400 | 240 | 160
07.11. | 4 | 400 | 240 | 160
07.11. | 5 | 400 | 240 | 160
07.11. | 6 | 400 | 240 | 160
07.11. | 7 | 400 | 240 | 160
07.11. | 8 | 400 | 240 | 160
07.11. | 9 | 400 | 240 | 160
07.11. | 10 | 400 | 240 | 160
07.11. | 11 | 400 | 240 | 160
07.11. | 12 | 400 | 240 | 160
07.11. | 13 | 400 | 240 | 160
07.11. | 14 | 400 | 240 | 160
07.11. | 15 | 400 | 240 | 160
07.11. | 16 | 400 | 240 | 160
07.11. | 17 | 400 | 240 | 160
07.11. | 18 | 400 | 240 | 160
07.11. | 19 | 400 | 240 | 160
07.11. | 20 | 400 | 240 | 160
07.11. | 21 | 400 | 240 | 160
07.11. | 22 | 400 | 240 | 160
07.11. | 23 | 400 | 240 | 160
07.11. | 24 | 400 | 240 | 160
08.11. | 1 | 400 | 240 | 160
08.11. | 2 | 400 | 240 | 160
08.11. | 3 | 400 | 240 | 160
08.11. | 4 | 400 | 240 | 160
08.11. | 5 | 400 | 240 | 160
08.11. | 6 | 400 | 240 | 160
08.11. | 7 | 400 | 240 | 160
08.11. | 8 | 400 | 240 | 160
08.11. | 9 | 400 | 240 | 160
08.11. | 10 | 400 | 240 | 160
08.11. | 11 | 400 | 240 | 160
08.11. | 12 | 400 | 240 | 160
08.11. | 13 | 400 | 240 | 160
08.11. | 14 | 400 | 240 | 160
08.11. | 15 | 400 | 240 | 160
08.11. | 16 | 400 | 240 | 160
08.11. | 17 | 400 | 240 | 160
08.11. | 18 | 400 | 240 | 160
08.11. | 19 | 400 | 240 | 160
08.11. | 20 | 400 | 240 | 160
08.11. | 21 | 400 | 240 | 160
08.11. | 22 | 400 | 240 | 160
08.11. | 23 | 400 | 240 | 160
08.11. | 24 | 400 | 240 | 160
09.11. | 1 | 400 | 240 | 160
09.11. | 2 | 400 | 240 | 160
09.11. | 3 | 400 | 240 | 160
09.11. | 4 | 400 | 240 | 160
09.11. | 5 | 400 | 240 | 160
09.11. | 6 | 400 | 240 | 160
09.11. | 7 | 400 | 240 | 160
09.11. | 8 | 400 | 240 | 160
09.11. | 9 | 400 | 240 | 160
09.11. | 10 | 400 | 240 | 160
09.11. | 11 | 400 | 240 | 160
09.11. | 12 | 400 | 240 | 160
09.11. | 13 | 400 | 240 | 160
09.11. | 14 | 400 | 240 | 160
09.11. | 15 | 400 | 240 | 160
09.11. | 16 | 400 | 240 | 160
09.11. | 17 | 400 | 240 | 160
09.11. | 18 | 400 | 240 | 160
09.11. | 19 | 400 | 240 | 160
09.11. | 20 | 400 | 240 | 160
09.11. | 21 | 400 | 240 | 160
09.11. | 22 | 400 | 240 | 160
09.11. | 23 | 400 | 240 | 160
09.11. | 24 | 400 | 240 | 160
10.11. | 1 | 400 | 240 | 160
10.11. | 2 | 400 | 240 | 160
10.11. | 3 | 400 | 240 | 160
10.11. | 4 | 400 | 240 | 160
10.11. | 5 | 400 | 240 | 160
10.11. | 6 | 400 | 240 | 160
10.11. | 7 | 400 | 240 | 160
10.11. | 8 | 400 | 240 | 160
10.11. | 9 | 400 | 240 | 160
10.11. | 10 | 400 | 240 | 160
10.11. | 11 | 400 | 240 | 160
10.11. | 12 | 400 | 240 | 160
10.11. | 13 | 400 | 240 | 160
10.11. | 14 | 400 | 240 | 160
10.11. | 15 | 400 | 240 | 160
10.11. | 16 | 400 | 240 | 160
10.11. | 17 | 400 | 240 | 160
10.11. | 18 | 400 | 240 | 160
10.11. | 19 | 400 | 240 | 160
10.11. | 20 | 400 | 240 | 160
10.11. | 21 | 400 | 240 | 160
10.11. | 22 | 400 | 240 | 160
10.11. | 23 | 400 | 240 | 160
10.11. | 24 | 400 | 240 | 160
11.11. | 1 | 400 | 240 | 160
11.11. | 2 | 400 | 240 | 160
11.11. | 3 | 400 | 240 | 160
11.11. | 4 | 400 | 240 | 160
11.11. | 5 | 400 | 240 | 160
11.11. | 6 | 400 | 240 | 160
11.11. | 7 | 400 | 240 | 160
11.11. | 8 | 400 | 240 | 160
11.11. | 9 | 400 | 240 | 160
11.11. | 10 | 400 | 240 | 160
11.11. | 11 | 400 | 240 | 160
11.11. | 12 | 400 | 240 | 160
11.11. | 13 | 400 | 240 | 160
11.11. | 14 | 400 | 240 | 160
11.11. | 15 | 400 | 240 | 160
11.11. | 16 | 400 | 240 | 160
11.11. | 17 | 400 | 240 | 160
11.11. | 18 | 400 | 240 | 160
11.11. | 19 | 400 | 240 | 160
11.11. | 20 | 400 | 240 | 160
11.11. | 21 | 400 | 240 | 160
11.11. | 22 | 400 | 240 | 160
11.11. | 23 | 400 | 240 | 160
11.11. | 24 | 400 | 240 | 160
12.11. | 1 | 400 | 240 | 160
12.11. | 2 | 400 | 240 | 160
12.11. | 3 | 400 | 240 | 160
12.11. | 4 | 400 | 240 | 160
12.11. | 5 | 400 | 240 | 160
12.11. | 6 | 400 | 240 | 160
12.11. | 7 | 400 | 240 | 160
12.11. | 8 | 400 | 240 | 160
12.11. | 9 | 400 | 240 | 160
12.11. | 10 | 400 | 240 | 160
12.11. | 11 | 400 | 240 | 160
12.11. | 12 | 400 | 240 | 160
12.11. | 13 | 400 | 240 | 160
12.11. | 14 | 400 | 240 | 160
12.11. | 15 | 400 | 240 | 160
12.11. | 16 | 400 | 240 | 160
12.11. | 17 | 400 | 240 | 160
12.11. | 18 | 400 | 240 | 160
12.11. | 19 | 400 | 240 | 160
12.11. | 20 | 400 | 240 | 160
12.11. | 21 | 400 | 240 | 160
12.11. | 22 | 400 | 240 | 160
12.11. | 23 | 400 | 240 | 160
12.11. | 24 | 400 | 240 | 160
13.11. | 1 | 400 | 240 | 160
13.11. | 2 | 400 | 240 | 160
13.11. | 3 | 400 | 240 | 160
13.11. | 4 | 400 | 240 | 160
13.11. | 5 | 400 | 240 | 160
13.11. | 6 | 400 | 240 | 160
13.11. | 7 | 400 | 240 | 160
13.11. | 8 | 400 | 240 | 160
13.11. | 9 | 400 | 240 | 160
13.11. | 10 | 400 | 240 | 160
13.11. | 11 | 400 | 240 | 160
13.11. | 12 | 400 | 240 | 160
13.11. | 13 | 400 | 240 | 160
13.11. | 14 | 400 | 240 | 160
13.11. | 15 | 400 | 240 | 160
13.11. | 16 | 400 | 240 | 160
13.11. | 17 | 400 | 240 | 160
13.11. | 18 | 400 | 240 | 160
13.11. | 19 | 400 | 240 | 160
13.11. | 20 | 400 | 240 | 160
13.11. | 21 | 400 | 240 | 160
13.11. | 22 | 400 | 240 | 160
13.11. | 23 | 400 | 240 | 160
13.11. | 24 | 400 | 240 | 160
14.11. | 1 | 400 | 240 | 160
14.11. | 2 | 400 | 240 | 160
14.11. | 3 | 400 | 240 | 160
14.11. | 4 | 400 | 240 | 160
14.11. | 5 | 400 | 240 | 160
14.11. | 6 | 400 | 240 | 160
14.11. | 7 | 400 | 240 | 160
14.11. | 8 | 400 | 240 | 160
14.11. | 9 | 400 | 240 | 160
14.11. | 10 | 400 | 240 | 160
14.11. | 11 | 400 | 240 | 160
14.11. | 12 | 400 | 240 | 160
14.11. | 13 | 400 | 240 | 160
14.11. | 14 | 400 | 240 | 160
14.11. | 15 | 400 | 240 | 160
14.11. | 16 | 400 | 240 | 160
14.11. | 17 | 400 | 240 | 160
14.11. | 18 | 400 | 240 | 160
14.11. | 19 | 400 | 240 | 160
14.11. | 20 | 400 | 240 | 160
14.11. | 21 | 400 | 240 | 160
14.11. | 22 | 400 | 240 | 160
14.11. | 23 | 400 | 240 | 160
14.11. | 24 | 400 | 240 | 160
15.11. | 1 | 400 | 240 | 160
15.11. | 2 | 400 | 240 | 160
15.11. | 3 | 400 | 240 | 160
15.11. | 4 | 400 | 240 | 160
15.11. | 5 | 400 | 240 | 160
15.11. | 6 | 400 | 240 | 160
15.11. | 7 | 400 | 240 | 160
15.11. | 8 | 400 | 240 | 160
15.11. | 9 | 400 | 240 | 160
15.11. | 10 | 400 | 240 | 160
15.11. | 11 | 400 | 240 | 160
15.11. | 12 | 400 | 240 | 160
15.11. | 13 | 400 | 240 | 160
15.11. | 14 | 400 | 240 | 160
15.11. | 15 | 400 | 240 | 160
15.11. | 16 | 400 | 240 | 160
15.11. | 17 | 400 | 240 | 160
15.11. | 18 | 400 | 240 | 160
15.11. | 19 | 400 | 240 | 160
15.11. | 20 | 400 | 240 | 160
15.11. | 21 | 400 | 240 | 160
15.11. | 22 | 400 | 240 | 160
15.11. | 23 | 400 | 240 | 160
15.11. | 24 | 400 | 240 | 160
16.11. | 1 | 400 | 240 | 160
16.11. | 2 | 400 | 240 | 160
16.11. | 3 | 400 | 240 | 160
16.11. | 4 | 400 | 240 | 160
16.11. | 5 | 400 | 240 | 160
16.11. | 6 | 400 | 240 | 160
16.11. | 7 | 400 | 240 | 160
16.11. | 8 | 400 | 240 | 160
16.11. | 9 | 400 | 240 | 160
16.11. | 10 | 400 | 240 | 160
16.11. | 11 | 400 | 240 | 160
16.11. | 12 | 400 | 240 | 160
16.11. | 13 | 400 | 240 | 160
16.11. | 14 | 400 | 240 | 160
16.11. | 15 | 400 | 240 | 160
16.11. | 16 | 400 | 240 | 160
16.11. | 17 | 400 | 240 | 160
16.11. | 18 | 400 | 240 | 160
16.11. | 19 | 400 | 240 | 160
16.11. | 20 | 400 | 240 | 160
16.11. | 21 | 400 | 240 | 160
16.11. | 22 | 400 | 240 | 160
16.11. | 23 | 400 | 240 | 160
16.11. | 24 | 400 | 240 | 160
17.11. | 1 | 400 | 240 | 160
17.11. | 2 | 400 | 240 | 160
17.11. | 3 | 400 | 240 | 160
17.11. | 4 | 400 | 240 | 160
17.11. | 5 | 400 | 240 | 160
17.11. | 6 | 400 | 240 | 160
17.11. | 7 | 400 | 240 | 160
17.11. | 8 | 400 | 240 | 160
17.11. | 9 | 400 | 240 | 160
17.11. | 10 | 400 | 240 | 160
17.11. | 11 | 400 | 240 | 160
17.11. | 12 | 400 | 240 | 160
17.11. | 13 | 400 | 240 | 160
17.11. | 14 | 400 | 240 | 160
17.11. | 15 | 400 | 240 | 160
17.11. | 16 | 400 | 240 | 160
17.11. | 17 | 400 | 240 | 160
17.11. | 18 | 400 | 240 | 160
17.11. | 19 | 400 | 240 | 160
17.11. | 20 | 400 | 240 | 160
17.11. | 21 | 400 | 240 | 160
17.11. | 22 | 400 | 240 | 160
17.11. | 23 | 400 | 240 | 160
17.11. | 24 | 400 | 240 | 160
18.11. | 1 | 400 | 240 | 160
18.11. | 2 | 400 | 240 | 160
18.11. | 3 | 400 | 240 | 160
18.11. | 4 | 400 | 240 | 160
18.11. | 5 | 400 | 240 | 160
18.11. | 6 | 400 | 240 | 160
18.11. | 7 | 400 | 240 | 160
18.11. | 8 | 400 | 240 | 160
18.11. | 9 | 400 | 240 | 160
18.11. | 10 | 400 | 240 | 160
18.11. | 11 | 400 | 240 | 160
18.11. | 12 | 400 | 240 | 160
18.11. | 13 | 400 | 240 | 160
18.11. | 14 | 400 | 240 | 160
18.11. | 15 | 400 | 240 | 160
18.11. | 16 | 400 | 240 | 160
18.11. | 17 | 400 | 240 | 160
18.11. | 18 | 400 | 240 | 160
18.11. | 19 | 400 | 240 | 160
18.11. | 20 | 400 | 240 | 160
18.11. | 21 | 400 | 240 | 160
18.11. | 22 | 400 | 240 | 160
18.11. | 23 | 400 | 240 | 160
18.11. | 24 | 400 | 240 | 160
19.11. | 1 | 400 | 240 | 160
19.11. | 2 | 400 | 240 | 160
19.11. | 3 | 400 | 240 | 160
19.11. | 4 | 400 | 240 | 160
19.11. | 5 | 400 | 240 | 160
19.11. | 6 | 400 | 240 | 160
19.11. | 7 | 400 | 240 | 160
19.11. | 8 | 400 | 240 | 160
19.11. | 9 | 400 | 240 | 160
19.11. | 10 | 400 | 240 | 160
19.11. | 11 | 400 | 240 | 160
19.11. | 12 | 400 | 240 | 160
19.11. | 13 | 400 | 240 | 160
19.11. | 14 | 400 | 240 | 160
19.11. | 15 | 400 | 240 | 160
19.11. | 16 | 400 | 240 | 160
19.11. | 17 | 400 | 240 | 160
19.11. | 18 | 400 | 240 | 160
19.11. | 19 | 400 | 240 | 160
19.11. | 20 | 400 | 240 | 160
19.11. | 21 | 400 | 240 | 160
19.11. | 22 | 400 | 240 | 160
19.11. | 23 | 400 | 240 | 160
19.11. | 24 | 400 | 240 | 160
20.11. | 1 | 400 | 240 | 160
20.11. | 2 | 400 | 240 | 160
20.11. | 3 | 400 | 240 | 160
20.11. | 4 | 400 | 240 | 160
20.11. | 5 | 400 | 240 | 160
20.11. | 6 | 400 | 240 | 160
20.11. | 7 | 400 | 240 | 160
20.11. | 8 | 400 | 240 | 160
20.11. | 9 | 400 | 240 | 160
20.11. | 10 | 400 | 240 | 160
20.11. | 11 | 400 | 240 | 160
20.11. | 12 | 400 | 240 | 160
20.11. | 13 | 400 | 240 | 160
20.11. | 14 | 400 | 240 | 160
20.11. | 15 | 400 | 240 | 160
20.11. | 16 | 400 | 240 | 160
20.11. | 17 | 400 | 240 | 160
20.11. | 18 | 400 | 240 | 160
20.11. | 19 | 400 | 240 | 160
20.11. | 20 | 400 | 240 | 160
20.11. | 21 | 400 | 240 | 160
20.11. | 22 | 400 | 240 | 160
20.11. | 23 | 400 | 240 | 160
20.11. | 24 | 400 | 240 | 160
21.11. | 1 | 400 | 240 | 160
21.11. | 2 | 400 | 240 | 160
21.11. | 3 | 400 | 240 | 160
21.11. | 4 | 400 | 240 | 160
21.11. | 5 | 400 | 240 | 160
21.11. | 6 | 400 | 240 | 160
21.11. | 7 | 400 | 240 | 160
21.11. | 8 | 400 | 240 | 160
21.11. | 9 | 400 | 240 | 160
21.11. | 10 | 400 | 240 | 160
21.11. | 11 | 400 | 240 | 160
21.11. | 12 | 400 | 240 | 160
21.11. | 13 | 400 | 240 | 160
21.11. | 14 | 400 | 240 | 160
21.11. | 15 | 400 | 240 | 160
21.11. | 16 | 400 | 240 | 160
21.11. | 17 | 400 | 240 | 160
21.11. | 18 | 400 | 240 | 160
21.11. | 19 | 400 | 240 | 160
21.11. | 20 | 400 | 240 | 160
21.11. | 21 | 400 | 240 | 160
21.11. | 22 | 400 | 240 | 160
21.11. | 23 | 400 | 240 | 160
21.11. | 24 | 400 | 240 | 160
22.11. | 1 | 400 | 240 | 160
22.11. | 2 | 400 | 240 | 160
22.11. | 3 | 400 | 240 | 160
22.11. | 4 | 400 | 240 | 160
22.11. | 5 | 400 | 240 | 160
22.11. | 6 | 400 | 240 | 160
22.11. | 7 | 400 | 240 | 160
22.11. | 8 | 400 | 240 | 160
22.11. | 9 | 400 | 240 | 160
22.11. | 10 | 400 | 240 | 160
22.11. | 11 | 400 | 240 | 160
22.11. | 12 | 400 | 240 | 160
22.11. | 13 | 400 | 240 | 160
22.11. | 14 | 400 | 240 | 160
22.11. | 15 | 400 | 240 | 160
22.11. | 16 | 400 | 240 | 160
22.11. | 17 | 400 | 240 | 160
22.11. | 18 | 400 | 240 | 160
22.11. | 19 | 400 | 240 | 160
22.11. | 20 | 400 | 240 | 160
22.11. | 21 | 400 | 240 | 160
22.11. | 22 | 400 | 240 | 160
22.11. | 23 | 400 | 240 | 160
22.11. | 24 | 400 | 240 | 160
23.11. | 1 | 400 | 240 | 160
23.11. | 2 | 400 | 240 | 160
23.11. | 3 | 400 | 240 | 160
23.11. | 4 | 400 | 240 | 160
23.11. | 5 | 400 | 240 | 160
23.11. | 6 | 400 | 240 | 160
23.11. | 7 | 400 | 240 | 160
23.11. | 8 | 400 | 240 | 160
23.11. | 9 | 400 | 240 | 160
23.11. | 10 | 400 | 240 | 160
23.11. | 11 | 400 | 240 | 160
23.11. | 12 | 400 | 240 | 160
23.11. | 13 | 400 | 240 | 160
23.11. | 14 | 400 | 240 | 160
23.11. | 15 | 400 | 240 | 160
23.11. | 16 | 400 | 240 | 160
23.11. | 17 | 400 | 240 | 160
23.11. | 18 | 400 | 240 | 160
23.11. | 19 | 400 | 240 | 160
23.11. | 20 | 400 | 240 | 160
23.11. | 21 | 400 | 240 | 160
23.11. | 22 | 400 | 240 | 160
23.11. | 23 | 400 | 240 | 160
23.11. | 24 | 400 | 240 | 160
24.11. | 1 | 400 | 240 | 160
24.11. | 2 | 400 | 240 | 160
24.11. | 3 | 400 | 240 | 160
24.11. | 4 | 400 | 240 | 160
24.11. | 5 | 400 | 240 | 160
24.11. | 6 | 400 | 240 | 160
24.11. | 7 | 400 | 240 | 160
24.11. | 8 | 400 | 240 | 160
24.11. | 9 | 400 | 240 | 160
24.11. | 10 | 400 | 240 | 160
24.11. | 11 | 400 | 240 | 160
24.11. | 12 | 400 | 240 | 160
24.11. | 13 | 400 | 240 | 160
24.11. | 14 | 400 | 240 | 160
24.11. | 15 | 400 | 240 | 160
24.11. | 16 | 400 | 240 | 160
24.11. | 17 | 400 | 240 | 160
24.11. | 18 | 400 | 240 | 160
24.11. | 19 | 400 | 240 | 160
24.11. | 20 | 400 | 240 | 160
24.11. | 21 | 400 | 240 | 160
24.11. | 22 | 400 | 240 | 160
24.11. | 23 | 400 | 240 | 160
24.11. | 24 | 400 | 240 | 160
25.11. | 1 | 400 | 240 | 160
25.11. | 2 | 400 | 240 | 160
25.11. | 3 | 400 | 240 | 160
25.11. | 4 | 400 | 240 | 160
25.11. | 5 | 400 | 240 | 160
25.11. | 6 | 400 | 240 | 160
25.11. | 7 | 400 | 240 | 160
25.11. | 8 | 400 | 240 | 160
25.11. | 9 | 400 | 240 | 160
25.11. | 10 | 400 | 240 | 160
25.11. | 11 | 400 | 240 | 160
25.11. | 12 | 400 | 240 | 160
25.11. | 13 | 400 | 240 | 160
25.11. | 14 | 400 | 240 | 160
25.11. | 15 | 400 | 240 | 160
25.11. | 16 | 400 | 240 | 160
25.11. | 17 | 400 | 240 | 160
25.11. | 18 | 400 | 240 | 160
25.11. | 19 | 400 | 240 | 160
25.11. | 20 | 400 | 240 | 160
25.11. | 21 | 400 | 240 | 160
25.11. | 22 | 400 | 240 | 160
25.11. | 23 | 400 | 240 | 160
25.11. | 24 | 400 | 240 | 160
26.11. | 1 | 400 | 240 | 160
26.11. | 2 | 400 | 240 | 160
26.11. | 3 | 400 | 240 | 160
26.11. | 4 | 400 | 240 | 160
26.11. | 5 | 400 | 240 | 160
26.11. | 6 | 400 | 240 | 160
26.11. | 7 | 400 | 240 | 160
26.11. | 8 | 400 | 240 | 160
26.11. | 9 | 400 | 240 | 160
26.11. | 10 | 400 | 240 | 160
26.11. | 11 | 400 | 240 | 160
26.11. | 12 | 400 | 240 | 160
26.11. | 13 | 400 | 240 | 160
26.11. | 14 | 400 | 240 | 160
26.11. | 15 | 400 | 240 | 160
26.11. | 16 | 400 | 240 | 160
26.11. | 17 | 400 | 240 | 160
26.11. | 18 | 400 | 240 | 160
26.11. | 19 | 400 | 240 | 160
26.11. | 20 | 400 | 240 | 160
26.11. | 21 | 400 | 240 | 160
26.11. | 22 | 400 | 240 | 160
26.11. | 23 | 400 | 240 | 160
26.11. | 24 | 400 | 240 | 160
27.11. | 1 | 400 | 240 | 160
27.11. | 2 | 400 | 240 | 160
27.11. | 3 | 400 | 240 | 160
27.11. | 4 | 400 | 240 | 160
27.11. | 5 | 400 | 240 | 160
27.11. | 6 | 400 | 240 | 160
27.11. | 7 | 400 | 240 | 160
27.11. | 8 | 400 | 240 | 160
27.11. | 9 | 400 | 240 | 160
27.11. | 10 | 400 | 240 | 160
27.11. | 11 | 400 | 240 | 160
27.11. | 12 | 400 | 240 | 160
27.11. | 13 | 400 | 240 | 160
27.11. | 14 | 400 | 240 | 160
27.11. | 15 | 400 | 240 | 160
27.11. | 16 | 400 | 240 | 160
27.11. | 17 | 400 | 240 | 160
27.11. | 18 | 400 | 240 | 160
27.11. | 19 | 400 | 240 | 160
27.11. | 20 | 400 | 240 | 160
27.11. | 21 | 400 | 240 | 160
27.11. | 22 | 400 | 240 | 160
27.11. | 23 | 400 | 240 | 160
27.11. | 24 | 400 | 240 | 160
28.11. | 1 | 400 | 240 | 160
28.11. | 2 | 400 | 240 | 160
28.11. | 3 | 400 | 240 | 160
28.11. | 4 | 400 | 240 | 160
28.11. | 5 | 400 | 240 | 160
28.11. | 6 | 400 | 240 | 160
28.11. | 7 | 400 | 240 | 160
28.11. | 8 | 400 | 240 | 160
28.11. | 9 | 400 | 240 | 160
28.11. | 10 | 400 | 240 | 160
28.11. | 11 | 400 | 240 | 160
28.11. | 12 | 400 | 240 | 160
28.11. | 13 | 400 | 240 | 160
28.11. | 14 | 400 | 240 | 160
28.11. | 15 | 400 | 240 | 160
28.11. | 16 | 400 | 240 | 160
28.11. | 17 | 400 | 240 | 160
28.11. | 18 | 400 | 240 | 160
28.11. | 19 | 400 | 240 | 160
28.11. | 20 | 400 | 240 | 160
28.11. | 21 | 400 | 240 | 160
28.11. | 22 | 400 | 240 | 160
28.11. | 23 | 400 | 240 | 160
28.11. | 24 | 400 | 240 | 160
29.11. | 1 | 400 | 240 | 160
29.11. | 2 | 400 | 240 | 160
29.11. | 3 | 400 | 240 | 160
29.11. | 4 | 400 | 240 | 160
29.11. | 5 | 400 | 240 | 160
29.11. | 6 | 400 | 240 | 160
29.11. | 7 | 400 | 240 | 160
29.11. | 8 | 400 | 240 | 160
29.11. | 9 | 400 | 240 | 160
29.11. | 10 | 400 | 240 | 160
29.11. | 11 | 400 | 240 | 160
29.11. | 12 | 400 | 240 | 160
29.11. | 13 | 400 | 240 | 160
29.11. | 14 | 400 | 240 | 160
29.11. | 15 | 400 | 240 | 160
29.11. | 16 | 400 | 240 | 160
29.11. | 17 | 400 | 240 | 160
29.11. | 18 | 400 | 240 | 160
29.11. | 19 | 400 | 240 | 160
29.11. | 20 | 400 | 240 | 160
29.11. | 21 | 400 | 240 | 160
29.11. | 22 | 400 | 240 | 160
29.11. | 23 | 400 | 240 | 160
29.11. | 24 | 400 | 240 | 160
30.11. | 1 | 400 | 240 | 160
30.11. | 2 | 400 | 240 | 160
30.11. | 3 | 400 | 240 | 160
30.11. | 4 | 400 | 240 | 160
30.11. | 5 | 400 | 240 | 160
30.11. | 6 | 400 | 240 | 160
30.11. | 7 | 400 | 240 | 160
30.11. | 8 | 400 | 240 | 160
30.11. | 9 | 400 | 240 | 160
30.11. | 10 | 400 | 240 | 160
30.11. | 11 | 400 | 240 | 160
30.11. | 12 | 400 | 240 | 160
30.11. | 13 | 400 | 240 | 160
30.11. | 14 | 400 | 240 | 160
30.11. | 15 | 400 | 240 | 160
30.11. | 16 | 400 | 240 | 160
30.11. | 17 | 400 | 240 | 160
30.11. | 18 | 400 | 240 | 160
30.11. | 19 | 400 | 240 | 160
30.11. | 20 | 400 | 240 | 160
30.11. | 21 | 400 | 240 | 160
30.11. | 22 | 400 | 240 | 160
30.11. | 23 | 400 | 240 | 160
30.11. | 24 | 400 | 240 | 160
01.12. | 1 | 400 | 240 | 160
01.12. | 2 | 400 | 240 | 160
01.12. | 3 | 400 | 240 | 160
01.12. | 4 | 400 | 240 | 160
01.12. | 5 | 400 | 240 | 160
01.12. | 6 | 400 | 240 | 160
01.12. | 7 | 400 | 240 | 160
01.12. | 8 | 400 | 240 | 160
01.12. | 9 | 400 | 240 | 160
01.12. | 10 | 400 | 240 | 160
01.12. | 11 | 400 | 240 | 160
01.12. | 12 | 400 | 240 | 160
01.12. | 13 | 400 | 240 | 160
01.12. | 14 | 400 | 240 | 160
01.12. | 15 | 400 | 240 | 160
01.12. | 16 | 400 | 240 | 160
01.12. | 17 | 400 | 240 | 160
01.12. | 18 | 400 | 240 | 160
01.12. | 19 | 400 | 240 | 160
01.12. | 20 | 400 | 240 | 160
01.12. | 21 | 400 | 240 | 160
01.12. | 22 | 400 | 240 | 160
01.12. | 23 | 400 | 240 | 160
01.12. | 24 | 400 | 240 | 160
02.12. | 1 | 400 | 240 | 160
02.12. | 2 | 400 | 240 | 160
02.12. | 3 | 400 | 240 | 160
02.12. | 4 | 400 | 240 | 160
02.12. | 5 | 400 | 240 | 160
02.12. | 6 | 400 | 240 | 160
02.12. | 7 | 400 | 240 | 160
02.12. | 8 | 400 | 240 | 160
02.12. | 9 | 400 | 240 | 160
02.12. | 10 | 400 | 240 | 160
02.12. | 11 | 400 | 240 | 160
02.12. | 12 | 400 | 240 | 160
02.12. | 13 | 400 | 240 | 160
02.12. | 14 | 400 | 240 | 160
02.12. | 15 | 400 | 240 | 160
02.12. | 16 | 400 | 240 | 160
02.12. | 17 | 400 | 240 | 160
02.12. | 18 | 400 | 240 | 160
02.12. | 19 | 400 | 240 | 160
02.12. | 20 | 400 | 240 | 160
02.12. | 21 | 400 | 240 | 160
02.12. | 22 | 400 | 240 | 160
02.12. | 23 | 400 | 240 | 160
02.12. | 24 | 400 | 240 | 160
03.12. | 1 | 400 | 240 | 160
03.12. | 2 | 400 | 240 | 160
03.12. | 3 | 400 | 240 | 160
03.12. | 4 | 400 | 240 | 160
03.12. | 5 | 400 | 240 | 160
03.12. | 6 | 400 | 240 | 160
03.12. | 7 | 400 | 240 | 160
03.12. | 8 | 400 | 240 | 160
03.12. | 9 | 400 | 240 | 160
03.12. | 10 | 400 | 240 | 160
03.12. | 11 | 400 | 240 | 160
03.12. | 12 | 400 | 240 | 160
03.12. | 13 | 400 | 240 | 160
03.12. | 14 | 400 | 240 | 160
03.12. | 15 | 400 | 240 | 160
03.12. | 16 | 400 | 240 | 160
03.12. | 17 | 400 | 240 | 160
03.12. | 18 | 400 | 240 | 160
03.12. | 19 | 400 | 240 | 160
03.12. | 20 | 400 | 240 | 160
03.12. | 21 | 400 | 240 | 160
03.12. | 22 | 400 | 240 | 160
03.12. | 23 | 400 | 240 | 160
03.12. | 24 | 400 | 240 | 160
04.12. | 1 | 400 | 240 | 160
04.12. | 2 | 400 | 240 | 160
04.12. | 3 | 400 | 240 | 160
04.12. | 4 | 400 | 240 | 160
04.12. | 5 | 400 | 240 | 160
04.12. | 6 | 400 | 240 | 160
04.12. | 7 | 400 | 240 | 160
04.12. | 8 | 400 | 240 | 160
04.12. | 9 | 400 | 240 | 160
04.12. | 10 | 400 | 240 | 160
04.12. | 11 | 400 | 240 | 160
04.12. | 12 | 400 | 240 | 160
04.12. | 13 | 400 | 240 | 160
04.12. | 14 | 400 | 240 | 160
04.12. | 15 | 400 | 240 | 160
04.12. | 16 | 400 | 240 | 160
04.12. | 17 | 400 | 240 | 160
04.12. | 18 | 400 | 240 | 160
04.12. | 19 | 400 | 240 | 160
04.12. | 20 | 400 | 240 | 160
04.12. | 21 | 400 | 240 | 160
04.12. | 22 | 400 | 240 | 160
04.12. | 23 | 400 | 240 | 160
04.12. | 24 | 400 | 240 | 160
05.12. | 1 | 400 | 240 | 160
05.12. | 2 | 400 | 240 | 160
05.12. | 3 | 400 | 240 | 160
05.12. | 4 | 400 | 240 | 160
05.12. | 5 | 400 | 240 | 160
05.12. | 6 | 400 | 240 | 160
05.12. | 7 | 400 | 240 | 160
05.12. | 8 | 400 | 240 | 160
05.12. | 9 | 400 | 240 | 160
05.12. | 10 | 400 | 240 | 160
05.12. | 11 | 400 | 240 | 160
05.12. | 12 | 400 | 240 | 160
05.12. | 13 | 400 | 240 | 160
05.12. | 14 | 400 | 240 | 160
05.12. | 15 | 400 | 240 | 160
05.12. | 16 | 400 | 240 | 160
05.12. | 17 | 400 | 240 | 160
05.12. | 18 | 400 | 240 | 160
05.12. | 19 | 400 | 240 | 160
05.12. | 20 | 400 | 240 | 160
05.12. | 21 | 400 | 240 | 160
05.12. | 22 | 400 | 240 | 160
05.12. | 23 | 400 | 240 | 160
05.12. | 24 | 400 | 240 | 160
06.12. | 1 | 400 | 240 | 160
06.12. | 2 | 400 | 240 | 160
06.12. | 3 | 400 | 240 | 160
06.12. | 4 | 400 | 240 | 160
06.12. | 5 | 400 | 240 | 160
06.12. | 6 | 400 | 240 | 160
06.12. | 7 | 400 | 240 | 160
06.12. | 8 | 400 | 240 | 160
06.12. | 9 | 400 | 240 | 160
06.12. | 10 | 400 | 240 | 160
06.12. | 11 | 400 | 240 | 160
06.12. | 12 | 400 | 240 | 160
06.12. | 13 | 400 | 240 | 160
06.12. | 14 | 400 | 240 | 160
06.12. | 15 | 400 | 240 | 160
06.12. | 16 | 400 | 240 | 160
06.12. | 17 | 400 | 240 | 160
06.12. | 18 | 400 | 240 | 160
06.12. | 19 | 400 | 240 | 160
06.12. | 20 | 400 | 240 | 160
06.12. | 21 | 400 | 240 | 160
06.12. | 22 | 400 | 240 | 160
06.12. | 23 | 400 | 240 | 160
06.12. | 24 | 400 | 240 | 160
07.12. | 1 | 400 | 240 | 160
07.12. | 2 | 400 | 240 | 160
07.12. | 3 | 400 | 240 | 160
07.12. | 4 | 400 | 240 | 160
07.12. | 5 | 400 | 240 | 160
07.12. | 6 | 400 | 240 | 160
07.12. | 7 | 400 | 240 | 160
07.12. | 8 | 400 | 240 | 160
07.12. | 9 | 400 | 240 | 160
07.12. | 10 | 400 | 240 | 160
07.12. | 11 | 400 | 240 | 160
07.12. | 12 | 400 | 240 | 160
07.12. | 13 | 400 | 240 | 160
07.12. | 14 | 400 | 240 | 160
07.12. | 15 | 400 | 240 | 160
07.12. | 16 | 400 | 240 | 160
07.12. | 17 | 400 | 240 | 160
07.12. | 18 | 400 | 240 | 160
07.12. | 19 | 400 | 240 | 160
07.12. | 20 | 400 | 240 | 160
07.12. | 21 | 400 | 240 | 160
07.12. | 22 | 400 | 240 | 160
07.12. | 23 | 400 | 240 | 160
07.12. | 24 | 400 | 240 | 160
08.12. | 1 | 400 | 240 | 160
08.12. | 2 | 400 | 240 | 160
08.12. | 3 | 400 | 240 | 160
08.12. | 4 | 400 | 240 | 160
08.12. | 5 | 400 | 240 | 160
08.12. | 6 | 400 | 240 | 160
08.12. | 7 | 400 | 240 | 160
08.12. | 8 | 400 | 240 | 160
08.12. | 9 | 400 | 240 | 160
08.12. | 10 | 400 | 240 | 160
08.12. | 11 | 400 | 240 | 160
08.12. | 12 | 400 | 240 | 160
08.12. | 13 | 400 | 240 | 160
08.12. | 14 | 400 | 240 | 160
08.12. | 15 | 400 | 240 | 160
08.12. | 16 | 400 | 240 | 160
08.12. | 17 | 400 | 240 | 160
08.12. | 18 | 400 | 240 | 160
08.12. | 19 | 400 | 240 | 160
08.12. | 20 | 400 | 240 | 160
08.12. | 21 | 400 | 240 | 160
08.12. | 22 | 400 | 240 | 160
08.12. | 23 | 400 | 240 | 160
08.12. | 24 | 400 | 240 | 160
09.12. | 1 | 400 | 240 | 160
09.12. | 2 | 400 | 240 | 160
09.12. | 3 | 400 | 240 | 160
09.12. | 4 | 400 | 240 | 160
09.12. | 5 | 400 | 240 | 160
09.12. | 6 | 400 | 240 | 160
09.12. | 7 | 400 | 240 | 160
09.12. | 8 | 400 | 240 | 160
09.12. | 9 | 400 | 240 | 160
09.12. | 10 | 400 | 240 | 160
09.12. | 11 | 400 | 240 | 160
09.12. | 12 | 400 | 240 | 160
09.12. | 13 | 400 | 240 | 160
09.12. | 14 | 400 | 240 | 160
09.12. | 15 | 400 | 240 | 160
09.12. | 16 | 400 | 240 | 160
09.12. | 17 | 400 | 240 | 160
09.12. | 18 | 400 | 240 | 160
09.12. | 19 | 400 | 240 | 160
09.12. | 20 | 400 | 240 | 160
09.12. | 21 | 400 | 240 | 160
09.12. | 22 | 400 | 240 | 160
09.12. | 23 | 400 | 240 | 160
09.12. | 24 | 400 | 240 | 160
10.12. | 1 | 400 | 240 | 160
10.12. | 2 | 400 | 240 | 160
10.12. | 3 | 400 | 240 | 160
10.12. | 4 | 400 | 240 | 160
10.12. | 5 | 400 | 240 | 160
10.12. | 6 | 400 | 240 | 160
10.12. | 7 | 400 | 240 | 160
10.12. | 8 | 400 | 240 | 160
10.12. | 9 | 400 | 240 | 160
10.12. | 10 | 400 | 240 | 160
10.12. | 11 | 400 | 240 | 160
10.12. | 12 | 400 | 240 | 160
10.12. | 13 | 400 | 240 | 160
10.12. | 14 | 400 | 240 | 160
10.12. | 15 | 400 | 240 | 160
10.12. | 16 | 400 | 240 | 160
10.12. | 17 | 400 | 240 | 160
10.12. | 18 | 400 | 240 | 160
10.12. | 19 | 400 | 240 | 160
10.12. | 20 | 400 | 240 | 160
10.12. | 21 | 400 | 240 | 160
10.12. | 22 | 400 | 240 | 160
10.12. | 23 | 400 | 240 | 160
10.12. | 24 | 400 | 240 | 160
11.12. | 1 | 400 | 240 | 160
11.12. | 2 | 400 | 240 | 160
11.12. | 3 | 400 | 240 | 160
11.12. | 4 | 400 | 240 | 160
11.12. | 5 | 400 | 240 | 160
11.12. | 6 | 400 | 240 | 160
11.12. | 7 | 400 | 240 | 160
11.12. | 8 | 400 | 240 | 160
11.12. | 9 | 400 | 240 | 160
11.12. | 10 | 400 | 240 | 160
11.12. | 11 | 400 | 240 | 160
11.12. | 12 | 400 | 240 | 160
11.12. | 13 | 400 | 240 | 160
11.12. | 14 | 400 | 240 | 160
11.12. | 15 | 400 | 240 | 160
11.12. | 16 | 400 | 240 | 160
11.12. | 17 | 400 | 240 | 160
11.12. | 18 | 400 | 240 | 160
11.12. | 19 | 400 | 240 | 160
11.12. | 20 | 400 | 240 | 160
11.12. | 21 | 400 | 240 | 160
11.12. | 22 | 400 | 240 | 160
11.12. | 23 | 400 | 240 | 160
11.12. | 24 | 400 | 240 | 160
12.12. | 1 | 400 | 240 | 160
12.12. | 2 | 400 | 240 | 160
12.12. | 3 | 400 | 240 | 160
12.12. | 4 | 400 | 240 | 160
12.12. | 5 | 400 | 240 | 160
12.12. | 6 | 400 | 240 | 160
12.12. | 7 | 400 | 240 | 160
12.12. | 8 | 400 | 240 | 160
12.12. | 9 | 400 | 240 | 160
12.12. | 10 | 400 | 240 | 160
12.12. | 11 | 400 | 240 | 160
12.12. | 12 | 400 | 240 | 160
12.12. | 13 | 400 | 240 | 160
12.12. | 14 | 400 | 240 | 160
12.12. | 15 | 400 | 240 | 160
12.12. | 16 | 400 | 240 | 160
12.12. | 17 | 400 | 240 | 160
12.12. | 18 | 400 | 240 | 160
12.12. | 19 | 400 | 240 | 160
12.12. | 20 | 400 | 240 | 160
12.12. | 21 | 400 | 240 | 160
12.12. | 22 | 400 | 240 | 160
12.12. | 23 | 400 | 240 | 160
12.12. | 24 | 400 | 240 | 160
13.12. | 1 | 400 | 240 | 160
13.12. | 2 | 400 | 240 | 160
13.12. | 3 | 400 | 240 | 160
13.12. | 4 | 400 | 240 | 160
13.12. | 5 | 400 | 240 | 160
13.12. | 6 | 400 | 240 | 160
13.12. | 7 | 400 | 240 | 160
13.12. | 8 | 400 | 240 | 160
13.12. | 9 | 400 | 240 | 160
13.12. | 10 | 400 | 240 | 160
13.12. | 11 | 400 | 240 | 160
13.12. | 12 | 400 | 240 | 160
13.12. | 13 | 400 | 240 | 160
13.12. | 14 | 400 | 240 | 160
13.12. | 15 | 400 | 240 | 160
13.12. | 16 | 400 | 240 | 160
13.12. | 17 | 400 | 240 | 160
13.12. | 18 | 400 | 240 | 160
13.12. | 19 | 400 | 240 | 160
13.12. | 20 | 400 | 240 | 160
13.12. | 21 | 400 | 240 | 160
13.12. | 22 | 400 | 240 | 160
13.12. | 23 | 400 | 240 | 160
13.12. | 24 | 400 | 240 | 160
14.12. | 1 | 400 | 240 | 160
14.12. | 2 | 400 | 240 | 160
14.12. | 3 | 400 | 240 | 160
14.12. | 4 | 400 | 240 | 160
14.12. | 5 | 400 | 240 | 160
14.12. | 6 | 400 | 240 | 160
14.12. | 7 | 400 | 240 | 160
14.12. | 8 | 400 | 240 | 160
14.12. | 9 | 400 | 240 | 160
14.12. | 10 | 400 | 240 | 160
14.12. | 11 | 400 | 240 | 160
14.12. | 12 | 400 | 240 | 160
14.12. | 13 | 400 | 240 | 160
14.12. | 14 | 400 | 240 | 160
14.12. | 15 | 400 | 240 | 160
14.12. | 16 | 400 | 240 | 160
14.12. | 17 | 400 | 240 | 160
14.12. | 18 | 400 | 240 | 160
14.12. | 19 | 400 | 240 | 160
14.12. | 20 | 400 | 240 | 160
14.12. | 21 | 400 | 240 | 160
14.12. | 22 | 400 | 240 | 160
14.12. | 23 | 400 | 240 | 160
14.12. | 24 | 400 | 240 | 160
15.12. | 1 | 400 | 240 | 160
15.12. | 2 | 400 | 240 | 160
15.12. | 3 | 400 | 240 | 160
15.12. | 4 | 400 | 240 | 160
15.12. | 5 | 400 | 240 | 160
15.12. | 6 | 400 | 240 | 160
15.12. | 7 | 400 | 240 | 160
15.12. | 8 | 400 | 240 | 160
15.12. | 9 | 400 | 240 | 160
15.12. | 10 | 400 | 240 | 160
15.12. | 11 | 400 | 240 | 160
15.12. | 12 | 400 | 240 | 160
15.12. | 13 | 400 | 240 | 160
15.12. | 14 | 400 | 240 | 160
15.12. | 15 | 400 | 240 | 160
15.12. | 16 | 400 | 240 | 160
15.12. | 17 | 400 | 240 | 160
15.12. | 18 | 400 | 240 | 160
15.12. | 19 | 400 | 240 | 160
15.12. | 20 | 400 | 240 | 160
15.12. | 21 | 400 | 240 | 160
15.12. | 22 | 400 | 240 | 160
15.12. | 23 | 400 | 240 | 160
15.12. | 24 | 400 | 240 | 160
16.12. | 1 | 400 | 240 | 160
16.12. | 2 | 400 | 240 | 160
16.12. | 3 | 400 | 240 | 160
16.12. | 4 | 400 | 240 | 160
16.12. | 5 | 400 | 240 | 160
16.12. | 6 | 400 | 240 | 160
16.12. | 7 | 400 | 240 | 160
16.12. | 8 | 400 | 240 | 160
16.12. | 9 | 400 | 240 | 160
16.12. | 10 | 400 | 240 | 160
16.12. | 11 | 400 | 240 | 160
16.12. | 12 | 400 | 240 | 160
16.12. | 13 | 400 | 240 | 160
16.12. | 14 | 400 | 240 | 160
16.12. | 15 | 400 | 240 | 160
16.12. | 16 | 400 | 240 | 160
16.12. | 17 | 400 | 240 | 160
16.12. | 18 | 400 | 240 | 160
16.12. | 19 | 400 | 240 | 160
16.12. | 20 | 400 | 240 | 160
16.12. | 21 | 400 | 240 | 160
16.12. | 22 | 400 | 240 | 160
16.12. | 23 | 400 | 240 | 160
16.12. | 24 | 400 | 240 | 160
17.12. | 1 | 400 | 240 | 160
17.12. | 2 | 400 | 240 | 160
17.12. | 3 | 400 | 240 | 160
17.12. | 4 | 400 | 240 | 160
17.12. | 5 | 400 | 240 | 160
17.12. | 6 | 400 | 240 | 160
17.12. | 7 | 400 | 240 | 160
17.12. | 8 | 400 | 240 | 160
17.12. | 9 | 400 | 240 | 160
17.12. | 10 | 400 | 240 | 160
17.12. | 11 | 400 | 240 | 160
17.12. | 12 | 400 | 240 | 160
17.12. | 13 | 400 | 240 | 160
17.12. | 14 | 400 | 240 | 160
17.12. | 15 | 400 | 240 | 160
17.12. | 16 | 400 | 240 | 160
17.12. | 17 | 400 | 240 | 160
17.12. | 18 | 400 | 240 | 160
17.12. | 19 | 400 | 240 | 160
17.12. | 20 | 400 | 240 | 160
17.12. | 21 | 400 | 240 | 160
17.12. | 22 | 400 | 240 | 160
17.12. | 23 | 400 | 240 | 160
17.12. | 24 | 400 | 240 | 160
18.12. | 1 | 400 | 240 | 160
18.12. | 2 | 400 | 240 | 160
18.12. | 3 | 400 | 240 | 160
18.12. | 4 | 400 | 240 | 160
18.12. | 5 | 400 | 240 | 160
18.12. | 6 | 400 | 240 | 160
18.12. | 7 | 400 | 240 | 160
18.12. | 8 | 400 | 240 | 160
18.12. | 9 | 400 | 240 | 160
18.12. | 10 | 400 | 240 | 160
18.12. | 11 | 400 | 240 | 160
18.12. | 12 | 400 | 240 | 160
18.12. | 13 | 400 | 240 | 160
18.12. | 14 | 400 | 240 | 160
18.12. | 15 | 400 | 240 | 160
18.12. | 16 | 400 | 240 | 160
18.12. | 17 | 400 | 240 | 160
18.12. | 18 | 400 | 240 | 160
18.12. | 19 | 400 | 240 | 160
18.12. | 20 | 400 | 240 | 160
18.12. | 21 | 400 | 240 | 160
18.12. | 22 | 400 | 240 | 160
18.12. | 23 | 400 | 240 | 160
18.12. | 24 | 400 | 240 | 160
19.12. | 1 | 400 | 240 | 160
19.12. | 2 | 400 | 240 | 160
19.12. | 3 | 400 | 240 | 160
19.12. | 4 | 400 | 240 | 160
19.12. | 5 | 400 | 240 | 160
19.12. | 6 | 400 | 240 | 160
19.12. | 7 | 400 | 240 | 160
19.12. | 8 | 400 | 240 | 160
19.12. | 9 | 400 | 240 | 160
19.12. | 10 | 400 | 240 | 160
19.12. | 11 | 400 | 240 | 160
19.12. | 12 | 400 | 240 | 160
19.12. | 13 | 400 | 240 | 160
19.12. | 14 | 400 | 240 | 160
19.12. | 15 | 400 | 240 | 160
19.12. | 16 | 400 | 240 | 160
19.12. | 17 | 400 | 240 | 160
19.12. | 18 | 400 | 240 | 160
19.12. | 19 | 400 | 240 | 160
19.12. | 20 | 400 | 240 | 160
19.12. | 21 | 400 | 240 | 160
19.12. | 22 | 400 | 240 | 160
19.12. | 23 | 400 | 240 | 160
19.12. | 24 | 400 | 240 | 160
20.12. | 1 | 400 | 240 | 160
20.12. | 2 | 400 | 240 | 160
20.12. | 3 | 400 | 240 | 160
20.12. | 4 | 400 | 240 | 160
20.12. | 5 | 400 | 240 | 160
20.12. | 6 | 400 | 240 | 160
20.12. | 7 | 400 | 240 | 160
20.12. | 8 | 400 | 240 | 160
20.12. | 9 | 400 | 240 | 160
20.12. | 10 | 400 | 240 | 160
20.12. | 11 | 400 | 240 | 160
20.12. | 12 | 400 | 240 | 160
20.12. | 13 | 400 | 240 | 160
20.12. | 14 | 400 | 240 | 160
20.12. | 15 | 400 | 240 | 160
20.12. | 16 | 400 | 240 | 160
20.12. | 17 | 400 | 240 | 160
20.12. | 18 | 400 | 240 | 160
20.12. | 19 | 400 | 240 | 160
20.12. | 20 | 400 | 240 | 160
20.12. | 21 | 400 | 240 | 160
20.12. | 22 | 400 | 240 | 160
20.12. | 23 | 400 | 240 | 160
20.12. | 24 | 400 | 240 | 160
21.12. | 1 | 400 | 240 | 160
21.12. | 2 | 400 | 240 | 160
21.12. | 3 | 400 | 240 | 160
21.12. | 4 | 400 | 240 | 160
21.12. | 5 | 400 | 240 | 160
21.12. | 6 | 400 | 240 | 160
21.12. | 7 | 400 | 240 | 160
21.12. | 8 | 400 | 240 | 160
21.12. | 9 | 400 | 240 | 160
21.12. | 10 | 400 | 240 | 160
21.12. | 11 | 400 | 240 | 160
21.12. | 12 | 400 | 240 | 160
21.12. | 13 | 400 | 240 | 160
21.12. | 14 | 400 | 240 | 160
21.12. | 15 | 400 | 240 | 160
21.12. | 16 | 400 | 240 | 160
21.12. | 17 | 400 | 240 | 160
21.12. | 18 | 400 | 240 | 160
21.12. | 19 | 400 | 240 | 160
21.12. | 20 | 400 | 240 | 160
21.12. | 21 | 400 | 240 | 160
21.12. | 22 | 400 | 240 | 160
21.12. | 23 | 400 | 240 | 160
21.12. | 24 | 400 | 240 | 160
22.12. | 1 | 400 | 240 | 160
22.12. | 2 | 400 | 240 | 160
22.12. | 3 | 400 | 240 | 160
22.12. | 4 | 400 | 240 | 160
22.12. | 5 | 400 | 240 | 160
22.12. | 6 | 400 | 240 | 160
22.12. | 7 | 400 | 240 | 160
22.12. | 8 | 400 | 240 | 160
22.12. | 9 | 400 | 240 | 160
22.12. | 10 | 400 | 240 | 160
22.12. | 11 | 400 | 240 | 160
22.12. | 12 | 400 | 240 | 160
22.12. | 13 | 400 | 240 | 160
22.12. | 14 | 400 | 240 | 160
22.12. | 15 | 400 | 240 | 160
22.12. | 16 | 400 | 240 | 160
22.12. | 17 | 400 | 240 | 160
22.12. | 18 | 400 | 240 | 160
22.12. | 19 | 400 | 240 | 160
22.12. | 20 | 400 | 240 | 160
22.12. | 21 | 400 | 240 | 160
22.12. | 22 | 400 | 240 | 160
22.12. | 23 | 400 | 240 | 160
22.12. | 24 | 400 | 240 | 160
23.12. | 1 | 400 | 240 | 160
23.12. | 2 | 400 | 240 | 160
23.12. | 3 | 400 | 240 | 160
23.12. | 4 | 400 | 240 | 160
23.12. | 5 | 400 | 240 | 160
23.12. | 6 | 400 | 240 | 160
23.12. | 7 | 400 | 240 | 160
23.12. | 8 | 400 | 240 | 160
23.12. | 9 | 400 | 240 | 160
23.12. | 10 | 400 | 240 | 160
23.12. | 11 | 400 | 240 | 160
23.12. | 12 | 400 | 240 | 160
23.12. | 13 | 400 | 240 | 160
23.12. | 14 | 400 | 240 | 160
23.12. | 15 | 400 | 240 | 160
23.12. | 16 | 400 | 240 | 160
23.12. | 17 | 400 | 240 | 160
23.12. | 18 | 400 | 240 | 160
23.12. | 19 | 400 | 240 | 160
23.12. | 20 | 400 | 240 | 160
23.12. | 21 | 400 | 240 | 160
23.12. | 22 | 400 | 240 | 160
23.12. | 23 | 400 | 240 | 160
23.12. | 24 | 400 | 240 | 160
24.12. | 1 | 400 | 240 | 160
24.12. | 2 | 400 | 240 | 160
24.12. | 3 | 400 | 240 | 160
24.12. | 4 | 400 | 240 | 160
24.12. | 5 | 400 | 240 | 160
24.12. | 6 | 400 | 240 | 160
24.12. | 7 | 400 | 240 | 160
24.12. | 8 | 400 | 240 | 160
24.12. | 9 | 400 | 240 | 160
24.12. | 10 | 400 | 240 | 160
24.12. | 11 | 400 | 240 | 160
24.12. | 12 | 400 | 240 | 160
24.12. | 13 | 400 | 240 | 160
24.12. | 14 | 400 | 240 | 160
24.12. | 15 | 400 | 240 | 160
24.12. | 16 | 400 | 240 | 160
24.12. | 17 | 400 | 240 | 160
24.12. | 18 | 400 | 240 | 160
24.12. | 19 | 400 | 240 | 160
24.12. | 20 | 400 | 240 | 160
24.12. | 21 | 400 | 240 | 160
24.12. | 22 | 400 | 240 | 160
24.12. | 23 | 400 | 240 | 160
24.12. | 24 | 400 | 240 | 160
25.12. | 1 | 400 | 240 | 160
25.12. | 2 | 400 | 240 | 160
25.12. | 3 | 400 | 240 | 160
25.12. | 4 | 400 | 240 | 160
25.12. | 5 | 400 | 240 | 160
25.12. | 6 | 400 | 240 | 160
25.12. | 7 | 400 | 240 | 160
25.12. | 8 | 400 | 240 | 160
25.12. | 9 | 400 | 240 | 160
25.12. | 10 | 400 | 240 | 160
25.12. | 11 | 400 | 240 | 160
25.12. | 12 | 400 | 240 | 160
25.12. | 13 | 400 | 240 | 160
25.12. | 14 | 400 | 240 | 160
25.12. | 15 | 400 | 240 | 160
25.12. | 16 | 400 | 240 | 160
25.12. | 17 | 400 | 240 | 160
25.12. | 18 | 400 | 240 | 160
25.12. | 19 | 400 | 240 | 160
25.12. | 20 | 400 | 240 | 160
25.12. | 21 | 400 | 240 | 160
25.12. | 22 | 400 | 240 | 160
25.12. | 23 | 400 | 240 | 160
25.12. | 24 | 400 | 240 | 160
26.12. | 1 | 400 | 240 | 160
26.12. | 2 | 400 | 240 | 160
26.12. | 3 | 400 | 240 | 160
26.12. | 4 | 400 | 240 | 160
26.12. | 5 | 400 | 240 | 160
26.12. | 6 | 400 | 240 | 160
26.12. | 7 | 400 | 240 | 160
26.12. | 8 | 400 | 240 | 160
26.12. | 9 | 400 | 240 | 160
26.12. | 10 | 400 | 240 | 160
26.12. | 11 | 400 | 240 | 160
26.12. | 12 | 400 | 240 | 160
26.12. | 13 | 400 | 240 | 160
26.12. | 14 | 400 | 240 | 160
26.12. | 15 | 400 | 240 | 160
26.12. | 16 | 400 | 240 | 160
26.12. | 17 | 400 | 240 | 160
26.12. | 18 | 400 | 240 | 160
26.12. | 19 | 400 | 240 | 160
26.12. | 20 | 400 | 240 | 160
26.12. | 21 | 400 | 240 | 160
26.12. | 22 | 400 | 240 | 160
26.12. | 23 | 400 | 240 | 160
26.12. | 24 | 400 | 240 | 160
27.12. | 1 | 400 | 240 | 160
27.12. | 2 | 400 | 240 | 160
27.12. | 3 | 400 | 240 | 160
27.12. | 4 | 400 | 240 | 160
27.12. | 5 | 400 | 240 | 160
27.12. | 6 | 400 | 240 | 160
27.12. | 7 | 400 | 240 | 160
27.12. | 8 | 400 | 240 | 160
27.12. | 9 | 400 | 240 | 160
27.12. | 10 | 400 | 240 | 160
27.12. | 11 | 400 | 240 | 160
27.12. | 12 | 400 | 240 | 160
27.12. | 13 | 400 | 240 | 160
27.12. | 14 | 400 | 240 | 160
27.12. | 15 | 400 | 240 | 160
27.12. | 16 | 400 | 240 | 160
27.12. | 17 | 400 | 240 | 160
27.12. | 18 | 400 | 240 | 160
27.12. | 19 | 400 | 240 | 160
27.12. | 20 | 400 | 240 | 160
27.12. | 21 | 400 | 240 | 160
27.12. | 22 | 400 | 240 | 160
27.12. | 23 | 400 | 240 | 160
27.12. | 24 | 400 | 240 | 160
28.12. | 1 | 400 | 240 | 160
28.12. | 2 | 400 | 240 | 160
28.12. | 3 | 400 | 240 | 160
28.12. | 4 | 400 | 240 | 160
28.12. | 5 | 400 | 240 | 160
28.12. | 6 | 400 | 240 | 160
28.12. | 7 | 400 | 240 | 160
28.12. | 8 | 400 | 240 | 160
28.12. | 9 | 400 | 240 | 160
28.12. | 10 | 400 | 240 | 160
28.12. | 11 | 400 | 240 | 160
28.12. | 12 | 400 | 240 | 160
28.12. | 13 | 400 | 240 | 160
28.12. | 14 | 400 | 240 | 160
28.12. | 15 | 400 | 240 | 160
28.12. | 16 | 400 | 240 | 160
28.12. | 17 | 400 | 240 | 160
28.12. | 18 | 400 | 240 | 160
28.12. | 19 | 400 | 240 | 160
28.12. | 20 | 400 | 240 | 160
28.12. | 21 | 400 | 240 | 160
28.12. | 22 | 400 | 240 | 160
28.12. | 23 | 400 | 240 | 160
28.12. | 24 | 400 | 240 | 160
29.12. | 1 | 400 | 240 | 160
29.12. | 2 | 400 | 240 | 160
29.12. | 3 | 400 | 240 | 160
29.12. | 4 | 400 | 240 | 160
29.12. | 5 | 400 | 240 | 160
29.12. | 6 | 400 | 240 | 160
29.12. | 7 | 400 | 240 | 160
29.12. | 8 | 400 | 240 | 160
29.12. | 9 | 400 | 240 | 160
29.12. | 10 | 400 | 240 | 160
29.12. | 11 | 400 | 240 | 160
29.12. | 12 | 400 | 240 | 160
29.12. | 13 | 400 | 240 | 160
29.12. | 14 | 400 | 240 | 160
29.12. | 15 | 400 | 240 | 160
29.12. | 16 | 400 | 240 | 160
29.12. | 17 | 400 | 240 | 160
29.12. | 18 | 400 | 240 | 160
29.12. | 19 | 400 | 240 | 160
29.12. | 20 | 400 | 240 | 160
29.12. | 21 | 400 | 240 | 160
29.12. | 22 | 400 | 240 | 160
29.12. | 23 | 400 | 240 | 160
29.12. | 24 | 400 | 240 | 160
30.12. | 1 | 400 | 240 | 160
30.12. | 2 | 400 | 240 | 160
30.12. | 3 | 400 | 240 | 160
30.12. | 4 | 400 | 240 | 160
30.12. | 5 | 400 | 240 | 160
30.12. | 6 | 400 | 240 | 160
30.12. | 7 | 400 | 240 | 160
30.12. | 8 | 400 | 240 | 160
30.12. | 9 | 400 | 240 | 160
30.12. | 10 | 400 | 240 | 160
30.12. | 11 | 400 | 240 | 160
30.12. | 12 | 400 | 240 | 160
30.12. | 13 | 400 | 240 | 160
30.12. | 14 | 400 | 240 | 160
30.12. | 15 | 400 | 240 | 160
30.12. | 16 | 400 | 240 | 160
30.12. | 17 | 400 | 240 | 160
30.12. | 18 | 400 | 240 | 160
30.12. | 19 | 400 | 240 | 160
30.12. | 20 | 400 | 240 | 160
30.12. | 21 | 400 | 240 | 160
30.12. | 22 | 400 | 240 | 160
30.12. | 23 | 400 | 240 | 160
30.12. | 24 | 400 | 240 | 160
31.12. | 1 | 400 | 240 | 160
31.12. | 2 | 400 | 240 | 160
31.12. | 3 | 400 | 240 | 160
31.12. | 4 | 400 | 240 | 160
31.12. | 5 | 400 | 240 | 160
31.12. | 6 | 400 | 240 | 160
31.12. | 7 | 400 | 240 | 160
31.12. | 8 | 400 | 240 | 160
31.12. | 9 | 400 | 240 | 160
31.12. | 10 | 400 | 240 | 160
31.12. | 11 | 400 | 240 | 160
31.12. | 12 | 400 | 240 | 160
31.12. | 13 | 400 | 240 | 160
31.12. | 14 | 400 | 240 | 160
31.12. | 15 | 400 | 240 | 160
31.12. | 16 | 400 | 240 | 160
31.12. | 17 | 400 | 240 | 160
31.12. | 18 | 400 | 240 | 160
31.12. | 19 | 400 | 240 | 160
31.12. | 20 | 400 | 240 | 160
31.12. | 21 | 400 | 240 | 160
31.12. | 22 | 400 | 240 | 160
31.12. | 23 | 400 | 240 | 160
31.12. | 24 | 400 | 240 | 160

## Battery
ENTSO-E Market Modelling Database: Batteries
Country:
Market Node: | GR00
Year:
Climate year
Scenario
Type |  | Net maximum capacity - generation perspective (MW) | Net maximum capacity - demand perspective (MW) | Storage capacity (MWh) | Number of units | Average efficiency | Ramp up rate (MW/h) | Ramp down rate (MW/h)
Battery Total |  | 11525 | 11525 | 29987 | 50 | 0.92 | 0 | 0
Battery Utility Scale |  | 11525 | 11525 | 29987 | 50 | 0.92 | 0 | 0
Battery Residential |  | 0 | 0 | 0 | 0 | 0 | 0 | 0

## Electrolyser
ENTSO-E Market Modelling Database: Electrolysers
Country:
Market Node: | GR00
Year:
Climate year
Scenario
Type |  | Net maximum capacity (MW) | Number of units | Average efficiency | H2 storage (GWh) | Ramp up rate (MW/h) | Ramp down rate (MW/h) | Fixed generation reduction (% of max power output)
Electrolyser e-market Z1 |  | 2561.5726 | 1 | 0.67 | 0 | 0 | 0 | 0
Electrolyser e-market Z2 |  | 2561.5726 | 1 | 0.67 | 0 | 0 | 0 | 0
Electrolyser Shared RES Z1 |  | 0 | 0 | 0 | 0 | 0 | 0 | 100
Electrolyser Shared RES Z2 |  | 0 | 0 | 0 | 0 | 0 | 0 | 100
Electrolyser Dedicated RES Z1 |  | 0 | 0 | 0 | 0 | 0 | 0 | 100
Electrolyser Dedicated RES Z2 |  | 0 | 0 | 0 | 0 | 0 | 0 | 100

## Wind
ENTSO-E Market Modelling Database: Wind
Country:
Market Node: | GR00
Year:
Scenario
Installed capacities Onshore wind Total(GW): | 11.3576
Installed capacities Onshore wind e-market (GW): | 11.3576
Installed capacities Onshore wind dedicated (GW): | 0
Installed capacities Onshore wind Shared RES - H2Z1 (GW): | 0
Installed capacities Onshore wind Shared RES - H2Z2 (GW): | 0
Installed capacities Offshore wind Total (GW): | 8.9644
Installed capacities Offshore wind e-market - hub ready (GW): | 0
Installed capacities Offshore wind dedicated - hub ready (GW): | 0
Installed capacities Offshore wind Shared RES - H2Z1 - hub ready (GW): | 0
Installed capacities Offshore wind Shared RES - H2Z2 - hub ready (GW): | 0
Installed capacities Offshore wind e-market - radial (GW): | 8.9644
Installed capacities Offshore wind dedicated - radial (GW): | 0
Installed capacities Offshore wind Shared RES - H2Z1 - radial (GW): | 0
Installed capacities Offshore wind Shared RES - H2Z2 - radial (GW): | 0

## Solar
ENTSO-E Market Modelling Database: Solar
Country:
Market Node: | GR00
Year:
Scenario
Installed capacities Thermal Solar (GW): | 0
Installed capacities Photovoltaic (GW): | 34.2019
Installed capacities Photovoltaic e-market (GW): | 26.1477
Installed capacities Photovoltaic dedicated (GW): | 0
Installed capacities Photovoltaic Shared RES - H2Z1 (GW): | 0
Installed capacities Photovoltaic Shared RES - H2Z2 (GW): | 0
Installed capacities Rooftop (GW): | 8.0543
Installed capacities Solar Thermal with Storage (GW): | 0
Storage capacities Solar Thermal with Storage (GWh): | 0

## Hydro
ENTSO-E Market Modelling Database: Hydro
Country:
Market Node: | GR00
Year:
Scenario
Hydro PEMMDB 3.4
Run of River - Total turbining capacity (MW) | 466.26
Pondage - Total reservoir capacity (GWh) | 1
Pondage - Total turbining capacity (MW) | 22.1
Reservoir - Total reservoir capacity (GWh) | 2301.1
Reservoir - Total turbining capacity (MW) | 3976.7
Pump Storage (open loop, with natural inflows) - Total reservoir capacity (GWh) | 4.5
Pump Storage (open loop, with natural inflows) - Total turbining capacity (MW) | 699
Pump Storage (open loop, with natural inflows) - Total pumping capacity (MW) | -735
Pure Pump Storage (closed loop, no natural inflows) - Total reservoir capacity (GWh) | 61.14
Pure Pump Storage (closed loop, no natural inflows) - Total turbining capacity (MW) | 4750
Pure Pump Storage (closed loop, no natural inflows) - Total pumping capacity (MW) | -5003.5

## Other RES
ENTSO-E Market Modelling Database: Other RES
Country:
Market Node: | GR00
Year:
Scenario:
Installed capacity excl. clim.dependent bands (MW): | 42.59 |  |  | Small Biomass | Geothermal | Marine | Waste | Not Defined / Splitting not known
N.B. use convention first January always Monday (2007 calendar year) --> see guidelines for further details |  |  | Installed capacity (MW): | 42.59 | 0 | 0 | 0 | 0
Date | Hour | TOTAL Other RES Output (MW) (excl. climate dependent bands) |  | Output (MW) | Output (MW) | Output (MW) | Output (MW) | Output (MW)
01.01. | 1 | 29.813 |  | 29.813 | 0 | 0 | 0 | 0
01.01. | 2 | 29.813 |  | 29.813 | 0 | 0 | 0 | 0
01.01. | 3 | 29.813 |  | 29.813 | 0 | 0 | 0 | 0
01.01. | 4 | 29.813 |  | 29.813 | 0 | 0 | 0 | 0
01.01. | 5 | 29.813 |  | 29.813 | 0 | 0 | 0 | 0
01.01. | 6 | 29.813 |  | 29.813 | 0 | 0 | 0 | 0
01.01. | 7 | 29.813 |  | 29.813 | 0 | 0 | 0 | 0
01.01. | 8 | 29.813 |  | 29.813 | 0 | 0 | 0 | 0
01.01. | 9 | 29.813 |  | 29.813 | 0 | 0 | 0 | 0
01.01. | 10 | 29.813 |  | 29.813 | 0 | 0 | 0 | 0
01.01. | 11 | 29.813 |  | 29.813 | 0 | 0 | 0 | 0
01.01. | 12 | 29.813 |  | 29.813 | 0 | 0 | 0 | 0
01.01. | 13 | 29.813 |  | 29.813 | 0 | 0 | 0 | 0
01.01. | 14 | 29.813 |  | 29.813 | 0 | 0 | 0 | 0
01.01. | 15 | 29.813 |  | 29.813 | 0 | 0 | 0 | 0
01.01. | 16 | 29.813 |  | 29.813 | 0 | 0 | 0 | 0
01.01. | 17 | 29.813 |  | 29.813 | 0 | 0 | 0 | 0
01.01. | 18 | 29.813 |  | 29.813 | 0 | 0 | 0 | 0
01.01. | 19 | 29.813 |  | 29.813 | 0 | 0 | 0 | 0
01.01. | 20 | 29.813 |  | 29.813 | 0 | 0 | 0 | 0
01.01. | 21 | 29.813 |  | 29.813 | 0 | 0 | 0 | 0
01.01. | 22 | 29.813 |  | 29.813 | 0 | 0 | 0 | 0
01.01. | 23 | 29.813 |  | 29.813 | 0 | 0 | 0 | 0
01.01. | 24 | 29.813 |  | 29.813 | 0 | 0 | 0 | 0
02.01. | 1 | 29.813 |  | 29.813 | 0 | 0 | 0 | 0
02.01. | 2 | 29.813 |  | 29.813 | 0 | 0 | 0 | 0
02.01. | 3 | 29.813 |  | 29.813 | 0 | 0 | 0 | 0
02.01. | 4 | 29.813 |  | 29.813 | 0 | 0 | 0 | 0
02.01. | 5 | 29.813 |  | 29.813 | 0 | 0 | 0 | 0
02.01. | 6 | 29.813 |  | 29.813 | 0 | 0 | 0 | 0
02.01. | 7 | 29.813 |  | 29.813 | 0 | 0 | 0 | 0
02.01. | 8 | 29.813 |  | 29.813 | 0 | 0 | 0 | 0
02.01. | 9 | 29.813 |  | 29.813 | 0 | 0 | 0 | 0
02.01. | 10 | 29.813 |  | 29.813 | 0 | 0 | 0 | 0
02.01. | 11 | 29.813 |  | 29.813 | 0 | 0 | 0 | 0
02.01. | 12 | 29.813 |  | 29.813 | 0 | 0 | 0 | 0
02.01. | 13 | 29.813 |  | 29.813 | 0 | 0 | 0 | 0
02.01. | 14 | 29.813 |  | 29.813 | 0 | 0 | 0 | 0
02.01. | 15 | 29.813 |  | 29.813 | 0 | 0 | 0 | 0
02.01. | 16 | 29.813 |  | 29.813 | 0 | 0 | 0 | 0
02.01. | 17 | 29.813 |  | 29.813 | 0 | 0 | 0 | 0
02.01. | 18 | 29.813 |  | 29.813 | 0 | 0 | 0 | 0
02.01. | 19 | 29.813 |  | 29.813 | 0 | 0 | 0 | 0
02.01. | 20 | 29.813 |  | 29.813 | 0 | 0 | 0 | 0
02.01. | 21 | 29.813 |  | 29.813 | 0 | 0 | 0 | 0
02.01. | 22 | 29.813 |  | 29.813 | 0 | 0 | 0 | 0
02.01. | 23 | 29.813 |  | 29.813 | 0 | 0 | 0 | 0
02.01. | 24 | 29.813 |  | 29.813 | 0 | 0 | 0 | 0
03.01. | 1 | 29.813 |  | 29.813 | 0 | 0 | 0 | 0
03.01. | 2 | 29.813 |  | 29.813 | 0 | 0 | 0 | 0
03.01. | 3 | 29.813 |  | 29.813 | 0 | 0 | 0 | 0
03.01. | 4 | 29.813 |  | 29.813 | 0 | 0 | 0 | 0
03.01. | 5 | 29.813 |  | 29.813 | 0 | 0 | 0 | 0
03.01. | 6 | 29.813 |  | 29.813 | 0 | 0 | 0 | 0
03.01. | 7 | 29.813 |  | 29.813 | 0 | 0 | 0 | 0
03.01. | 8 | 29.813 |  | 29.813 | 0 | 0 | 0 | 0
03.01. | 9 | 29.813 |  | 29.813 | 0 | 0 | 0 | 0
03.01. | 10 | 29.813 |  | 29.813 | 0 | 0 | 0 | 0
03.01. | 11 | 29.813 |  | 29.813 | 0 | 0 | 0 | 0
03.01. | 12 | 29.813 |  | 29.813 | 0 | 0 | 0 | 0
03.01. | 13 | 29.813 |  | 29.813 | 0 | 0 | 0 | 0
03.01. | 14 | 29.813 |  | 29.813 | 0 | 0 | 0 | 0
03.01. | 15 | 29.813 |  | 29.813 | 0 | 0 | 0 | 0
03.01. | 16 | 29.813 |  | 29.813 | 0 | 0 | 0 | 0
03.01. | 17 | 29.813 |  | 29.813 | 0 | 0 | 0 | 0
03.01. | 18 | 29.813 |  | 29.813 | 0 | 0 | 0 | 0
03.01. | 19 | 29.813 |  | 29.813 | 0 | 0 | 0 | 0
03.01. | 20 | 29.813 |  | 29.813 | 0 | 0 | 0 | 0
03.01. | 21 | 29.813 |  | 29.813 | 0 | 0 | 0 | 0
03.01. | 22 | 29.813 |  | 29.813 | 0 | 0 | 0 | 0
03.01. | 23 | 29.813 |  | 29.813 | 0 | 0 | 0 | 0
03.01. | 24 | 29.813 |  | 29.813 | 0 | 0 | 0 | 0
04.01. | 1 | 29.813 |  | 29.813 | 0 | 0 | 0 | 0
04.01. | 2 | 29.813 |  | 29.813 | 0 | 0 | 0 | 0
04.01. | 3 | 29.813 |  | 29.813 | 0 | 0 | 0 | 0
04.01. | 4 | 29.813 |  | 29.813 | 0 | 0 | 0 | 0
04.01. | 5 | 29.813 |  | 29.813 | 0 | 0 | 0 | 0
04.01. | 6 | 29.813 |  | 29.813 | 0 | 0 | 0 | 0
04.01. | 7 | 29.813 |  | 29.813 | 0 | 0 | 0 | 0
04.01. | 8 | 29.813 |  | 29.813 | 0 | 0 | 0 | 0
04.01. | 9 | 29.813 |  | 29.813 | 0 | 0 | 0 | 0
04.01. | 10 | 29.813 |  | 29.813 | 0 | 0 | 0 | 0
04.01. | 11 | 29.813 |  | 29.813 | 0 | 0 | 0 | 0
04.01. | 12 | 29.813 |  | 29.813 | 0 | 0 | 0 | 0
04.01. | 13 | 29.813 |  | 29.813 | 0 | 0 | 0 | 0
04.01. | 14 | 29.813 |  | 29.813 | 0 | 0 | 0 | 0
04.01. | 15 | 29.813 |  | 29.813 | 0 | 0 | 0 | 0
04.01. | 16 | 29.813 |  | 29.813 | 0 | 0 | 0 | 0
04.01. | 17 | 29.813 |  | 29.813 | 0 | 0 | 0 | 0
04.01. | 18 | 29.813 |  | 29.813 | 0 | 0 | 0 | 0
04.01. | 19 | 29.813 |  | 29.813 | 0 | 0 | 0 | 0
04.01. | 20 | 29.813 |  | 29.813 | 0 | 0 | 0 | 0
04.01. | 21 | 29.813 |  | 29.813 | 0 | 0 | 0 | 0
04.01. | 22 | 29.813 |  | 29.813 | 0 | 0 | 0 | 0
04.01. | 23 | 29.813 |  | 29.813 | 0 | 0 | 0 | 0
04.01. | 24 | 29.813 |  | 29.813 | 0 | 0 | 0 | 0
05.01. | 1 | 29.813 |  | 29.813 | 0 | 0 | 0 | 0
05.01. | 2 | 29.813 |  | 29.813 | 0 | 0 | 0 | 0
05.01. | 3 | 29.813 |  | 29.813 | 0 | 0 | 0 | 0
05.01. | 4 | 29.813 |  | 29.813 | 0 | 0 | 0 | 0
05.01. | 5 | 29.813 |  | 29.813 | 0 | 0 | 0 | 0
05.01. | 6 | 29.813 |  | 29.813 | 0 | 0 | 0 | 0
05.01. | 7 | 29.813 |  | 29.813 | 0 | 0 | 0 | 0
05.01. | 8 | 29.813 |  | 29.813 | 0 | 0 | 0 | 0
05.01. | 9 | 29.813 |  | 29.813 | 0 | 0 | 0 | 0
05.01. | 10 | 29.813 |  | 29.813 | 0 | 0 | 0 | 0
05.01. | 11 | 29.813 |  | 29.813 | 0 | 0 | 0 | 0
05.01. | 12 | 29.813 |  | 29.813 | 0 | 0 | 0 | 0
05.01. | 13 | 29.813 |  | 29.813 | 0 | 0 | 0 | 0
05.01. | 14 | 29.813 |  | 29.813 | 0 | 0 | 0 | 0
05.01. | 15 | 29.813 |  | 29.813 | 0 | 0 | 0 | 0
05.01. | 16 | 29.813 |  | 29.813 | 0 | 0 | 0 | 0
05.01. | 17 | 29.813 |  | 29.813 | 0 | 0 | 0 | 0
05.01. | 18 | 29.813 |  | 29.813 | 0 | 0 | 0 | 0
05.01. | 19 | 29.813 |  | 29.813 | 0 | 0 | 0 | 0
05.01. | 20 | 29.813 |  | 29.813 | 0 | 0 | 0 | 0
05.01. | 21 | 29.813 |  | 29.813 | 0 | 0 | 0 | 0
05.01. | 22 | 29.813 |  | 29.813 | 0 | 0 | 0 | 0
05.01. | 23 | 29.813 |  | 29.813 | 0 | 0 | 0 | 0
05.01. | 24 | 29.813 |  | 29.813 | 0 | 0 | 0 | 0
06.01. | 1 | 29.813 |  | 29.813 | 0 | 0 | 0 | 0
06.01. | 2 | 29.813 |  | 29.813 | 0 | 0 | 0 | 0
06.01. | 3 | 29.813 |  | 29.813 | 0 | 0 | 0 | 0
06.01. | 4 | 29.813 |  | 29.813 | 0 | 0 | 0 | 0
06.01. | 5 | 29.813 |  | 29.813 | 0 | 0 | 0 | 0
06.01. | 6 | 29.813 |  | 29.813 | 0 | 0 | 0 | 0
06.01. | 7 | 29.813 |  | 29.813 | 0 | 0 | 0 | 0
06.01. | 8 | 29.813 |  | 29.813 | 0 | 0 | 0 | 0
06.01. | 9 | 29.813 |  | 29.813 | 0 | 0 | 0 | 0
06.01. | 10 | 29.813 |  | 29.813 | 0 | 0 | 0 | 0
06.01. | 11 | 29.813 |  | 29.813 | 0 | 0 | 0 | 0
06.01. | 12 | 29.813 |  | 29.813 | 0 | 0 | 0 | 0
06.01. | 13 | 29.813 |  | 29.813 | 0 | 0 | 0 | 0
06.01. | 14 | 29.813 |  | 29.813 | 0 | 0 | 0 | 0
06.01. | 15 | 29.813 |  | 29.813 | 0 | 0 | 0 | 0
06.01. | 16 | 29.813 |  | 29.813 | 0 | 0 | 0 | 0
06.01. | 17 | 29.813 |  | 29.813 | 0 | 0 | 0 | 0
06.01. | 18 | 29.813 |  | 29.813 | 0 | 0 | 0 | 0
06.01. | 19 | 29.813 |  | 29.813 | 0 | 0 | 0 | 0
06.01. | 20 | 29.813 |  | 29.813 | 0 | 0 | 0 | 0
06.01. | 21 | 29.813 |  | 29.813 | 0 | 0 | 0 | 0
06.01. | 22 | 29.813 |  | 29.813 | 0 | 0 | 0 | 0
06.01. | 23 | 29.813 |  | 29.813 | 0 | 0 | 0 | 0
06.01. | 24 | 29.813 |  | 29.813 | 0 | 0 | 0 | 0
07.01. | 1 | 29.813 |  | 29.813 | 0 | 0 | 0 | 0
07.01. | 2 | 29.813 |  | 29.813 | 0 | 0 | 0 | 0
07.01. | 3 | 29.813 |  | 29.813 | 0 | 0 | 0 | 0
07.01. | 4 | 29.813 |  | 29.813 | 0 | 0 | 0 | 0
07.01. | 5 | 29.813 |  | 29.813 | 0 | 0 | 0 | 0
07.01. | 6 | 29.813 |  | 29.813 | 0 | 0 | 0 | 0
07.01. | 7 | 29.813 |  | 29.813 | 0 | 0 | 0 | 0
07.01. | 8 | 29.813 |  | 29.813 | 0 | 0 | 0 | 0
07.01. | 9 | 29.813 |  | 29.813 | 0 | 0 | 0 | 0
07.01. | 10 | 29.813 |  | 29.813 | 0 | 0 | 0 | 0
07.01. | 11 | 29.813 |  | 29.813 | 0 | 0 | 0 | 0
07.01. | 12 | 29.813 |  | 29.813 | 0 | 0 | 0 | 0
07.01. | 13 | 29.813 |  | 29.813 | 0 | 0 | 0 | 0
07.01. | 14 | 29.813 |  | 29.813 | 0 | 0 | 0 | 0
07.01. | 15 | 29.813 |  | 29.813 | 0 | 0 | 0 | 0
07.01. | 16 | 29.813 |  | 29.813 | 0 | 0 | 0 | 0
07.01. | 17 | 29.813 |  | 29.813 | 0 | 0 | 0 | 0
07.01. | 18 | 29.813 |  | 29.813 | 0 | 0 | 0 | 0
07.01. | 19 | 29.813 |  | 29.813 | 0 | 0 | 0 | 0
07.01. | 20 | 29.813 |  | 29.813 | 0 | 0 | 0 | 0
07.01. | 21 | 29.813 |  | 29.813 | 0 | 0 | 0 | 0
07.01. | 22 | 29.813 |  | 29.813 | 0 | 0 | 0 | 0
07.01. | 23 | 29.813 |  | 29.813 | 0 | 0 | 0 | 0
07.01. | 24 | 29.813 |  | 29.813 | 0 | 0 | 0 | 0
08.01. | 1 | 29.813 |  | 29.813 | 0 | 0 | 0 | 0
08.01. | 2 | 29.813 |  | 29.813 | 0 | 0 | 0 | 0
08.01. | 3 | 29.813 |  | 29.813 | 0 | 0 | 0 | 0
08.01. | 4 | 29.813 |  | 29.813 | 0 | 0 | 0 | 0
08.01. | 5 | 29.813 |  | 29.813 | 0 | 0 | 0 | 0
08.01. | 6 | 29.813 |  | 29.813 | 0 | 0 | 0 | 0
08.01. | 7 | 29.813 |  | 29.813 | 0 | 0 | 0 | 0
08.01. | 8 | 29.813 |  | 29.813 | 0 | 0 | 0 | 0
08.01. | 9 | 29.813 |  | 29.813 | 0 | 0 | 0 | 0
08.01. | 10 | 29.813 |  | 29.813 | 0 | 0 | 0 | 0
08.01. | 11 | 29.813 |  | 29.813 | 0 | 0 | 0 | 0
08.01. | 12 | 29.813 |  | 29.813 | 0 | 0 | 0 | 0
08.01. | 13 | 29.813 |  | 29.813 | 0 | 0 | 0 | 0
08.01. | 14 | 29.813 |  | 29.813 | 0 | 0 | 0 | 0
08.01. | 15 | 29.813 |  | 29.813 | 0 | 0 | 0 | 0
08.01. | 16 | 29.813 |  | 29.813 | 0 | 0 | 0 | 0
08.01. | 17 | 29.813 |  | 29.813 | 0 | 0 | 0 | 0
08.01. | 18 | 29.813 |  | 29.813 | 0 | 0 | 0 | 0
08.01. | 19 | 29.813 |  | 29.813 | 0 | 0 | 0 | 0
08.01. | 20 | 29.813 |  | 29.813 | 0 | 0 | 0 | 0
08.01. | 21 | 29.813 |  | 29.813 | 0 | 0 | 0 | 0
08.01. | 22 | 29.813 |  | 29.813 | 0 | 0 | 0 | 0
08.01. | 23 | 29.813 |  | 29.813 | 0 | 0 | 0 | 0
08.01. | 24 | 29.813 |  | 29.813 | 0 | 0 | 0 | 0
09.01. | 1 | 29.813 |  | 29.813 | 0 | 0 | 0 | 0
09.01. | 2 | 29.813 |  | 29.813 | 0 | 0 | 0 | 0
09.01. | 3 | 29.813 |  | 29.813 | 0 | 0 | 0 | 0
09.01. | 4 | 29.813 |  | 29.813 | 0 | 0 | 0 | 0
09.01. | 5 | 29.813 |  | 29.813 | 0 | 0 | 0 | 0
09.01. | 6 | 29.813 |  | 29.813 | 0 | 0 | 0 | 0
09.01. | 7 | 29.813 |  | 29.813 | 0 | 0 | 0 | 0
09.01. | 8 | 29.813 |  | 29.813 | 0 | 0 | 0 | 0
09.01. | 9 | 29.813 |  | 29.813 | 0 | 0 | 0 | 0
09.01. | 10 | 29.813 |  | 29.813 | 0 | 0 | 0 | 0
09.01. | 11 | 29.813 |  | 29.813 | 0 | 0 | 0 | 0
09.01. | 12 | 29.813 |  | 29.813 | 0 | 0 | 0 | 0
09.01. | 13 | 29.813 |  | 29.813 | 0 | 0 | 0 | 0
09.01. | 14 | 29.813 |  | 29.813 | 0 | 0 | 0 | 0
09.01. | 15 | 29.813 |  | 29.813 | 0 | 0 | 0 | 0
09.01. | 16 | 29.813 |  | 29.813 | 0 | 0 | 0 | 0
09.01. | 17 | 29.813 |  | 29.813 | 0 | 0 | 0 | 0
09.01. | 18 | 29.813 |  | 29.813 | 0 | 0 | 0 | 0
09.01. | 19 | 29.813 |  | 29.813 | 0 | 0 | 0 | 0
09.01. | 20 | 29.813 |  | 29.813 | 0 | 0 | 0 | 0
09.01. | 21 | 29.813 |  | 29.813 | 0 | 0 | 0 | 0
09.01. | 22 | 29.813 |  | 29.813 | 0 | 0 | 0 | 0
09.01. | 23 | 29.813 |  | 29.813 | 0 | 0 | 0 | 0
09.01. | 24 | 29.813 |  | 29.813 | 0 | 0 | 0 | 0
10.01. | 1 | 29.813 |  | 29.813 | 0 | 0 | 0 | 0
10.01. | 2 | 29.813 |  | 29.813 | 0 | 0 | 0 | 0
10.01. | 3 | 29.813 |  | 29.813 | 0 | 0 | 0 | 0
10.01. | 4 | 29.813 |  | 29.813 | 0 | 0 | 0 | 0
10.01. | 5 | 29.813 |  | 29.813 | 0 | 0 | 0 | 0
10.01. | 6 | 29.813 |  | 29.813 | 0 | 0 | 0 | 0
10.01. | 7 | 29.813 |  | 29.813 | 0 | 0 | 0 | 0
10.01. | 8 | 29.813 |  | 29.813 | 0 | 0 | 0 | 0
10.01. | 9 | 29.813 |  | 29.813 | 0 | 0 | 0 | 0
10.01. | 10 | 29.813 |  | 29.813 | 0 | 0 | 0 | 0
10.01. | 11 | 29.813 |  | 29.813 | 0 | 0 | 0 | 0
10.01. | 12 | 29.813 |  | 29.813 | 0 | 0 | 0 | 0
10.01. | 13 | 29.813 |  | 29.813 | 0 | 0 | 0 | 0
10.01. | 14 | 29.813 |  | 29.813 | 0 | 0 | 0 | 0
10.01. | 15 | 29.813 |  | 29.813 | 0 | 0 | 0 | 0
10.01. | 16 | 29.813 |  | 29.813 | 0 | 0 | 0 | 0
10.01. | 17 | 29.813 |  | 29.813 | 0 | 0 | 0 | 0
10.01. | 18 | 29.813 |  | 29.813 | 0 | 0 | 0 | 0
10.01. | 19 | 29.813 |  | 29.813 | 0 | 0 | 0 | 0
10.01. | 20 | 29.813 |  | 29.813 | 0 | 0 | 0 | 0
10.01. | 21 | 29.813 |  | 29.813 | 0 | 0 | 0 | 0
10.01. | 22 | 29.813 |  | 29.813 | 0 | 0 | 0 | 0
10.01. | 23 | 29.813 |  | 29.813 | 0 | 0 | 0 | 0
10.01. | 24 | 29.813 |  | 29.813 | 0 | 0 | 0 | 0
11.01. | 1 | 29.813 |  | 29.813 | 0 | 0 | 0 | 0
11.01. | 2 | 29.813 |  | 29.813 | 0 | 0 | 0 | 0
11.01. | 3 | 29.813 |  | 29.813 | 0 | 0 | 0 | 0
11.01. | 4 | 29.813 |  | 29.813 | 0 | 0 | 0 | 0
11.01. | 5 | 29.813 |  | 29.813 | 0 | 0 | 0 | 0
11.01. | 6 | 29.813 |  | 29.813 | 0 | 0 | 0 | 0
11.01. | 7 | 29.813 |  | 29.813 | 0 | 0 | 0 | 0
11.01. | 8 | 29.813 |  | 29.813 | 0 | 0 | 0 | 0
11.01. | 9 | 29.813 |  | 29.813 | 0 | 0 | 0 | 0
11.01. | 10 | 29.813 |  | 29.813 | 0 | 0 | 0 | 0
11.01. | 11 | 29.813 |  | 29.813 | 0 | 0 | 0 | 0
11.01. | 12 | 29.813 |  | 29.813 | 0 | 0 | 0 | 0
11.01. | 13 | 29.813 |  | 29.813 | 0 | 0 | 0 | 0
11.01. | 14 | 29.813 |  | 29.813 | 0 | 0 | 0 | 0
11.01. | 15 | 29.813 |  | 29.813 | 0 | 0 | 0 | 0
11.01. | 16 | 29.813 |  | 29.813 | 0 | 0 | 0 | 0
11.01. | 17 | 29.813 |  | 29.813 | 0 | 0 | 0 | 0
11.01. | 18 | 29.813 |  | 29.813 | 0 | 0 | 0 | 0
11.01. | 19 | 29.813 |  | 29.813 | 0 | 0 | 0 | 0
11.01. | 20 | 29.813 |  | 29.813 | 0 | 0 | 0 | 0
11.01. | 21 | 29.813 |  | 29.813 | 0 | 0 | 0 | 0
11.01. | 22 | 29.813 |  | 29.813 | 0 | 0 | 0 | 0
11.01. | 23 | 29.813 |  | 29.813 | 0 | 0 | 0 | 0
11.01. | 24 | 29.813 |  | 29.813 | 0 | 0 | 0 | 0
12.01. | 1 | 29.813 |  | 29.813 | 0 | 0 | 0 | 0
12.01. | 2 | 29.813 |  | 29.813 | 0 | 0 | 0 | 0
12.01. | 3 | 29.813 |  | 29.813 | 0 | 0 | 0 | 0
12.01. | 4 | 29.813 |  | 29.813 | 0 | 0 | 0 | 0
12.01. | 5 | 29.813 |  | 29.813 | 0 | 0 | 0 | 0
12.01. | 6 | 29.813 |  | 29.813 | 0 | 0 | 0 | 0
12.01. | 7 | 29.813 |  | 29.813 | 0 | 0 | 0 | 0
12.01. | 8 | 29.813 |  | 29.813 | 0 | 0 | 0 | 0
12.01. | 9 | 29.813 |  | 29.813 | 0 | 0 | 0 | 0
12.01. | 10 | 29.813 |  | 29.813 | 0 | 0 | 0 | 0
12.01. | 11 | 29.813 |  | 29.813 | 0 | 0 | 0 | 0
12.01. | 12 | 29.813 |  | 29.813 | 0 | 0 | 0 | 0
12.01. | 13 | 29.813 |  | 29.813 | 0 | 0 | 0 | 0
12.01. | 14 | 29.813 |  | 29.813 | 0 | 0 | 0 | 0
12.01. | 15 | 29.813 |  | 29.813 | 0 | 0 | 0 | 0
12.01. | 16 | 29.813 |  | 29.813 | 0 | 0 | 0 | 0
12.01. | 17 | 29.813 |  | 29.813 | 0 | 0 | 0 | 0
12.01. | 18 | 29.813 |  | 29.813 | 0 | 0 | 0 | 0
12.01. | 19 | 29.813 |  | 29.813 | 0 | 0 | 0 | 0
12.01. | 20 | 29.813 |  | 29.813 | 0 | 0 | 0 | 0
12.01. | 21 | 29.813 |  | 29.813 | 0 | 0 | 0 | 0
12.01. | 22 | 29.813 |  | 29.813 | 0 | 0 | 0 | 0
12.01. | 23 | 29.813 |  | 29.813 | 0 | 0 | 0 | 0
12.01. | 24 | 29.813 |  | 29.813 | 0 | 0 | 0 | 0
13.01. | 1 | 29.813 |  | 29.813 | 0 | 0 | 0 | 0
13.01. | 2 | 29.813 |  | 29.813 | 0 | 0 | 0 | 0
13.01. | 3 | 29.813 |  | 29.813 | 0 | 0 | 0 | 0
13.01. | 4 | 29.813 |  | 29.813 | 0 | 0 | 0 | 0
13.01. | 5 | 29.813 |  | 29.813 | 0 | 0 | 0 | 0
13.01. | 6 | 29.813 |  | 29.813 | 0 | 0 | 0 | 0
13.01. | 7 | 29.813 |  | 29.813 | 0 | 0 | 0 | 0
13.01. | 8 | 29.813 |  | 29.813 | 0 | 0 | 0 | 0
13.01. | 9 | 29.813 |  | 29.813 | 0 | 0 | 0 | 0
13.01. | 10 | 29.813 |  | 29.813 | 0 | 0 | 0 | 0
13.01. | 11 | 29.813 |  | 29.813 | 0 | 0 | 0 | 0
13.01. | 12 | 29.813 |  | 29.813 | 0 | 0 | 0 | 0
13.01. | 13 | 29.813 |  | 29.813 | 0 | 0 | 0 | 0
13.01. | 14 | 29.813 |  | 29.813 | 0 | 0 | 0 | 0
13.01. | 15 | 29.813 |  | 29.813 | 0 | 0 | 0 | 0
13.01. | 16 | 29.813 |  | 29.813 | 0 | 0 | 0 | 0
13.01. | 17 | 29.813 |  | 29.813 | 0 | 0 | 0 | 0
13.01. | 18 | 29.813 |  | 29.813 | 0 | 0 | 0 | 0
13.01. | 19 | 29.813 |  | 29.813 | 0 | 0 | 0 | 0
13.01. | 20 | 29.813 |  | 29.813 | 0 | 0 | 0 | 0
13.01. | 21 | 29.813 |  | 29.813 | 0 | 0 | 0 | 0
13.01. | 22 | 29.813 |  | 29.813 | 0 | 0 | 0 | 0
13.01. | 23 | 29.813 |  | 29.813 | 0 | 0 | 0 | 0
13.01. | 24 | 29.813 |  | 29.813 | 0 | 0 | 0 | 0
14.01. | 1 | 29.813 |  | 29.813 | 0 | 0 | 0 | 0
14.01. | 2 | 29.813 |  | 29.813 | 0 | 0 | 0 | 0
14.01. | 3 | 29.813 |  | 29.813 | 0 | 0 | 0 | 0
14.01. | 4 | 29.813 |  | 29.813 | 0 | 0 | 0 | 0
14.01. | 5 | 29.813 |  | 29.813 | 0 | 0 | 0 | 0
14.01. | 6 | 29.813 |  | 29.813 | 0 | 0 | 0 | 0
14.01. | 7 | 29.813 |  | 29.813 | 0 | 0 | 0 | 0
14.01. | 8 | 29.813 |  | 29.813 | 0 | 0 | 0 | 0
14.01. | 9 | 29.813 |  | 29.813 | 0 | 0 | 0 | 0
14.01. | 10 | 29.813 |  | 29.813 | 0 | 0 | 0 | 0
14.01. | 11 | 29.813 |  | 29.813 | 0 | 0 | 0 | 0
14.01. | 12 | 29.813 |  | 29.813 | 0 | 0 | 0 | 0
14.01. | 13 | 29.813 |  | 29.813 | 0 | 0 | 0 | 0
14.01. | 14 | 29.813 |  | 29.813 | 0 | 0 | 0 | 0
14.01. | 15 | 29.813 |  | 29.813 | 0 | 0 | 0 | 0
14.01. | 16 | 29.813 |  | 29.813 | 0 | 0 | 0 | 0
14.01. | 17 | 29.813 |  | 29.813 | 0 | 0 | 0 | 0
14.01. | 18 | 29.813 |  | 29.813 | 0 | 0 | 0 | 0
14.01. | 19 | 29.813 |  | 29.813 | 0 | 0 | 0 | 0
14.01. | 20 | 29.813 |  | 29.813 | 0 | 0 | 0 | 0
14.01. | 21 | 29.813 |  | 29.813 | 0 | 0 | 0 | 0
14.01. | 22 | 29.813 |  | 29.813 | 0 | 0 | 0 | 0
14.01. | 23 | 29.813 |  | 29.813 | 0 | 0 | 0 | 0
14.01. | 24 | 29.813 |  | 29.813 | 0 | 0 | 0 | 0
15.01. | 1 | 29.813 |  | 29.813 | 0 | 0 | 0 | 0
15.01. | 2 | 29.813 |  | 29.813 | 0 | 0 | 0 | 0
15.01. | 3 | 29.813 |  | 29.813 | 0 | 0 | 0 | 0
15.01. | 4 | 29.813 |  | 29.813 | 0 | 0 | 0 | 0
15.01. | 5 | 29.813 |  | 29.813 | 0 | 0 | 0 | 0
15.01. | 6 | 29.813 |  | 29.813 | 0 | 0 | 0 | 0
15.01. | 7 | 29.813 |  | 29.813 | 0 | 0 | 0 | 0
15.01. | 8 | 29.813 |  | 29.813 | 0 | 0 | 0 | 0
15.01. | 9 | 29.813 |  | 29.813 | 0 | 0 | 0 | 0
15.01. | 10 | 29.813 |  | 29.813 | 0 | 0 | 0 | 0
15.01. | 11 | 29.813 |  | 29.813 | 0 | 0 | 0 | 0
15.01. | 12 | 29.813 |  | 29.813 | 0 | 0 | 0 | 0
15.01. | 13 | 29.813 |  | 29.813 | 0 | 0 | 0 | 0
15.01. | 14 | 29.813 |  | 29.813 | 0 | 0 | 0 | 0
15.01. | 15 | 29.813 |  | 29.813 | 0 | 0 | 0 | 0
15.01. | 16 | 29.813 |  | 29.813 | 0 | 0 | 0 | 0
15.01. | 17 | 29.813 |  | 29.813 | 0 | 0 | 0 | 0
15.01. | 18 | 29.813 |  | 29.813 | 0 | 0 | 0 | 0
15.01. | 19 | 29.813 |  | 29.813 | 0 | 0 | 0 | 0
15.01. | 20 | 29.813 |  | 29.813 | 0 | 0 | 0 | 0
15.01. | 21 | 29.813 |  | 29.813 | 0 | 0 | 0 | 0
15.01. | 22 | 29.813 |  | 29.813 | 0 | 0 | 0 | 0
15.01. | 23 | 29.813 |  | 29.813 | 0 | 0 | 0 | 0
15.01. | 24 | 29.813 |  | 29.813 | 0 | 0 | 0 | 0
16.01. | 1 | 29.813 |  | 29.813 | 0 | 0 | 0 | 0
16.01. | 2 | 29.813 |  | 29.813 | 0 | 0 | 0 | 0
16.01. | 3 | 29.813 |  | 29.813 | 0 | 0 | 0 | 0
16.01. | 4 | 29.813 |  | 29.813 | 0 | 0 | 0 | 0
16.01. | 5 | 29.813 |  | 29.813 | 0 | 0 | 0 | 0
16.01. | 6 | 29.813 |  | 29.813 | 0 | 0 | 0 | 0
16.01. | 7 | 29.813 |  | 29.813 | 0 | 0 | 0 | 0
16.01. | 8 | 29.813 |  | 29.813 | 0 | 0 | 0 | 0
16.01. | 9 | 29.813 |  | 29.813 | 0 | 0 | 0 | 0
16.01. | 10 | 29.813 |  | 29.813 | 0 | 0 | 0 | 0
16.01. | 11 | 29.813 |  | 29.813 | 0 | 0 | 0 | 0
16.01. | 12 | 29.813 |  | 29.813 | 0 | 0 | 0 | 0
16.01. | 13 | 29.813 |  | 29.813 | 0 | 0 | 0 | 0
16.01. | 14 | 29.813 |  | 29.813 | 0 | 0 | 0 | 0
16.01. | 15 | 29.813 |  | 29.813 | 0 | 0 | 0 | 0
16.01. | 16 | 29.813 |  | 29.813 | 0 | 0 | 0 | 0
16.01. | 17 | 29.813 |  | 29.813 | 0 | 0 | 0 | 0
16.01. | 18 | 29.813 |  | 29.813 | 0 | 0 | 0 | 0
16.01. | 19 | 29.813 |  | 29.813 | 0 | 0 | 0 | 0
16.01. | 20 | 29.813 |  | 29.813 | 0 | 0 | 0 | 0
16.01. | 21 | 29.813 |  | 29.813 | 0 | 0 | 0 | 0
16.01. | 22 | 29.813 |  | 29.813 | 0 | 0 | 0 | 0
16.01. | 23 | 29.813 |  | 29.813 | 0 | 0 | 0 | 0
16.01. | 24 | 29.813 |  | 29.813 | 0 | 0 | 0 | 0
17.01. | 1 | 29.813 |  | 29.813 | 0 | 0 | 0 | 0
17.01. | 2 | 29.813 |  | 29.813 | 0 | 0 | 0 | 0
17.01. | 3 | 29.813 |  | 29.813 | 0 | 0 | 0 | 0
17.01. | 4 | 29.813 |  | 29.813 | 0 | 0 | 0 | 0
17.01. | 5 | 29.813 |  | 29.813 | 0 | 0 | 0 | 0
17.01. | 6 | 29.813 |  | 29.813 | 0 | 0 | 0 | 0
17.01. | 7 | 29.813 |  | 29.813 | 0 | 0 | 0 | 0
17.01. | 8 | 29.813 |  | 29.813 | 0 | 0 | 0 | 0
17.01. | 9 | 29.813 |  | 29.813 | 0 | 0 | 0 | 0
17.01. | 10 | 29.813 |  | 29.813 | 0 | 0 | 0 | 0
17.01. | 11 | 29.813 |  | 29.813 | 0 | 0 | 0 | 0
17.01. | 12 | 29.813 |  | 29.813 | 0 | 0 | 0 | 0
17.01. | 13 | 29.813 |  | 29.813 | 0 | 0 | 0 | 0
17.01. | 14 | 29.813 |  | 29.813 | 0 | 0 | 0 | 0
17.01. | 15 | 29.813 |  | 29.813 | 0 | 0 | 0 | 0
17.01. | 16 | 29.813 |  | 29.813 | 0 | 0 | 0 | 0
17.01. | 17 | 29.813 |  | 29.813 | 0 | 0 | 0 | 0
17.01. | 18 | 29.813 |  | 29.813 | 0 | 0 | 0 | 0
17.01. | 19 | 29.813 |  | 29.813 | 0 | 0 | 0 | 0
17.01. | 20 | 29.813 |  | 29.813 | 0 | 0 | 0 | 0
17.01. | 21 | 29.813 |  | 29.813 | 0 | 0 | 0 | 0
17.01. | 22 | 29.813 |  | 29.813 | 0 | 0 | 0 | 0
17.01. | 23 | 29.813 |  | 29.813 | 0 | 0 | 0 | 0
17.01. | 24 | 29.813 |  | 29.813 | 0 | 0 | 0 | 0
18.01. | 1 | 29.813 |  | 29.813 | 0 | 0 | 0 | 0
18.01. | 2 | 29.813 |  | 29.813 | 0 | 0 | 0 | 0
18.01. | 3 | 29.813 |  | 29.813 | 0 | 0 | 0 | 0
18.01. | 4 | 29.813 |  | 29.813 | 0 | 0 | 0 | 0
18.01. | 5 | 29.813 |  | 29.813 | 0 | 0 | 0 | 0
18.01. | 6 | 29.813 |  | 29.813 | 0 | 0 | 0 | 0
18.01. | 7 | 29.813 |  | 29.813 | 0 | 0 | 0 | 0
18.01. | 8 | 29.813 |  | 29.813 | 0 | 0 | 0 | 0
18.01. | 9 | 29.813 |  | 29.813 | 0 | 0 | 0 | 0
18.01. | 10 | 29.813 |  | 29.813 | 0 | 0 | 0 | 0
18.01. | 11 | 29.813 |  | 29.813 | 0 | 0 | 0 | 0
18.01. | 12 | 29.813 |  | 29.813 | 0 | 0 | 0 | 0
18.01. | 13 | 29.813 |  | 29.813 | 0 | 0 | 0 | 0
18.01. | 14 | 29.813 |  | 29.813 | 0 | 0 | 0 | 0
18.01. | 15 | 29.813 |  | 29.813 | 0 | 0 | 0 | 0
18.01. | 16 | 29.813 |  | 29.813 | 0 | 0 | 0 | 0
18.01. | 17 | 29.813 |  | 29.813 | 0 | 0 | 0 | 0
18.01. | 18 | 29.813 |  | 29.813 | 0 | 0 | 0 | 0
18.01. | 19 | 29.813 |  | 29.813 | 0 | 0 | 0 | 0
18.01. | 20 | 29.813 |  | 29.813 | 0 | 0 | 0 | 0
18.01. | 21 | 29.813 |  | 29.813 | 0 | 0 | 0 | 0
18.01. | 22 | 29.813 |  | 29.813 | 0 | 0 | 0 | 0
18.01. | 23 | 29.813 |  | 29.813 | 0 | 0 | 0 | 0
18.01. | 24 | 29.813 |  | 29.813 | 0 | 0 | 0 | 0
19.01. | 1 | 29.813 |  | 29.813 | 0 | 0 | 0 | 0
19.01. | 2 | 29.813 |  | 29.813 | 0 | 0 | 0 | 0
19.01. | 3 | 29.813 |  | 29.813 | 0 | 0 | 0 | 0
19.01. | 4 | 29.813 |  | 29.813 | 0 | 0 | 0 | 0
19.01. | 5 | 29.813 |  | 29.813 | 0 | 0 | 0 | 0
19.01. | 6 | 29.813 |  | 29.813 | 0 | 0 | 0 | 0
19.01. | 7 | 29.813 |  | 29.813 | 0 | 0 | 0 | 0
19.01. | 8 | 29.813 |  | 29.813 | 0 | 0 | 0 | 0
19.01. | 9 | 29.813 |  | 29.813 | 0 | 0 | 0 | 0
19.01. | 10 | 29.813 |  | 29.813 | 0 | 0 | 0 | 0
19.01. | 11 | 29.813 |  | 29.813 | 0 | 0 | 0 | 0
19.01. | 12 | 29.813 |  | 29.813 | 0 | 0 | 0 | 0
19.01. | 13 | 29.813 |  | 29.813 | 0 | 0 | 0 | 0
19.01. | 14 | 29.813 |  | 29.813 | 0 | 0 | 0 | 0
19.01. | 15 | 29.813 |  | 29.813 | 0 | 0 | 0 | 0
19.01. | 16 | 29.813 |  | 29.813 | 0 | 0 | 0 | 0
19.01. | 17 | 29.813 |  | 29.813 | 0 | 0 | 0 | 0
19.01. | 18 | 29.813 |  | 29.813 | 0 | 0 | 0 | 0
19.01. | 19 | 29.813 |  | 29.813 | 0 | 0 | 0 | 0
19.01. | 20 | 29.813 |  | 29.813 | 0 | 0 | 0 | 0
19.01. | 21 | 29.813 |  | 29.813 | 0 | 0 | 0 | 0
19.01. | 22 | 29.813 |  | 29.813 | 0 | 0 | 0 | 0
19.01. | 23 | 29.813 |  | 29.813 | 0 | 0 | 0 | 0
19.01. | 24 | 29.813 |  | 29.813 | 0 | 0 | 0 | 0
20.01. | 1 | 29.813 |  | 29.813 | 0 | 0 | 0 | 0
20.01. | 2 | 29.813 |  | 29.813 | 0 | 0 | 0 | 0
20.01. | 3 | 29.813 |  | 29.813 | 0 | 0 | 0 | 0
20.01. | 4 | 29.813 |  | 29.813 | 0 | 0 | 0 | 0
20.01. | 5 | 29.813 |  | 29.813 | 0 | 0 | 0 | 0
20.01. | 6 | 29.813 |  | 29.813 | 0 | 0 | 0 | 0
20.01. | 7 | 29.813 |  | 29.813 | 0 | 0 | 0 | 0
20.01. | 8 | 29.813 |  | 29.813 | 0 | 0 | 0 | 0
20.01. | 9 | 29.813 |  | 29.813 | 0 | 0 | 0 | 0
20.01. | 10 | 29.813 |  | 29.813 | 0 | 0 | 0 | 0
20.01. | 11 | 29.813 |  | 29.813 | 0 | 0 | 0 | 0
20.01. | 12 | 29.813 |  | 29.813 | 0 | 0 | 0 | 0
20.01. | 13 | 29.813 |  | 29.813 | 0 | 0 | 0 | 0
20.01. | 14 | 29.813 |  | 29.813 | 0 | 0 | 0 | 0
20.01. | 15 | 29.813 |  | 29.813 | 0 | 0 | 0 | 0
20.01. | 16 | 29.813 |  | 29.813 | 0 | 0 | 0 | 0
20.01. | 17 | 29.813 |  | 29.813 | 0 | 0 | 0 | 0
20.01. | 18 | 29.813 |  | 29.813 | 0 | 0 | 0 | 0
20.01. | 19 | 29.813 |  | 29.813 | 0 | 0 | 0 | 0
20.01. | 20 | 29.813 |  | 29.813 | 0 | 0 | 0 | 0
20.01. | 21 | 29.813 |  | 29.813 | 0 | 0 | 0 | 0
20.01. | 22 | 29.813 |  | 29.813 | 0 | 0 | 0 | 0
20.01. | 23 | 29.813 |  | 29.813 | 0 | 0 | 0 | 0
20.01. | 24 | 29.813 |  | 29.813 | 0 | 0 | 0 | 0
21.01. | 1 | 29.813 |  | 29.813 | 0 | 0 | 0 | 0
21.01. | 2 | 29.813 |  | 29.813 | 0 | 0 | 0 | 0
21.01. | 3 | 29.813 |  | 29.813 | 0 | 0 | 0 | 0
21.01. | 4 | 29.813 |  | 29.813 | 0 | 0 | 0 | 0
21.01. | 5 | 29.813 |  | 29.813 | 0 | 0 | 0 | 0
21.01. | 6 | 29.813 |  | 29.813 | 0 | 0 | 0 | 0
21.01. | 7 | 29.813 |  | 29.813 | 0 | 0 | 0 | 0
21.01. | 8 | 29.813 |  | 29.813 | 0 | 0 | 0 | 0
21.01. | 9 | 29.813 |  | 29.813 | 0 | 0 | 0 | 0
21.01. | 10 | 29.813 |  | 29.813 | 0 | 0 | 0 | 0
21.01. | 11 | 29.813 |  | 29.813 | 0 | 0 | 0 | 0
21.01. | 12 | 29.813 |  | 29.813 | 0 | 0 | 0 | 0
21.01. | 13 | 29.813 |  | 29.813 | 0 | 0 | 0 | 0
21.01. | 14 | 29.813 |  | 29.813 | 0 | 0 | 0 | 0
21.01. | 15 | 29.813 |  | 29.813 | 0 | 0 | 0 | 0
21.01. | 16 | 29.813 |  | 29.813 | 0 | 0 | 0 | 0
21.01. | 17 | 29.813 |  | 29.813 | 0 | 0 | 0 | 0
21.01. | 18 | 29.813 |  | 29.813 | 0 | 0 | 0 | 0
21.01. | 19 | 29.813 |  | 29.813 | 0 | 0 | 0 | 0
21.01. | 20 | 29.813 |  | 29.813 | 0 | 0 | 0 | 0
21.01. | 21 | 29.813 |  | 29.813 | 0 | 0 | 0 | 0
21.01. | 22 | 29.813 |  | 29.813 | 0 | 0 | 0 | 0
21.01. | 23 | 29.813 |  | 29.813 | 0 | 0 | 0 | 0
21.01. | 24 | 29.813 |  | 29.813 | 0 | 0 | 0 | 0
22.01. | 1 | 29.813 |  | 29.813 | 0 | 0 | 0 | 0
22.01. | 2 | 29.813 |  | 29.813 | 0 | 0 | 0 | 0
22.01. | 3 | 29.813 |  | 29.813 | 0 | 0 | 0 | 0
22.01. | 4 | 29.813 |  | 29.813 | 0 | 0 | 0 | 0
22.01. | 5 | 29.813 |  | 29.813 | 0 | 0 | 0 | 0
22.01. | 6 | 29.813 |  | 29.813 | 0 | 0 | 0 | 0
22.01. | 7 | 29.813 |  | 29.813 | 0 | 0 | 0 | 0
22.01. | 8 | 29.813 |  | 29.813 | 0 | 0 | 0 | 0
22.01. | 9 | 29.813 |  | 29.813 | 0 | 0 | 0 | 0
22.01. | 10 | 29.813 |  | 29.813 | 0 | 0 | 0 | 0
22.01. | 11 | 29.813 |  | 29.813 | 0 | 0 | 0 | 0
22.01. | 12 | 29.813 |  | 29.813 | 0 | 0 | 0 | 0
22.01. | 13 | 29.813 |  | 29.813 | 0 | 0 | 0 | 0
22.01. | 14 | 29.813 |  | 29.813 | 0 | 0 | 0 | 0
22.01. | 15 | 29.813 |  | 29.813 | 0 | 0 | 0 | 0
22.01. | 16 | 29.813 |  | 29.813 | 0 | 0 | 0 | 0
22.01. | 17 | 29.813 |  | 29.813 | 0 | 0 | 0 | 0
22.01. | 18 | 29.813 |  | 29.813 | 0 | 0 | 0 | 0
22.01. | 19 | 29.813 |  | 29.813 | 0 | 0 | 0 | 0
22.01. | 20 | 29.813 |  | 29.813 | 0 | 0 | 0 | 0
22.01. | 21 | 29.813 |  | 29.813 | 0 | 0 | 0 | 0
22.01. | 22 | 29.813 |  | 29.813 | 0 | 0 | 0 | 0
22.01. | 23 | 29.813 |  | 29.813 | 0 | 0 | 0 | 0
22.01. | 24 | 29.813 |  | 29.813 | 0 | 0 | 0 | 0
23.01. | 1 | 29.813 |  | 29.813 | 0 | 0 | 0 | 0
23.01. | 2 | 29.813 |  | 29.813 | 0 | 0 | 0 | 0
23.01. | 3 | 29.813 |  | 29.813 | 0 | 0 | 0 | 0
23.01. | 4 | 29.813 |  | 29.813 | 0 | 0 | 0 | 0
23.01. | 5 | 29.813 |  | 29.813 | 0 | 0 | 0 | 0
23.01. | 6 | 29.813 |  | 29.813 | 0 | 0 | 0 | 0
23.01. | 7 | 29.813 |  | 29.813 | 0 | 0 | 0 | 0
23.01. | 8 | 29.813 |  | 29.813 | 0 | 0 | 0 | 0
23.01. | 9 | 29.813 |  | 29.813 | 0 | 0 | 0 | 0
23.01. | 10 | 29.813 |  | 29.813 | 0 | 0 | 0 | 0
23.01. | 11 | 29.813 |  | 29.813 | 0 | 0 | 0 | 0
23.01. | 12 | 29.813 |  | 29.813 | 0 | 0 | 0 | 0
23.01. | 13 | 29.813 |  | 29.813 | 0 | 0 | 0 | 0
23.01. | 14 | 29.813 |  | 29.813 | 0 | 0 | 0 | 0
23.01. | 15 | 29.813 |  | 29.813 | 0 | 0 | 0 | 0
23.01. | 16 | 29.813 |  | 29.813 | 0 | 0 | 0 | 0
23.01. | 17 | 29.813 |  | 29.813 | 0 | 0 | 0 | 0
23.01. | 18 | 29.813 |  | 29.813 | 0 | 0 | 0 | 0
23.01. | 19 | 29.813 |  | 29.813 | 0 | 0 | 0 | 0
23.01. | 20 | 29.813 |  | 29.813 | 0 | 0 | 0 | 0
23.01. | 21 | 29.813 |  | 29.813 | 0 | 0 | 0 | 0
23.01. | 22 | 29.813 |  | 29.813 | 0 | 0 | 0 | 0
23.01. | 23 | 29.813 |  | 29.813 | 0 | 0 | 0 | 0
23.01. | 24 | 29.813 |  | 29.813 | 0 | 0 | 0 | 0
24.01. | 1 | 29.813 |  | 29.813 | 0 | 0 | 0 | 0
24.01. | 2 | 29.813 |  | 29.813 | 0 | 0 | 0 | 0
24.01. | 3 | 29.813 |  | 29.813 | 0 | 0 | 0 | 0
24.01. | 4 | 29.813 |  | 29.813 | 0 | 0 | 0 | 0
24.01. | 5 | 29.813 |  | 29.813 | 0 | 0 | 0 | 0
24.01. | 6 | 29.813 |  | 29.813 | 0 | 0 | 0 | 0
24.01. | 7 | 29.813 |  | 29.813 | 0 | 0 | 0 | 0
24.01. | 8 | 29.813 |  | 29.813 | 0 | 0 | 0 | 0
24.01. | 9 | 29.813 |  | 29.813 | 0 | 0 | 0 | 0
24.01. | 10 | 29.813 |  | 29.813 | 0 | 0 | 0 | 0
24.01. | 11 | 29.813 |  | 29.813 | 0 | 0 | 0 | 0
24.01. | 12 | 29.813 |  | 29.813 | 0 | 0 | 0 | 0
24.01. | 13 | 29.813 |  | 29.813 | 0 | 0 | 0 | 0
24.01. | 14 | 29.813 |  | 29.813 | 0 | 0 | 0 | 0
24.01. | 15 | 29.813 |  | 29.813 | 0 | 0 | 0 | 0
24.01. | 16 | 29.813 |  | 29.813 | 0 | 0 | 0 | 0
24.01. | 17 | 29.813 |  | 29.813 | 0 | 0 | 0 | 0
24.01. | 18 | 29.813 |  | 29.813 | 0 | 0 | 0 | 0
24.01. | 19 | 29.813 |  | 29.813 | 0 | 0 | 0 | 0
24.01. | 20 | 29.813 |  | 29.813 | 0 | 0 | 0 | 0
24.01. | 21 | 29.813 |  | 29.813 | 0 | 0 | 0 | 0
24.01. | 22 | 29.813 |  | 29.813 | 0 | 0 | 0 | 0
24.01. | 23 | 29.813 |  | 29.813 | 0 | 0 | 0 | 0
24.01. | 24 | 29.813 |  | 29.813 | 0 | 0 | 0 | 0
25.01. | 1 | 29.813 |  | 29.813 | 0 | 0 | 0 | 0
25.01. | 2 | 29.813 |  | 29.813 | 0 | 0 | 0 | 0
25.01. | 3 | 29.813 |  | 29.813 | 0 | 0 | 0 | 0
25.01. | 4 | 29.813 |  | 29.813 | 0 | 0 | 0 | 0
25.01. | 5 | 29.813 |  | 29.813 | 0 | 0 | 0 | 0
25.01. | 6 | 29.813 |  | 29.813 | 0 | 0 | 0 | 0
25.01. | 7 | 29.813 |  | 29.813 | 0 | 0 | 0 | 0
25.01. | 8 | 29.813 |  | 29.813 | 0 | 0 | 0 | 0
25.01. | 9 | 29.813 |  | 29.813 | 0 | 0 | 0 | 0
25.01. | 10 | 29.813 |  | 29.813 | 0 | 0 | 0 | 0
25.01. | 11 | 29.813 |  | 29.813 | 0 | 0 | 0 | 0
25.01. | 12 | 29.813 |  | 29.813 | 0 | 0 | 0 | 0
25.01. | 13 | 29.813 |  | 29.813 | 0 | 0 | 0 | 0
25.01. | 14 | 29.813 |  | 29.813 | 0 | 0 | 0 | 0
25.01. | 15 | 29.813 |  | 29.813 | 0 | 0 | 0 | 0
25.01. | 16 | 29.813 |  | 29.813 | 0 | 0 | 0 | 0
25.01. | 17 | 29.813 |  | 29.813 | 0 | 0 | 0 | 0
25.01. | 18 | 29.813 |  | 29.813 | 0 | 0 | 0 | 0
25.01. | 19 | 29.813 |  | 29.813 | 0 | 0 | 0 | 0
25.01. | 20 | 29.813 |  | 29.813 | 0 | 0 | 0 | 0
25.01. | 21 | 29.813 |  | 29.813 | 0 | 0 | 0 | 0
25.01. | 22 | 29.813 |  | 29.813 | 0 | 0 | 0 | 0
25.01. | 23 | 29.813 |  | 29.813 | 0 | 0 | 0 | 0
25.01. | 24 | 29.813 |  | 29.813 | 0 | 0 | 0 | 0
26.01. | 1 | 29.813 |  | 29.813 | 0 | 0 | 0 | 0
26.01. | 2 | 29.813 |  | 29.813 | 0 | 0 | 0 | 0
26.01. | 3 | 29.813 |  | 29.813 | 0 | 0 | 0 | 0
26.01. | 4 | 29.813 |  | 29.813 | 0 | 0 | 0 | 0
26.01. | 5 | 29.813 |  | 29.813 | 0 | 0 | 0 | 0
26.01. | 6 | 29.813 |  | 29.813 | 0 | 0 | 0 | 0
26.01. | 7 | 29.813 |  | 29.813 | 0 | 0 | 0 | 0
26.01. | 8 | 29.813 |  | 29.813 | 0 | 0 | 0 | 0
26.01. | 9 | 29.813 |  | 29.813 | 0 | 0 | 0 | 0
26.01. | 10 | 29.813 |  | 29.813 | 0 | 0 | 0 | 0
26.01. | 11 | 29.813 |  | 29.813 | 0 | 0 | 0 | 0
26.01. | 12 | 29.813 |  | 29.813 | 0 | 0 | 0 | 0
26.01. | 13 | 29.813 |  | 29.813 | 0 | 0 | 0 | 0
26.01. | 14 | 29.813 |  | 29.813 | 0 | 0 | 0 | 0
26.01. | 15 | 29.813 |  | 29.813 | 0 | 0 | 0 | 0
26.01. | 16 | 29.813 |  | 29.813 | 0 | 0 | 0 | 0
26.01. | 17 | 29.813 |  | 29.813 | 0 | 0 | 0 | 0
26.01. | 18 | 29.813 |  | 29.813 | 0 | 0 | 0 | 0
26.01. | 19 | 29.813 |  | 29.813 | 0 | 0 | 0 | 0
26.01. | 20 | 29.813 |  | 29.813 | 0 | 0 | 0 | 0
26.01. | 21 | 29.813 |  | 29.813 | 0 | 0 | 0 | 0
26.01. | 22 | 29.813 |  | 29.813 | 0 | 0 | 0 | 0
26.01. | 23 | 29.813 |  | 29.813 | 0 | 0 | 0 | 0
26.01. | 24 | 29.813 |  | 29.813 | 0 | 0 | 0 | 0
27.01. | 1 | 29.813 |  | 29.813 | 0 | 0 | 0 | 0
27.01. | 2 | 29.813 |  | 29.813 | 0 | 0 | 0 | 0
27.01. | 3 | 29.813 |  | 29.813 | 0 | 0 | 0 | 0
27.01. | 4 | 29.813 |  | 29.813 | 0 | 0 | 0 | 0
27.01. | 5 | 29.813 |  | 29.813 | 0 | 0 | 0 | 0
27.01. | 6 | 29.813 |  | 29.813 | 0 | 0 | 0 | 0
27.01. | 7 | 29.813 |  | 29.813 | 0 | 0 | 0 | 0
27.01. | 8 | 29.813 |  | 29.813 | 0 | 0 | 0 | 0
27.01. | 9 | 29.813 |  | 29.813 | 0 | 0 | 0 | 0
27.01. | 10 | 29.813 |  | 29.813 | 0 | 0 | 0 | 0
27.01. | 11 | 29.813 |  | 29.813 | 0 | 0 | 0 | 0
27.01. | 12 | 29.813 |  | 29.813 | 0 | 0 | 0 | 0
27.01. | 13 | 29.813 |  | 29.813 | 0 | 0 | 0 | 0
27.01. | 14 | 29.813 |  | 29.813 | 0 | 0 | 0 | 0
27.01. | 15 | 29.813 |  | 29.813 | 0 | 0 | 0 | 0
27.01. | 16 | 29.813 |  | 29.813 | 0 | 0 | 0 | 0
27.01. | 17 | 29.813 |  | 29.813 | 0 | 0 | 0 | 0
27.01. | 18 | 29.813 |  | 29.813 | 0 | 0 | 0 | 0
27.01. | 19 | 29.813 |  | 29.813 | 0 | 0 | 0 | 0
27.01. | 20 | 29.813 |  | 29.813 | 0 | 0 | 0 | 0
27.01. | 21 | 29.813 |  | 29.813 | 0 | 0 | 0 | 0
27.01. | 22 | 29.813 |  | 29.813 | 0 | 0 | 0 | 0
27.01. | 23 | 29.813 |  | 29.813 | 0 | 0 | 0 | 0
27.01. | 24 | 29.813 |  | 29.813 | 0 | 0 | 0 | 0
28.01. | 1 | 29.813 |  | 29.813 | 0 | 0 | 0 | 0
28.01. | 2 | 29.813 |  | 29.813 | 0 | 0 | 0 | 0
28.01. | 3 | 29.813 |  | 29.813 | 0 | 0 | 0 | 0
28.01. | 4 | 29.813 |  | 29.813 | 0 | 0 | 0 | 0
28.01. | 5 | 29.813 |  | 29.813 | 0 | 0 | 0 | 0
28.01. | 6 | 29.813 |  | 29.813 | 0 | 0 | 0 | 0
28.01. | 7 | 29.813 |  | 29.813 | 0 | 0 | 0 | 0
28.01. | 8 | 29.813 |  | 29.813 | 0 | 0 | 0 | 0
28.01. | 9 | 29.813 |  | 29.813 | 0 | 0 | 0 | 0
28.01. | 10 | 29.813 |  | 29.813 | 0 | 0 | 0 | 0
28.01. | 11 | 29.813 |  | 29.813 | 0 | 0 | 0 | 0
28.01. | 12 | 29.813 |  | 29.813 | 0 | 0 | 0 | 0
28.01. | 13 | 29.813 |  | 29.813 | 0 | 0 | 0 | 0
28.01. | 14 | 29.813 |  | 29.813 | 0 | 0 | 0 | 0
28.01. | 15 | 29.813 |  | 29.813 | 0 | 0 | 0 | 0
28.01. | 16 | 29.813 |  | 29.813 | 0 | 0 | 0 | 0
28.01. | 17 | 29.813 |  | 29.813 | 0 | 0 | 0 | 0
28.01. | 18 | 29.813 |  | 29.813 | 0 | 0 | 0 | 0
28.01. | 19 | 29.813 |  | 29.813 | 0 | 0 | 0 | 0
28.01. | 20 | 29.813 |  | 29.813 | 0 | 0 | 0 | 0
28.01. | 21 | 29.813 |  | 29.813 | 0 | 0 | 0 | 0
28.01. | 22 | 29.813 |  | 29.813 | 0 | 0 | 0 | 0
28.01. | 23 | 29.813 |  | 29.813 | 0 | 0 | 0 | 0
28.01. | 24 | 29.813 |  | 29.813 | 0 | 0 | 0 | 0
29.01. | 1 | 29.813 |  | 29.813 | 0 | 0 | 0 | 0
29.01. | 2 | 29.813 |  | 29.813 | 0 | 0 | 0 | 0
29.01. | 3 | 29.813 |  | 29.813 | 0 | 0 | 0 | 0
29.01. | 4 | 29.813 |  | 29.813 | 0 | 0 | 0 | 0
29.01. | 5 | 29.813 |  | 29.813 | 0 | 0 | 0 | 0
29.01. | 6 | 29.813 |  | 29.813 | 0 | 0 | 0 | 0
29.01. | 7 | 29.813 |  | 29.813 | 0 | 0 | 0 | 0
29.01. | 8 | 29.813 |  | 29.813 | 0 | 0 | 0 | 0
29.01. | 9 | 29.813 |  | 29.813 | 0 | 0 | 0 | 0
29.01. | 10 | 29.813 |  | 29.813 | 0 | 0 | 0 | 0
29.01. | 11 | 29.813 |  | 29.813 | 0 | 0 | 0 | 0
29.01. | 12 | 29.813 |  | 29.813 | 0 | 0 | 0 | 0
29.01. | 13 | 29.813 |  | 29.813 | 0 | 0 | 0 | 0
29.01. | 14 | 29.813 |  | 29.813 | 0 | 0 | 0 | 0
29.01. | 15 | 29.813 |  | 29.813 | 0 | 0 | 0 | 0
29.01. | 16 | 29.813 |  | 29.813 | 0 | 0 | 0 | 0
29.01. | 17 | 29.813 |  | 29.813 | 0 | 0 | 0 | 0
29.01. | 18 | 29.813 |  | 29.813 | 0 | 0 | 0 | 0
29.01. | 19 | 29.813 |  | 29.813 | 0 | 0 | 0 | 0
29.01. | 20 | 29.813 |  | 29.813 | 0 | 0 | 0 | 0
29.01. | 21 | 29.813 |  | 29.813 | 0 | 0 | 0 | 0
29.01. | 22 | 29.813 |  | 29.813 | 0 | 0 | 0 | 0
29.01. | 23 | 29.813 |  | 29.813 | 0 | 0 | 0 | 0
29.01. | 24 | 29.813 |  | 29.813 | 0 | 0 | 0 | 0
30.01. | 1 | 29.813 |  | 29.813 | 0 | 0 | 0 | 0
30.01. | 2 | 29.813 |  | 29.813 | 0 | 0 | 0 | 0
30.01. | 3 | 29.813 |  | 29.813 | 0 | 0 | 0 | 0
30.01. | 4 | 29.813 |  | 29.813 | 0 | 0 | 0 | 0
30.01. | 5 | 29.813 |  | 29.813 | 0 | 0 | 0 | 0
30.01. | 6 | 29.813 |  | 29.813 | 0 | 0 | 0 | 0
30.01. | 7 | 29.813 |  | 29.813 | 0 | 0 | 0 | 0
30.01. | 8 | 29.813 |  | 29.813 | 0 | 0 | 0 | 0
30.01. | 9 | 29.813 |  | 29.813 | 0 | 0 | 0 | 0
30.01. | 10 | 29.813 |  | 29.813 | 0 | 0 | 0 | 0
30.01. | 11 | 29.813 |  | 29.813 | 0 | 0 | 0 | 0
30.01. | 12 | 29.813 |  | 29.813 | 0 | 0 | 0 | 0
30.01. | 13 | 29.813 |  | 29.813 | 0 | 0 | 0 | 0
30.01. | 14 | 29.813 |  | 29.813 | 0 | 0 | 0 | 0
30.01. | 15 | 29.813 |  | 29.813 | 0 | 0 | 0 | 0
30.01. | 16 | 29.813 |  | 29.813 | 0 | 0 | 0 | 0
30.01. | 17 | 29.813 |  | 29.813 | 0 | 0 | 0 | 0
30.01. | 18 | 29.813 |  | 29.813 | 0 | 0 | 0 | 0
30.01. | 19 | 29.813 |  | 29.813 | 0 | 0 | 0 | 0
30.01. | 20 | 29.813 |  | 29.813 | 0 | 0 | 0 | 0
30.01. | 21 | 29.813 |  | 29.813 | 0 | 0 | 0 | 0
30.01. | 22 | 29.813 |  | 29.813 | 0 | 0 | 0 | 0
30.01. | 23 | 29.813 |  | 29.813 | 0 | 0 | 0 | 0
30.01. | 24 | 29.813 |  | 29.813 | 0 | 0 | 0 | 0
31.01. | 1 | 29.813 |  | 29.813 | 0 | 0 | 0 | 0
31.01. | 2 | 29.813 |  | 29.813 | 0 | 0 | 0 | 0
31.01. | 3 | 29.813 |  | 29.813 | 0 | 0 | 0 | 0
31.01. | 4 | 29.813 |  | 29.813 | 0 | 0 | 0 | 0
31.01. | 5 | 29.813 |  | 29.813 | 0 | 0 | 0 | 0
31.01. | 6 | 29.813 |  | 29.813 | 0 | 0 | 0 | 0
31.01. | 7 | 29.813 |  | 29.813 | 0 | 0 | 0 | 0
31.01. | 8 | 29.813 |  | 29.813 | 0 | 0 | 0 | 0
31.01. | 9 | 29.813 |  | 29.813 | 0 | 0 | 0 | 0
31.01. | 10 | 29.813 |  | 29.813 | 0 | 0 | 0 | 0
31.01. | 11 | 29.813 |  | 29.813 | 0 | 0 | 0 | 0
31.01. | 12 | 29.813 |  | 29.813 | 0 | 0 | 0 | 0
31.01. | 13 | 29.813 |  | 29.813 | 0 | 0 | 0 | 0
31.01. | 14 | 29.813 |  | 29.813 | 0 | 0 | 0 | 0
31.01. | 15 | 29.813 |  | 29.813 | 0 | 0 | 0 | 0
31.01. | 16 | 29.813 |  | 29.813 | 0 | 0 | 0 | 0
31.01. | 17 | 29.813 |  | 29.813 | 0 | 0 | 0 | 0
31.01. | 18 | 29.813 |  | 29.813 | 0 | 0 | 0 | 0
31.01. | 19 | 29.813 |  | 29.813 | 0 | 0 | 0 | 0
31.01. | 20 | 29.813 |  | 29.813 | 0 | 0 | 0 | 0
31.01. | 21 | 29.813 |  | 29.813 | 0 | 0 | 0 | 0
31.01. | 22 | 29.813 |  | 29.813 | 0 | 0 | 0 | 0
31.01. | 23 | 29.813 |  | 29.813 | 0 | 0 | 0 | 0
31.01. | 24 | 29.813 |  | 29.813 | 0 | 0 | 0 | 0
01.02. | 1 | 29.813 |  | 29.813 | 0 | 0 | 0 | 0
01.02. | 2 | 29.813 |  | 29.813 | 0 | 0 | 0 | 0
01.02. | 3 | 29.813 |  | 29.813 | 0 | 0 | 0 | 0
01.02. | 4 | 29.813 |  | 29.813 | 0 | 0 | 0 | 0
01.02. | 5 | 29.813 |  | 29.813 | 0 | 0 | 0 | 0
01.02. | 6 | 29.813 |  | 29.813 | 0 | 0 | 0 | 0
01.02. | 7 | 29.813 |  | 29.813 | 0 | 0 | 0 | 0
01.02. | 8 | 29.813 |  | 29.813 | 0 | 0 | 0 | 0
01.02. | 9 | 29.813 |  | 29.813 | 0 | 0 | 0 | 0
01.02. | 10 | 29.813 |  | 29.813 | 0 | 0 | 0 | 0
01.02. | 11 | 29.813 |  | 29.813 | 0 | 0 | 0 | 0
01.02. | 12 | 29.813 |  | 29.813 | 0 | 0 | 0 | 0
01.02. | 13 | 29.813 |  | 29.813 | 0 | 0 | 0 | 0
01.02. | 14 | 29.813 |  | 29.813 | 0 | 0 | 0 | 0
01.02. | 15 | 29.813 |  | 29.813 | 0 | 0 | 0 | 0
01.02. | 16 | 29.813 |  | 29.813 | 0 | 0 | 0 | 0
01.02. | 17 | 29.813 |  | 29.813 | 0 | 0 | 0 | 0
01.02. | 18 | 29.813 |  | 29.813 | 0 | 0 | 0 | 0
01.02. | 19 | 29.813 |  | 29.813 | 0 | 0 | 0 | 0
01.02. | 20 | 29.813 |  | 29.813 | 0 | 0 | 0 | 0
01.02. | 21 | 29.813 |  | 29.813 | 0 | 0 | 0 | 0
01.02. | 22 | 29.813 |  | 29.813 | 0 | 0 | 0 | 0
01.02. | 23 | 29.813 |  | 29.813 | 0 | 0 | 0 | 0
01.02. | 24 | 29.813 |  | 29.813 | 0 | 0 | 0 | 0
02.02. | 1 | 29.813 |  | 29.813 | 0 | 0 | 0 | 0
02.02. | 2 | 29.813 |  | 29.813 | 0 | 0 | 0 | 0
02.02. | 3 | 29.813 |  | 29.813 | 0 | 0 | 0 | 0
02.02. | 4 | 29.813 |  | 29.813 | 0 | 0 | 0 | 0
02.02. | 5 | 29.813 |  | 29.813 | 0 | 0 | 0 | 0
02.02. | 6 | 29.813 |  | 29.813 | 0 | 0 | 0 | 0
02.02. | 7 | 29.813 |  | 29.813 | 0 | 0 | 0 | 0
02.02. | 8 | 29.813 |  | 29.813 | 0 | 0 | 0 | 0
02.02. | 9 | 29.813 |  | 29.813 | 0 | 0 | 0 | 0
02.02. | 10 | 29.813 |  | 29.813 | 0 | 0 | 0 | 0
02.02. | 11 | 29.813 |  | 29.813 | 0 | 0 | 0 | 0
02.02. | 12 | 29.813 |  | 29.813 | 0 | 0 | 0 | 0
02.02. | 13 | 29.813 |  | 29.813 | 0 | 0 | 0 | 0
02.02. | 14 | 29.813 |  | 29.813 | 0 | 0 | 0 | 0
02.02. | 15 | 29.813 |  | 29.813 | 0 | 0 | 0 | 0
02.02. | 16 | 29.813 |  | 29.813 | 0 | 0 | 0 | 0
02.02. | 17 | 29.813 |  | 29.813 | 0 | 0 | 0 | 0
02.02. | 18 | 29.813 |  | 29.813 | 0 | 0 | 0 | 0
02.02. | 19 | 29.813 |  | 29.813 | 0 | 0 | 0 | 0
02.02. | 20 | 29.813 |  | 29.813 | 0 | 0 | 0 | 0
02.02. | 21 | 29.813 |  | 29.813 | 0 | 0 | 0 | 0
02.02. | 22 | 29.813 |  | 29.813 | 0 | 0 | 0 | 0
02.02. | 23 | 29.813 |  | 29.813 | 0 | 0 | 0 | 0
02.02. | 24 | 29.813 |  | 29.813 | 0 | 0 | 0 | 0
03.02. | 1 | 29.813 |  | 29.813 | 0 | 0 | 0 | 0
03.02. | 2 | 29.813 |  | 29.813 | 0 | 0 | 0 | 0
03.02. | 3 | 29.813 |  | 29.813 | 0 | 0 | 0 | 0
03.02. | 4 | 29.813 |  | 29.813 | 0 | 0 | 0 | 0
03.02. | 5 | 29.813 |  | 29.813 | 0 | 0 | 0 | 0
03.02. | 6 | 29.813 |  | 29.813 | 0 | 0 | 0 | 0
03.02. | 7 | 29.813 |  | 29.813 | 0 | 0 | 0 | 0
03.02. | 8 | 29.813 |  | 29.813 | 0 | 0 | 0 | 0
03.02. | 9 | 29.813 |  | 29.813 | 0 | 0 | 0 | 0
03.02. | 10 | 29.813 |  | 29.813 | 0 | 0 | 0 | 0
03.02. | 11 | 29.813 |  | 29.813 | 0 | 0 | 0 | 0
03.02. | 12 | 29.813 |  | 29.813 | 0 | 0 | 0 | 0
03.02. | 13 | 29.813 |  | 29.813 | 0 | 0 | 0 | 0
03.02. | 14 | 29.813 |  | 29.813 | 0 | 0 | 0 | 0
03.02. | 15 | 29.813 |  | 29.813 | 0 | 0 | 0 | 0
03.02. | 16 | 29.813 |  | 29.813 | 0 | 0 | 0 | 0
03.02. | 17 | 29.813 |  | 29.813 | 0 | 0 | 0 | 0
03.02. | 18 | 29.813 |  | 29.813 | 0 | 0 | 0 | 0
03.02. | 19 | 29.813 |  | 29.813 | 0 | 0 | 0 | 0
03.02. | 20 | 29.813 |  | 29.813 | 0 | 0 | 0 | 0
03.02. | 21 | 29.813 |  | 29.813 | 0 | 0 | 0 | 0
03.02. | 22 | 29.813 |  | 29.813 | 0 | 0 | 0 | 0
03.02. | 23 | 29.813 |  | 29.813 | 0 | 0 | 0 | 0
03.02. | 24 | 29.813 |  | 29.813 | 0 | 0 | 0 | 0
04.02. | 1 | 29.813 |  | 29.813 | 0 | 0 | 0 | 0
04.02. | 2 | 29.813 |  | 29.813 | 0 | 0 | 0 | 0
04.02. | 3 | 29.813 |  | 29.813 | 0 | 0 | 0 | 0
04.02. | 4 | 29.813 |  | 29.813 | 0 | 0 | 0 | 0
04.02. | 5 | 29.813 |  | 29.813 | 0 | 0 | 0 | 0
04.02. | 6 | 29.813 |  | 29.813 | 0 | 0 | 0 | 0
04.02. | 7 | 29.813 |  | 29.813 | 0 | 0 | 0 | 0
04.02. | 8 | 29.813 |  | 29.813 | 0 | 0 | 0 | 0
04.02. | 9 | 29.813 |  | 29.813 | 0 | 0 | 0 | 0
04.02. | 10 | 29.813 |  | 29.813 | 0 | 0 | 0 | 0
04.02. | 11 | 29.813 |  | 29.813 | 0 | 0 | 0 | 0
04.02. | 12 | 29.813 |  | 29.813 | 0 | 0 | 0 | 0
04.02. | 13 | 29.813 |  | 29.813 | 0 | 0 | 0 | 0
04.02. | 14 | 29.813 |  | 29.813 | 0 | 0 | 0 | 0
04.02. | 15 | 29.813 |  | 29.813 | 0 | 0 | 0 | 0
04.02. | 16 | 29.813 |  | 29.813 | 0 | 0 | 0 | 0
04.02. | 17 | 29.813 |  | 29.813 | 0 | 0 | 0 | 0
04.02. | 18 | 29.813 |  | 29.813 | 0 | 0 | 0 | 0
04.02. | 19 | 29.813 |  | 29.813 | 0 | 0 | 0 | 0
04.02. | 20 | 29.813 |  | 29.813 | 0 | 0 | 0 | 0
04.02. | 21 | 29.813 |  | 29.813 | 0 | 0 | 0 | 0
04.02. | 22 | 29.813 |  | 29.813 | 0 | 0 | 0 | 0
04.02. | 23 | 29.813 |  | 29.813 | 0 | 0 | 0 | 0
04.02. | 24 | 29.813 |  | 29.813 | 0 | 0 | 0 | 0
05.02. | 1 | 29.813 |  | 29.813 | 0 | 0 | 0 | 0
05.02. | 2 | 29.813 |  | 29.813 | 0 | 0 | 0 | 0
05.02. | 3 | 29.813 |  | 29.813 | 0 | 0 | 0 | 0
05.02. | 4 | 29.813 |  | 29.813 | 0 | 0 | 0 | 0
05.02. | 5 | 29.813 |  | 29.813 | 0 | 0 | 0 | 0
05.02. | 6 | 29.813 |  | 29.813 | 0 | 0 | 0 | 0
05.02. | 7 | 29.813 |  | 29.813 | 0 | 0 | 0 | 0
05.02. | 8 | 29.813 |  | 29.813 | 0 | 0 | 0 | 0
05.02. | 9 | 29.813 |  | 29.813 | 0 | 0 | 0 | 0
05.02. | 10 | 29.813 |  | 29.813 | 0 | 0 | 0 | 0
05.02. | 11 | 29.813 |  | 29.813 | 0 | 0 | 0 | 0
05.02. | 12 | 29.813 |  | 29.813 | 0 | 0 | 0 | 0
05.02. | 13 | 29.813 |  | 29.813 | 0 | 0 | 0 | 0
05.02. | 14 | 29.813 |  | 29.813 | 0 | 0 | 0 | 0
05.02. | 15 | 29.813 |  | 29.813 | 0 | 0 | 0 | 0
05.02. | 16 | 29.813 |  | 29.813 | 0 | 0 | 0 | 0
05.02. | 17 | 29.813 |  | 29.813 | 0 | 0 | 0 | 0
05.02. | 18 | 29.813 |  | 29.813 | 0 | 0 | 0 | 0
05.02. | 19 | 29.813 |  | 29.813 | 0 | 0 | 0 | 0
05.02. | 20 | 29.813 |  | 29.813 | 0 | 0 | 0 | 0
05.02. | 21 | 29.813 |  | 29.813 | 0 | 0 | 0 | 0
05.02. | 22 | 29.813 |  | 29.813 | 0 | 0 | 0 | 0
05.02. | 23 | 29.813 |  | 29.813 | 0 | 0 | 0 | 0
05.02. | 24 | 29.813 |  | 29.813 | 0 | 0 | 0 | 0
06.02. | 1 | 29.813 |  | 29.813 | 0 | 0 | 0 | 0
06.02. | 2 | 29.813 |  | 29.813 | 0 | 0 | 0 | 0
06.02. | 3 | 29.813 |  | 29.813 | 0 | 0 | 0 | 0
06.02. | 4 | 29.813 |  | 29.813 | 0 | 0 | 0 | 0
06.02. | 5 | 29.813 |  | 29.813 | 0 | 0 | 0 | 0
06.02. | 6 | 29.813 |  | 29.813 | 0 | 0 | 0 | 0
06.02. | 7 | 29.813 |  | 29.813 | 0 | 0 | 0 | 0
06.02. | 8 | 29.813 |  | 29.813 | 0 | 0 | 0 | 0
06.02. | 9 | 29.813 |  | 29.813 | 0 | 0 | 0 | 0
06.02. | 10 | 29.813 |  | 29.813 | 0 | 0 | 0 | 0
06.02. | 11 | 29.813 |  | 29.813 | 0 | 0 | 0 | 0
06.02. | 12 | 29.813 |  | 29.813 | 0 | 0 | 0 | 0
06.02. | 13 | 29.813 |  | 29.813 | 0 | 0 | 0 | 0
06.02. | 14 | 29.813 |  | 29.813 | 0 | 0 | 0 | 0
06.02. | 15 | 29.813 |  | 29.813 | 0 | 0 | 0 | 0
06.02. | 16 | 29.813 |  | 29.813 | 0 | 0 | 0 | 0
06.02. | 17 | 29.813 |  | 29.813 | 0 | 0 | 0 | 0
06.02. | 18 | 29.813 |  | 29.813 | 0 | 0 | 0 | 0
06.02. | 19 | 29.813 |  | 29.813 | 0 | 0 | 0 | 0
06.02. | 20 | 29.813 |  | 29.813 | 0 | 0 | 0 | 0
06.02. | 21 | 29.813 |  | 29.813 | 0 | 0 | 0 | 0
06.02. | 22 | 29.813 |  | 29.813 | 0 | 0 | 0 | 0
06.02. | 23 | 29.813 |  | 29.813 | 0 | 0 | 0 | 0
06.02. | 24 | 29.813 |  | 29.813 | 0 | 0 | 0 | 0
07.02. | 1 | 29.813 |  | 29.813 | 0 | 0 | 0 | 0
07.02. | 2 | 29.813 |  | 29.813 | 0 | 0 | 0 | 0
07.02. | 3 | 29.813 |  | 29.813 | 0 | 0 | 0 | 0
07.02. | 4 | 29.813 |  | 29.813 | 0 | 0 | 0 | 0
07.02. | 5 | 29.813 |  | 29.813 | 0 | 0 | 0 | 0
07.02. | 6 | 29.813 |  | 29.813 | 0 | 0 | 0 | 0
07.02. | 7 | 29.813 |  | 29.813 | 0 | 0 | 0 | 0
07.02. | 8 | 29.813 |  | 29.813 | 0 | 0 | 0 | 0
07.02. | 9 | 29.813 |  | 29.813 | 0 | 0 | 0 | 0
07.02. | 10 | 29.813 |  | 29.813 | 0 | 0 | 0 | 0
07.02. | 11 | 29.813 |  | 29.813 | 0 | 0 | 0 | 0
07.02. | 12 | 29.813 |  | 29.813 | 0 | 0 | 0 | 0
07.02. | 13 | 29.813 |  | 29.813 | 0 | 0 | 0 | 0
07.02. | 14 | 29.813 |  | 29.813 | 0 | 0 | 0 | 0
07.02. | 15 | 29.813 |  | 29.813 | 0 | 0 | 0 | 0
07.02. | 16 | 29.813 |  | 29.813 | 0 | 0 | 0 | 0
07.02. | 17 | 29.813 |  | 29.813 | 0 | 0 | 0 | 0
07.02. | 18 | 29.813 |  | 29.813 | 0 | 0 | 0 | 0
07.02. | 19 | 29.813 |  | 29.813 | 0 | 0 | 0 | 0
07.02. | 20 | 29.813 |  | 29.813 | 0 | 0 | 0 | 0
07.02. | 21 | 29.813 |  | 29.813 | 0 | 0 | 0 | 0
07.02. | 22 | 29.813 |  | 29.813 | 0 | 0 | 0 | 0
07.02. | 23 | 29.813 |  | 29.813 | 0 | 0 | 0 | 0
07.02. | 24 | 29.813 |  | 29.813 | 0 | 0 | 0 | 0
08.02. | 1 | 29.813 |  | 29.813 | 0 | 0 | 0 | 0
08.02. | 2 | 29.813 |  | 29.813 | 0 | 0 | 0 | 0
08.02. | 3 | 29.813 |  | 29.813 | 0 | 0 | 0 | 0
08.02. | 4 | 29.813 |  | 29.813 | 0 | 0 | 0 | 0
08.02. | 5 | 29.813 |  | 29.813 | 0 | 0 | 0 | 0
08.02. | 6 | 29.813 |  | 29.813 | 0 | 0 | 0 | 0
08.02. | 7 | 29.813 |  | 29.813 | 0 | 0 | 0 | 0
08.02. | 8 | 29.813 |  | 29.813 | 0 | 0 | 0 | 0
08.02. | 9 | 29.813 |  | 29.813 | 0 | 0 | 0 | 0
08.02. | 10 | 29.813 |  | 29.813 | 0 | 0 | 0 | 0
08.02. | 11 | 29.813 |  | 29.813 | 0 | 0 | 0 | 0
08.02. | 12 | 29.813 |  | 29.813 | 0 | 0 | 0 | 0
08.02. | 13 | 29.813 |  | 29.813 | 0 | 0 | 0 | 0
08.02. | 14 | 29.813 |  | 29.813 | 0 | 0 | 0 | 0
08.02. | 15 | 29.813 |  | 29.813 | 0 | 0 | 0 | 0
08.02. | 16 | 29.813 |  | 29.813 | 0 | 0 | 0 | 0
08.02. | 17 | 29.813 |  | 29.813 | 0 | 0 | 0 | 0
08.02. | 18 | 29.813 |  | 29.813 | 0 | 0 | 0 | 0
08.02. | 19 | 29.813 |  | 29.813 | 0 | 0 | 0 | 0
08.02. | 20 | 29.813 |  | 29.813 | 0 | 0 | 0 | 0
08.02. | 21 | 29.813 |  | 29.813 | 0 | 0 | 0 | 0
08.02. | 22 | 29.813 |  | 29.813 | 0 | 0 | 0 | 0
08.02. | 23 | 29.813 |  | 29.813 | 0 | 0 | 0 | 0
08.02. | 24 | 29.813 |  | 29.813 | 0 | 0 | 0 | 0
09.02. | 1 | 29.813 |  | 29.813 | 0 | 0 | 0 | 0
09.02. | 2 | 29.813 |  | 29.813 | 0 | 0 | 0 | 0
09.02. | 3 | 29.813 |  | 29.813 | 0 | 0 | 0 | 0
09.02. | 4 | 29.813 |  | 29.813 | 0 | 0 | 0 | 0
09.02. | 5 | 29.813 |  | 29.813 | 0 | 0 | 0 | 0
09.02. | 6 | 29.813 |  | 29.813 | 0 | 0 | 0 | 0
09.02. | 7 | 29.813 |  | 29.813 | 0 | 0 | 0 | 0
09.02. | 8 | 29.813 |  | 29.813 | 0 | 0 | 0 | 0
09.02. | 9 | 29.813 |  | 29.813 | 0 | 0 | 0 | 0
09.02. | 10 | 29.813 |  | 29.813 | 0 | 0 | 0 | 0
09.02. | 11 | 29.813 |  | 29.813 | 0 | 0 | 0 | 0
09.02. | 12 | 29.813 |  | 29.813 | 0 | 0 | 0 | 0
09.02. | 13 | 29.813 |  | 29.813 | 0 | 0 | 0 | 0
09.02. | 14 | 29.813 |  | 29.813 | 0 | 0 | 0 | 0
09.02. | 15 | 29.813 |  | 29.813 | 0 | 0 | 0 | 0
09.02. | 16 | 29.813 |  | 29.813 | 0 | 0 | 0 | 0
09.02. | 17 | 29.813 |  | 29.813 | 0 | 0 | 0 | 0
09.02. | 18 | 29.813 |  | 29.813 | 0 | 0 | 0 | 0
09.02. | 19 | 29.813 |  | 29.813 | 0 | 0 | 0 | 0
09.02. | 20 | 29.813 |  | 29.813 | 0 | 0 | 0 | 0
09.02. | 21 | 29.813 |  | 29.813 | 0 | 0 | 0 | 0
09.02. | 22 | 29.813 |  | 29.813 | 0 | 0 | 0 | 0
09.02. | 23 | 29.813 |  | 29.813 | 0 | 0 | 0 | 0
09.02. | 24 | 29.813 |  | 29.813 | 0 | 0 | 0 | 0
10.02. | 1 | 29.813 |  | 29.813 | 0 | 0 | 0 | 0
10.02. | 2 | 29.813 |  | 29.813 | 0 | 0 | 0 | 0
10.02. | 3 | 29.813 |  | 29.813 | 0 | 0 | 0 | 0
10.02. | 4 | 29.813 |  | 29.813 | 0 | 0 | 0 | 0
10.02. | 5 | 29.813 |  | 29.813 | 0 | 0 | 0 | 0
10.02. | 6 | 29.813 |  | 29.813 | 0 | 0 | 0 | 0
10.02. | 7 | 29.813 |  | 29.813 | 0 | 0 | 0 | 0
10.02. | 8 | 29.813 |  | 29.813 | 0 | 0 | 0 | 0
10.02. | 9 | 29.813 |  | 29.813 | 0 | 0 | 0 | 0
10.02. | 10 | 29.813 |  | 29.813 | 0 | 0 | 0 | 0
10.02. | 11 | 29.813 |  | 29.813 | 0 | 0 | 0 | 0
10.02. | 12 | 29.813 |  | 29.813 | 0 | 0 | 0 | 0
10.02. | 13 | 29.813 |  | 29.813 | 0 | 0 | 0 | 0
10.02. | 14 | 29.813 |  | 29.813 | 0 | 0 | 0 | 0
10.02. | 15 | 29.813 |  | 29.813 | 0 | 0 | 0 | 0
10.02. | 16 | 29.813 |  | 29.813 | 0 | 0 | 0 | 0
10.02. | 17 | 29.813 |  | 29.813 | 0 | 0 | 0 | 0
10.02. | 18 | 29.813 |  | 29.813 | 0 | 0 | 0 | 0
10.02. | 19 | 29.813 |  | 29.813 | 0 | 0 | 0 | 0
10.02. | 20 | 29.813 |  | 29.813 | 0 | 0 | 0 | 0
10.02. | 21 | 29.813 |  | 29.813 | 0 | 0 | 0 | 0
10.02. | 22 | 29.813 |  | 29.813 | 0 | 0 | 0 | 0
10.02. | 23 | 29.813 |  | 29.813 | 0 | 0 | 0 | 0
10.02. | 24 | 29.813 |  | 29.813 | 0 | 0 | 0 | 0
11.02. | 1 | 29.813 |  | 29.813 | 0 | 0 | 0 | 0
11.02. | 2 | 29.813 |  | 29.813 | 0 | 0 | 0 | 0
11.02. | 3 | 29.813 |  | 29.813 | 0 | 0 | 0 | 0
11.02. | 4 | 29.813 |  | 29.813 | 0 | 0 | 0 | 0
11.02. | 5 | 29.813 |  | 29.813 | 0 | 0 | 0 | 0
11.02. | 6 | 29.813 |  | 29.813 | 0 | 0 | 0 | 0
11.02. | 7 | 29.813 |  | 29.813 | 0 | 0 | 0 | 0
11.02. | 8 | 29.813 |  | 29.813 | 0 | 0 | 0 | 0
11.02. | 9 | 29.813 |  | 29.813 | 0 | 0 | 0 | 0
11.02. | 10 | 29.813 |  | 29.813 | 0 | 0 | 0 | 0
11.02. | 11 | 29.813 |  | 29.813 | 0 | 0 | 0 | 0
11.02. | 12 | 29.813 |  | 29.813 | 0 | 0 | 0 | 0
11.02. | 13 | 29.813 |  | 29.813 | 0 | 0 | 0 | 0
11.02. | 14 | 29.813 |  | 29.813 | 0 | 0 | 0 | 0
11.02. | 15 | 29.813 |  | 29.813 | 0 | 0 | 0 | 0
11.02. | 16 | 29.813 |  | 29.813 | 0 | 0 | 0 | 0
11.02. | 17 | 29.813 |  | 29.813 | 0 | 0 | 0 | 0
11.02. | 18 | 29.813 |  | 29.813 | 0 | 0 | 0 | 0
11.02. | 19 | 29.813 |  | 29.813 | 0 | 0 | 0 | 0
11.02. | 20 | 29.813 |  | 29.813 | 0 | 0 | 0 | 0
11.02. | 21 | 29.813 |  | 29.813 | 0 | 0 | 0 | 0
11.02. | 22 | 29.813 |  | 29.813 | 0 | 0 | 0 | 0
11.02. | 23 | 29.813 |  | 29.813 | 0 | 0 | 0 | 0
11.02. | 24 | 29.813 |  | 29.813 | 0 | 0 | 0 | 0
12.02. | 1 | 29.813 |  | 29.813 | 0 | 0 | 0 | 0
12.02. | 2 | 29.813 |  | 29.813 | 0 | 0 | 0 | 0
12.02. | 3 | 29.813 |  | 29.813 | 0 | 0 | 0 | 0
12.02. | 4 | 29.813 |  | 29.813 | 0 | 0 | 0 | 0
12.02. | 5 | 29.813 |  | 29.813 | 0 | 0 | 0 | 0
12.02. | 6 | 29.813 |  | 29.813 | 0 | 0 | 0 | 0
12.02. | 7 | 29.813 |  | 29.813 | 0 | 0 | 0 | 0
12.02. | 8 | 29.813 |  | 29.813 | 0 | 0 | 0 | 0
12.02. | 9 | 29.813 |  | 29.813 | 0 | 0 | 0 | 0
12.02. | 10 | 29.813 |  | 29.813 | 0 | 0 | 0 | 0
12.02. | 11 | 29.813 |  | 29.813 | 0 | 0 | 0 | 0
12.02. | 12 | 29.813 |  | 29.813 | 0 | 0 | 0 | 0
12.02. | 13 | 29.813 |  | 29.813 | 0 | 0 | 0 | 0
12.02. | 14 | 29.813 |  | 29.813 | 0 | 0 | 0 | 0
12.02. | 15 | 29.813 |  | 29.813 | 0 | 0 | 0 | 0
12.02. | 16 | 29.813 |  | 29.813 | 0 | 0 | 0 | 0
12.02. | 17 | 29.813 |  | 29.813 | 0 | 0 | 0 | 0
12.02. | 18 | 29.813 |  | 29.813 | 0 | 0 | 0 | 0
12.02. | 19 | 29.813 |  | 29.813 | 0 | 0 | 0 | 0
12.02. | 20 | 29.813 |  | 29.813 | 0 | 0 | 0 | 0
12.02. | 21 | 29.813 |  | 29.813 | 0 | 0 | 0 | 0
12.02. | 22 | 29.813 |  | 29.813 | 0 | 0 | 0 | 0
12.02. | 23 | 29.813 |  | 29.813 | 0 | 0 | 0 | 0
12.02. | 24 | 29.813 |  | 29.813 | 0 | 0 | 0 | 0
13.02. | 1 | 29.813 |  | 29.813 | 0 | 0 | 0 | 0
13.02. | 2 | 29.813 |  | 29.813 | 0 | 0 | 0 | 0
13.02. | 3 | 29.813 |  | 29.813 | 0 | 0 | 0 | 0
13.02. | 4 | 29.813 |  | 29.813 | 0 | 0 | 0 | 0
13.02. | 5 | 29.813 |  | 29.813 | 0 | 0 | 0 | 0
13.02. | 6 | 29.813 |  | 29.813 | 0 | 0 | 0 | 0
13.02. | 7 | 29.813 |  | 29.813 | 0 | 0 | 0 | 0
13.02. | 8 | 29.813 |  | 29.813 | 0 | 0 | 0 | 0
13.02. | 9 | 29.813 |  | 29.813 | 0 | 0 | 0 | 0
13.02. | 10 | 29.813 |  | 29.813 | 0 | 0 | 0 | 0
13.02. | 11 | 29.813 |  | 29.813 | 0 | 0 | 0 | 0
13.02. | 12 | 29.813 |  | 29.813 | 0 | 0 | 0 | 0
13.02. | 13 | 29.813 |  | 29.813 | 0 | 0 | 0 | 0
13.02. | 14 | 29.813 |  | 29.813 | 0 | 0 | 0 | 0
13.02. | 15 | 29.813 |  | 29.813 | 0 | 0 | 0 | 0
13.02. | 16 | 29.813 |  | 29.813 | 0 | 0 | 0 | 0
13.02. | 17 | 29.813 |  | 29.813 | 0 | 0 | 0 | 0
13.02. | 18 | 29.813 |  | 29.813 | 0 | 0 | 0 | 0
13.02. | 19 | 29.813 |  | 29.813 | 0 | 0 | 0 | 0
13.02. | 20 | 29.813 |  | 29.813 | 0 | 0 | 0 | 0
13.02. | 21 | 29.813 |  | 29.813 | 0 | 0 | 0 | 0
13.02. | 22 | 29.813 |  | 29.813 | 0 | 0 | 0 | 0
13.02. | 23 | 29.813 |  | 29.813 | 0 | 0 | 0 | 0
13.02. | 24 | 29.813 |  | 29.813 | 0 | 0 | 0 | 0
14.02. | 1 | 29.813 |  | 29.813 | 0 | 0 | 0 | 0
14.02. | 2 | 29.813 |  | 29.813 | 0 | 0 | 0 | 0
14.02. | 3 | 29.813 |  | 29.813 | 0 | 0 | 0 | 0
14.02. | 4 | 29.813 |  | 29.813 | 0 | 0 | 0 | 0
14.02. | 5 | 29.813 |  | 29.813 | 0 | 0 | 0 | 0
14.02. | 6 | 29.813 |  | 29.813 | 0 | 0 | 0 | 0
14.02. | 7 | 29.813 |  | 29.813 | 0 | 0 | 0 | 0
14.02. | 8 | 29.813 |  | 29.813 | 0 | 0 | 0 | 0
14.02. | 9 | 29.813 |  | 29.813 | 0 | 0 | 0 | 0
14.02. | 10 | 29.813 |  | 29.813 | 0 | 0 | 0 | 0
14.02. | 11 | 29.813 |  | 29.813 | 0 | 0 | 0 | 0
14.02. | 12 | 29.813 |  | 29.813 | 0 | 0 | 0 | 0
14.02. | 13 | 29.813 |  | 29.813 | 0 | 0 | 0 | 0
14.02. | 14 | 29.813 |  | 29.813 | 0 | 0 | 0 | 0
14.02. | 15 | 29.813 |  | 29.813 | 0 | 0 | 0 | 0
14.02. | 16 | 29.813 |  | 29.813 | 0 | 0 | 0 | 0
14.02. | 17 | 29.813 |  | 29.813 | 0 | 0 | 0 | 0
14.02. | 18 | 29.813 |  | 29.813 | 0 | 0 | 0 | 0
14.02. | 19 | 29.813 |  | 29.813 | 0 | 0 | 0 | 0
14.02. | 20 | 29.813 |  | 29.813 | 0 | 0 | 0 | 0
14.02. | 21 | 29.813 |  | 29.813 | 0 | 0 | 0 | 0
14.02. | 22 | 29.813 |  | 29.813 | 0 | 0 | 0 | 0
14.02. | 23 | 29.813 |  | 29.813 | 0 | 0 | 0 | 0
14.02. | 24 | 29.813 |  | 29.813 | 0 | 0 | 0 | 0
15.02. | 1 | 29.813 |  | 29.813 | 0 | 0 | 0 | 0
15.02. | 2 | 29.813 |  | 29.813 | 0 | 0 | 0 | 0
15.02. | 3 | 29.813 |  | 29.813 | 0 | 0 | 0 | 0
15.02. | 4 | 29.813 |  | 29.813 | 0 | 0 | 0 | 0
15.02. | 5 | 29.813 |  | 29.813 | 0 | 0 | 0 | 0
15.02. | 6 | 29.813 |  | 29.813 | 0 | 0 | 0 | 0
15.02. | 7 | 29.813 |  | 29.813 | 0 | 0 | 0 | 0
15.02. | 8 | 29.813 |  | 29.813 | 0 | 0 | 0 | 0
15.02. | 9 | 29.813 |  | 29.813 | 0 | 0 | 0 | 0
15.02. | 10 | 29.813 |  | 29.813 | 0 | 0 | 0 | 0
15.02. | 11 | 29.813 |  | 29.813 | 0 | 0 | 0 | 0
15.02. | 12 | 29.813 |  | 29.813 | 0 | 0 | 0 | 0
15.02. | 13 | 29.813 |  | 29.813 | 0 | 0 | 0 | 0
15.02. | 14 | 29.813 |  | 29.813 | 0 | 0 | 0 | 0
15.02. | 15 | 29.813 |  | 29.813 | 0 | 0 | 0 | 0
15.02. | 16 | 29.813 |  | 29.813 | 0 | 0 | 0 | 0
15.02. | 17 | 29.813 |  | 29.813 | 0 | 0 | 0 | 0
15.02. | 18 | 29.813 |  | 29.813 | 0 | 0 | 0 | 0
15.02. | 19 | 29.813 |  | 29.813 | 0 | 0 | 0 | 0
15.02. | 20 | 29.813 |  | 29.813 | 0 | 0 | 0 | 0
15.02. | 21 | 29.813 |  | 29.813 | 0 | 0 | 0 | 0
15.02. | 22 | 29.813 |  | 29.813 | 0 | 0 | 0 | 0
15.02. | 23 | 29.813 |  | 29.813 | 0 | 0 | 0 | 0
15.02. | 24 | 29.813 |  | 29.813 | 0 | 0 | 0 | 0
16.02. | 1 | 29.813 |  | 29.813 | 0 | 0 | 0 | 0
16.02. | 2 | 29.813 |  | 29.813 | 0 | 0 | 0 | 0
16.02. | 3 | 29.813 |  | 29.813 | 0 | 0 | 0 | 0
16.02. | 4 | 29.813 |  | 29.813 | 0 | 0 | 0 | 0
16.02. | 5 | 29.813 |  | 29.813 | 0 | 0 | 0 | 0
16.02. | 6 | 29.813 |  | 29.813 | 0 | 0 | 0 | 0
16.02. | 7 | 29.813 |  | 29.813 | 0 | 0 | 0 | 0
16.02. | 8 | 29.813 |  | 29.813 | 0 | 0 | 0 | 0
16.02. | 9 | 29.813 |  | 29.813 | 0 | 0 | 0 | 0
16.02. | 10 | 29.813 |  | 29.813 | 0 | 0 | 0 | 0
16.02. | 11 | 29.813 |  | 29.813 | 0 | 0 | 0 | 0
16.02. | 12 | 29.813 |  | 29.813 | 0 | 0 | 0 | 0
16.02. | 13 | 29.813 |  | 29.813 | 0 | 0 | 0 | 0
16.02. | 14 | 29.813 |  | 29.813 | 0 | 0 | 0 | 0
16.02. | 15 | 29.813 |  | 29.813 | 0 | 0 | 0 | 0
16.02. | 16 | 29.813 |  | 29.813 | 0 | 0 | 0 | 0
16.02. | 17 | 29.813 |  | 29.813 | 0 | 0 | 0 | 0
16.02. | 18 | 29.813 |  | 29.813 | 0 | 0 | 0 | 0
16.02. | 19 | 29.813 |  | 29.813 | 0 | 0 | 0 | 0
16.02. | 20 | 29.813 |  | 29.813 | 0 | 0 | 0 | 0
16.02. | 21 | 29.813 |  | 29.813 | 0 | 0 | 0 | 0
16.02. | 22 | 29.813 |  | 29.813 | 0 | 0 | 0 | 0
16.02. | 23 | 29.813 |  | 29.813 | 0 | 0 | 0 | 0
16.02. | 24 | 29.813 |  | 29.813 | 0 | 0 | 0 | 0
17.02. | 1 | 29.813 |  | 29.813 | 0 | 0 | 0 | 0
17.02. | 2 | 29.813 |  | 29.813 | 0 | 0 | 0 | 0
17.02. | 3 | 29.813 |  | 29.813 | 0 | 0 | 0 | 0
17.02. | 4 | 29.813 |  | 29.813 | 0 | 0 | 0 | 0
17.02. | 5 | 29.813 |  | 29.813 | 0 | 0 | 0 | 0
17.02. | 6 | 29.813 |  | 29.813 | 0 | 0 | 0 | 0
17.02. | 7 | 29.813 |  | 29.813 | 0 | 0 | 0 | 0
17.02. | 8 | 29.813 |  | 29.813 | 0 | 0 | 0 | 0
17.02. | 9 | 29.813 |  | 29.813 | 0 | 0 | 0 | 0
17.02. | 10 | 29.813 |  | 29.813 | 0 | 0 | 0 | 0
17.02. | 11 | 29.813 |  | 29.813 | 0 | 0 | 0 | 0
17.02. | 12 | 29.813 |  | 29.813 | 0 | 0 | 0 | 0
17.02. | 13 | 29.813 |  | 29.813 | 0 | 0 | 0 | 0
17.02. | 14 | 29.813 |  | 29.813 | 0 | 0 | 0 | 0
17.02. | 15 | 29.813 |  | 29.813 | 0 | 0 | 0 | 0
17.02. | 16 | 29.813 |  | 29.813 | 0 | 0 | 0 | 0
17.02. | 17 | 29.813 |  | 29.813 | 0 | 0 | 0 | 0
17.02. | 18 | 29.813 |  | 29.813 | 0 | 0 | 0 | 0
17.02. | 19 | 29.813 |  | 29.813 | 0 | 0 | 0 | 0
17.02. | 20 | 29.813 |  | 29.813 | 0 | 0 | 0 | 0
17.02. | 21 | 29.813 |  | 29.813 | 0 | 0 | 0 | 0
17.02. | 22 | 29.813 |  | 29.813 | 0 | 0 | 0 | 0
17.02. | 23 | 29.813 |  | 29.813 | 0 | 0 | 0 | 0
17.02. | 24 | 29.813 |  | 29.813 | 0 | 0 | 0 | 0
18.02. | 1 | 29.813 |  | 29.813 | 0 | 0 | 0 | 0
18.02. | 2 | 29.813 |  | 29.813 | 0 | 0 | 0 | 0
18.02. | 3 | 29.813 |  | 29.813 | 0 | 0 | 0 | 0
18.02. | 4 | 29.813 |  | 29.813 | 0 | 0 | 0 | 0
18.02. | 5 | 29.813 |  | 29.813 | 0 | 0 | 0 | 0
18.02. | 6 | 29.813 |  | 29.813 | 0 | 0 | 0 | 0
18.02. | 7 | 29.813 |  | 29.813 | 0 | 0 | 0 | 0
18.02. | 8 | 29.813 |  | 29.813 | 0 | 0 | 0 | 0
18.02. | 9 | 29.813 |  | 29.813 | 0 | 0 | 0 | 0
18.02. | 10 | 29.813 |  | 29.813 | 0 | 0 | 0 | 0
18.02. | 11 | 29.813 |  | 29.813 | 0 | 0 | 0 | 0
18.02. | 12 | 29.813 |  | 29.813 | 0 | 0 | 0 | 0
18.02. | 13 | 29.813 |  | 29.813 | 0 | 0 | 0 | 0
18.02. | 14 | 29.813 |  | 29.813 | 0 | 0 | 0 | 0
18.02. | 15 | 29.813 |  | 29.813 | 0 | 0 | 0 | 0
18.02. | 16 | 29.813 |  | 29.813 | 0 | 0 | 0 | 0
18.02. | 17 | 29.813 |  | 29.813 | 0 | 0 | 0 | 0
18.02. | 18 | 29.813 |  | 29.813 | 0 | 0 | 0 | 0
18.02. | 19 | 29.813 |  | 29.813 | 0 | 0 | 0 | 0
18.02. | 20 | 29.813 |  | 29.813 | 0 | 0 | 0 | 0
18.02. | 21 | 29.813 |  | 29.813 | 0 | 0 | 0 | 0
18.02. | 22 | 29.813 |  | 29.813 | 0 | 0 | 0 | 0
18.02. | 23 | 29.813 |  | 29.813 | 0 | 0 | 0 | 0
18.02. | 24 | 29.813 |  | 29.813 | 0 | 0 | 0 | 0
19.02. | 1 | 29.813 |  | 29.813 | 0 | 0 | 0 | 0
19.02. | 2 | 29.813 |  | 29.813 | 0 | 0 | 0 | 0
19.02. | 3 | 29.813 |  | 29.813 | 0 | 0 | 0 | 0
19.02. | 4 | 29.813 |  | 29.813 | 0 | 0 | 0 | 0
19.02. | 5 | 29.813 |  | 29.813 | 0 | 0 | 0 | 0
19.02. | 6 | 29.813 |  | 29.813 | 0 | 0 | 0 | 0
19.02. | 7 | 29.813 |  | 29.813 | 0 | 0 | 0 | 0
19.02. | 8 | 29.813 |  | 29.813 | 0 | 0 | 0 | 0
19.02. | 9 | 29.813 |  | 29.813 | 0 | 0 | 0 | 0
19.02. | 10 | 29.813 |  | 29.813 | 0 | 0 | 0 | 0
19.02. | 11 | 29.813 |  | 29.813 | 0 | 0 | 0 | 0
19.02. | 12 | 29.813 |  | 29.813 | 0 | 0 | 0 | 0
19.02. | 13 | 29.813 |  | 29.813 | 0 | 0 | 0 | 0
19.02. | 14 | 29.813 |  | 29.813 | 0 | 0 | 0 | 0
19.02. | 15 | 29.813 |  | 29.813 | 0 | 0 | 0 | 0
19.02. | 16 | 29.813 |  | 29.813 | 0 | 0 | 0 | 0
19.02. | 17 | 29.813 |  | 29.813 | 0 | 0 | 0 | 0
19.02. | 18 | 29.813 |  | 29.813 | 0 | 0 | 0 | 0
19.02. | 19 | 29.813 |  | 29.813 | 0 | 0 | 0 | 0
19.02. | 20 | 29.813 |  | 29.813 | 0 | 0 | 0 | 0
19.02. | 21 | 29.813 |  | 29.813 | 0 | 0 | 0 | 0
19.02. | 22 | 29.813 |  | 29.813 | 0 | 0 | 0 | 0
19.02. | 23 | 29.813 |  | 29.813 | 0 | 0 | 0 | 0
19.02. | 24 | 29.813 |  | 29.813 | 0 | 0 | 0 | 0
20.02. | 1 | 29.813 |  | 29.813 | 0 | 0 | 0 | 0
20.02. | 2 | 29.813 |  | 29.813 | 0 | 0 | 0 | 0
20.02. | 3 | 29.813 |  | 29.813 | 0 | 0 | 0 | 0
20.02. | 4 | 29.813 |  | 29.813 | 0 | 0 | 0 | 0
20.02. | 5 | 29.813 |  | 29.813 | 0 | 0 | 0 | 0
20.02. | 6 | 29.813 |  | 29.813 | 0 | 0 | 0 | 0
20.02. | 7 | 29.813 |  | 29.813 | 0 | 0 | 0 | 0
20.02. | 8 | 29.813 |  | 29.813 | 0 | 0 | 0 | 0
20.02. | 9 | 29.813 |  | 29.813 | 0 | 0 | 0 | 0
20.02. | 10 | 29.813 |  | 29.813 | 0 | 0 | 0 | 0
20.02. | 11 | 29.813 |  | 29.813 | 0 | 0 | 0 | 0
20.02. | 12 | 29.813 |  | 29.813 | 0 | 0 | 0 | 0
20.02. | 13 | 29.813 |  | 29.813 | 0 | 0 | 0 | 0
20.02. | 14 | 29.813 |  | 29.813 | 0 | 0 | 0 | 0
20.02. | 15 | 29.813 |  | 29.813 | 0 | 0 | 0 | 0
20.02. | 16 | 29.813 |  | 29.813 | 0 | 0 | 0 | 0
20.02. | 17 | 29.813 |  | 29.813 | 0 | 0 | 0 | 0
20.02. | 18 | 29.813 |  | 29.813 | 0 | 0 | 0 | 0
20.02. | 19 | 29.813 |  | 29.813 | 0 | 0 | 0 | 0
20.02. | 20 | 29.813 |  | 29.813 | 0 | 0 | 0 | 0
20.02. | 21 | 29.813 |  | 29.813 | 0 | 0 | 0 | 0
20.02. | 22 | 29.813 |  | 29.813 | 0 | 0 | 0 | 0
20.02. | 23 | 29.813 |  | 29.813 | 0 | 0 | 0 | 0
20.02. | 24 | 29.813 |  | 29.813 | 0 | 0 | 0 | 0
21.02. | 1 | 29.813 |  | 29.813 | 0 | 0 | 0 | 0
21.02. | 2 | 29.813 |  | 29.813 | 0 | 0 | 0 | 0
21.02. | 3 | 29.813 |  | 29.813 | 0 | 0 | 0 | 0
21.02. | 4 | 29.813 |  | 29.813 | 0 | 0 | 0 | 0
21.02. | 5 | 29.813 |  | 29.813 | 0 | 0 | 0 | 0
21.02. | 6 | 29.813 |  | 29.813 | 0 | 0 | 0 | 0
21.02. | 7 | 29.813 |  | 29.813 | 0 | 0 | 0 | 0
21.02. | 8 | 29.813 |  | 29.813 | 0 | 0 | 0 | 0
21.02. | 9 | 29.813 |  | 29.813 | 0 | 0 | 0 | 0
21.02. | 10 | 29.813 |  | 29.813 | 0 | 0 | 0 | 0
21.02. | 11 | 29.813 |  | 29.813 | 0 | 0 | 0 | 0
21.02. | 12 | 29.813 |  | 29.813 | 0 | 0 | 0 | 0
21.02. | 13 | 29.813 |  | 29.813 | 0 | 0 | 0 | 0
21.02. | 14 | 29.813 |  | 29.813 | 0 | 0 | 0 | 0
21.02. | 15 | 29.813 |  | 29.813 | 0 | 0 | 0 | 0
21.02. | 16 | 29.813 |  | 29.813 | 0 | 0 | 0 | 0
21.02. | 17 | 29.813 |  | 29.813 | 0 | 0 | 0 | 0
21.02. | 18 | 29.813 |  | 29.813 | 0 | 0 | 0 | 0
21.02. | 19 | 29.813 |  | 29.813 | 0 | 0 | 0 | 0
21.02. | 20 | 29.813 |  | 29.813 | 0 | 0 | 0 | 0
21.02. | 21 | 29.813 |  | 29.813 | 0 | 0 | 0 | 0
21.02. | 22 | 29.813 |  | 29.813 | 0 | 0 | 0 | 0
21.02. | 23 | 29.813 |  | 29.813 | 0 | 0 | 0 | 0
21.02. | 24 | 29.813 |  | 29.813 | 0 | 0 | 0 | 0
22.02. | 1 | 29.813 |  | 29.813 | 0 | 0 | 0 | 0
22.02. | 2 | 29.813 |  | 29.813 | 0 | 0 | 0 | 0
22.02. | 3 | 29.813 |  | 29.813 | 0 | 0 | 0 | 0
22.02. | 4 | 29.813 |  | 29.813 | 0 | 0 | 0 | 0
22.02. | 5 | 29.813 |  | 29.813 | 0 | 0 | 0 | 0
22.02. | 6 | 29.813 |  | 29.813 | 0 | 0 | 0 | 0
22.02. | 7 | 29.813 |  | 29.813 | 0 | 0 | 0 | 0
22.02. | 8 | 29.813 |  | 29.813 | 0 | 0 | 0 | 0
22.02. | 9 | 29.813 |  | 29.813 | 0 | 0 | 0 | 0
22.02. | 10 | 29.813 |  | 29.813 | 0 | 0 | 0 | 0
22.02. | 11 | 29.813 |  | 29.813 | 0 | 0 | 0 | 0
22.02. | 12 | 29.813 |  | 29.813 | 0 | 0 | 0 | 0
22.02. | 13 | 29.813 |  | 29.813 | 0 | 0 | 0 | 0
22.02. | 14 | 29.813 |  | 29.813 | 0 | 0 | 0 | 0
22.02. | 15 | 29.813 |  | 29.813 | 0 | 0 | 0 | 0
22.02. | 16 | 29.813 |  | 29.813 | 0 | 0 | 0 | 0
22.02. | 17 | 29.813 |  | 29.813 | 0 | 0 | 0 | 0
22.02. | 18 | 29.813 |  | 29.813 | 0 | 0 | 0 | 0
22.02. | 19 | 29.813 |  | 29.813 | 0 | 0 | 0 | 0
22.02. | 20 | 29.813 |  | 29.813 | 0 | 0 | 0 | 0
22.02. | 21 | 29.813 |  | 29.813 | 0 | 0 | 0 | 0
22.02. | 22 | 29.813 |  | 29.813 | 0 | 0 | 0 | 0
22.02. | 23 | 29.813 |  | 29.813 | 0 | 0 | 0 | 0
22.02. | 24 | 29.813 |  | 29.813 | 0 | 0 | 0 | 0
23.02. | 1 | 29.813 |  | 29.813 | 0 | 0 | 0 | 0
23.02. | 2 | 29.813 |  | 29.813 | 0 | 0 | 0 | 0
23.02. | 3 | 29.813 |  | 29.813 | 0 | 0 | 0 | 0
23.02. | 4 | 29.813 |  | 29.813 | 0 | 0 | 0 | 0
23.02. | 5 | 29.813 |  | 29.813 | 0 | 0 | 0 | 0
23.02. | 6 | 29.813 |  | 29.813 | 0 | 0 | 0 | 0
23.02. | 7 | 29.813 |  | 29.813 | 0 | 0 | 0 | 0
23.02. | 8 | 29.813 |  | 29.813 | 0 | 0 | 0 | 0
23.02. | 9 | 29.813 |  | 29.813 | 0 | 0 | 0 | 0
23.02. | 10 | 29.813 |  | 29.813 | 0 | 0 | 0 | 0
23.02. | 11 | 29.813 |  | 29.813 | 0 | 0 | 0 | 0
23.02. | 12 | 29.813 |  | 29.813 | 0 | 0 | 0 | 0
23.02. | 13 | 29.813 |  | 29.813 | 0 | 0 | 0 | 0
23.02. | 14 | 29.813 |  | 29.813 | 0 | 0 | 0 | 0
23.02. | 15 | 29.813 |  | 29.813 | 0 | 0 | 0 | 0
23.02. | 16 | 29.813 |  | 29.813 | 0 | 0 | 0 | 0
23.02. | 17 | 29.813 |  | 29.813 | 0 | 0 | 0 | 0
23.02. | 18 | 29.813 |  | 29.813 | 0 | 0 | 0 | 0
23.02. | 19 | 29.813 |  | 29.813 | 0 | 0 | 0 | 0
23.02. | 20 | 29.813 |  | 29.813 | 0 | 0 | 0 | 0
23.02. | 21 | 29.813 |  | 29.813 | 0 | 0 | 0 | 0
23.02. | 22 | 29.813 |  | 29.813 | 0 | 0 | 0 | 0
23.02. | 23 | 29.813 |  | 29.813 | 0 | 0 | 0 | 0
23.02. | 24 | 29.813 |  | 29.813 | 0 | 0 | 0 | 0
24.02. | 1 | 29.813 |  | 29.813 | 0 | 0 | 0 | 0
24.02. | 2 | 29.813 |  | 29.813 | 0 | 0 | 0 | 0
24.02. | 3 | 29.813 |  | 29.813 | 0 | 0 | 0 | 0
24.02. | 4 | 29.813 |  | 29.813 | 0 | 0 | 0 | 0
24.02. | 5 | 29.813 |  | 29.813 | 0 | 0 | 0 | 0
24.02. | 6 | 29.813 |  | 29.813 | 0 | 0 | 0 | 0
24.02. | 7 | 29.813 |  | 29.813 | 0 | 0 | 0 | 0
24.02. | 8 | 29.813 |  | 29.813 | 0 | 0 | 0 | 0
24.02. | 9 | 29.813 |  | 29.813 | 0 | 0 | 0 | 0
24.02. | 10 | 29.813 |  | 29.813 | 0 | 0 | 0 | 0
24.02. | 11 | 29.813 |  | 29.813 | 0 | 0 | 0 | 0
24.02. | 12 | 29.813 |  | 29.813 | 0 | 0 | 0 | 0
24.02. | 13 | 29.813 |  | 29.813 | 0 | 0 | 0 | 0
24.02. | 14 | 29.813 |  | 29.813 | 0 | 0 | 0 | 0
24.02. | 15 | 29.813 |  | 29.813 | 0 | 0 | 0 | 0
24.02. | 16 | 29.813 |  | 29.813 | 0 | 0 | 0 | 0
24.02. | 17 | 29.813 |  | 29.813 | 0 | 0 | 0 | 0
24.02. | 18 | 29.813 |  | 29.813 | 0 | 0 | 0 | 0
24.02. | 19 | 29.813 |  | 29.813 | 0 | 0 | 0 | 0
24.02. | 20 | 29.813 |  | 29.813 | 0 | 0 | 0 | 0
24.02. | 21 | 29.813 |  | 29.813 | 0 | 0 | 0 | 0
24.02. | 22 | 29.813 |  | 29.813 | 0 | 0 | 0 | 0
24.02. | 23 | 29.813 |  | 29.813 | 0 | 0 | 0 | 0
24.02. | 24 | 29.813 |  | 29.813 | 0 | 0 | 0 | 0
25.02. | 1 | 29.813 |  | 29.813 | 0 | 0 | 0 | 0
25.02. | 2 | 29.813 |  | 29.813 | 0 | 0 | 0 | 0
25.02. | 3 | 29.813 |  | 29.813 | 0 | 0 | 0 | 0
25.02. | 4 | 29.813 |  | 29.813 | 0 | 0 | 0 | 0
25.02. | 5 | 29.813 |  | 29.813 | 0 | 0 | 0 | 0
25.02. | 6 | 29.813 |  | 29.813 | 0 | 0 | 0 | 0
25.02. | 7 | 29.813 |  | 29.813 | 0 | 0 | 0 | 0
25.02. | 8 | 29.813 |  | 29.813 | 0 | 0 | 0 | 0
25.02. | 9 | 29.813 |  | 29.813 | 0 | 0 | 0 | 0
25.02. | 10 | 29.813 |  | 29.813 | 0 | 0 | 0 | 0
25.02. | 11 | 29.813 |  | 29.813 | 0 | 0 | 0 | 0
25.02. | 12 | 29.813 |  | 29.813 | 0 | 0 | 0 | 0
25.02. | 13 | 29.813 |  | 29.813 | 0 | 0 | 0 | 0
25.02. | 14 | 29.813 |  | 29.813 | 0 | 0 | 0 | 0
25.02. | 15 | 29.813 |  | 29.813 | 0 | 0 | 0 | 0
25.02. | 16 | 29.813 |  | 29.813 | 0 | 0 | 0 | 0
25.02. | 17 | 29.813 |  | 29.813 | 0 | 0 | 0 | 0
25.02. | 18 | 29.813 |  | 29.813 | 0 | 0 | 0 | 0
25.02. | 19 | 29.813 |  | 29.813 | 0 | 0 | 0 | 0
25.02. | 20 | 29.813 |  | 29.813 | 0 | 0 | 0 | 0
25.02. | 21 | 29.813 |  | 29.813 | 0 | 0 | 0 | 0
25.02. | 22 | 29.813 |  | 29.813 | 0 | 0 | 0 | 0
25.02. | 23 | 29.813 |  | 29.813 | 0 | 0 | 0 | 0
25.02. | 24 | 29.813 |  | 29.813 | 0 | 0 | 0 | 0
26.02. | 1 | 29.813 |  | 29.813 | 0 | 0 | 0 | 0
26.02. | 2 | 29.813 |  | 29.813 | 0 | 0 | 0 | 0
26.02. | 3 | 29.813 |  | 29.813 | 0 | 0 | 0 | 0
26.02. | 4 | 29.813 |  | 29.813 | 0 | 0 | 0 | 0
26.02. | 5 | 29.813 |  | 29.813 | 0 | 0 | 0 | 0
26.02. | 6 | 29.813 |  | 29.813 | 0 | 0 | 0 | 0
26.02. | 7 | 29.813 |  | 29.813 | 0 | 0 | 0 | 0
26.02. | 8 | 29.813 |  | 29.813 | 0 | 0 | 0 | 0
26.02. | 9 | 29.813 |  | 29.813 | 0 | 0 | 0 | 0
26.02. | 10 | 29.813 |  | 29.813 | 0 | 0 | 0 | 0
26.02. | 11 | 29.813 |  | 29.813 | 0 | 0 | 0 | 0
26.02. | 12 | 29.813 |  | 29.813 | 0 | 0 | 0 | 0
26.02. | 13 | 29.813 |  | 29.813 | 0 | 0 | 0 | 0
26.02. | 14 | 29.813 |  | 29.813 | 0 | 0 | 0 | 0
26.02. | 15 | 29.813 |  | 29.813 | 0 | 0 | 0 | 0
26.02. | 16 | 29.813 |  | 29.813 | 0 | 0 | 0 | 0
26.02. | 17 | 29.813 |  | 29.813 | 0 | 0 | 0 | 0
26.02. | 18 | 29.813 |  | 29.813 | 0 | 0 | 0 | 0
26.02. | 19 | 29.813 |  | 29.813 | 0 | 0 | 0 | 0
26.02. | 20 | 29.813 |  | 29.813 | 0 | 0 | 0 | 0
26.02. | 21 | 29.813 |  | 29.813 | 0 | 0 | 0 | 0
26.02. | 22 | 29.813 |  | 29.813 | 0 | 0 | 0 | 0
26.02. | 23 | 29.813 |  | 29.813 | 0 | 0 | 0 | 0
26.02. | 24 | 29.813 |  | 29.813 | 0 | 0 | 0 | 0
27.02. | 1 | 29.813 |  | 29.813 | 0 | 0 | 0 | 0
27.02. | 2 | 29.813 |  | 29.813 | 0 | 0 | 0 | 0
27.02. | 3 | 29.813 |  | 29.813 | 0 | 0 | 0 | 0
27.02. | 4 | 29.813 |  | 29.813 | 0 | 0 | 0 | 0
27.02. | 5 | 29.813 |  | 29.813 | 0 | 0 | 0 | 0
27.02. | 6 | 29.813 |  | 29.813 | 0 | 0 | 0 | 0
27.02. | 7 | 29.813 |  | 29.813 | 0 | 0 | 0 | 0
27.02. | 8 | 29.813 |  | 29.813 | 0 | 0 | 0 | 0
27.02. | 9 | 29.813 |  | 29.813 | 0 | 0 | 0 | 0
27.02. | 10 | 29.813 |  | 29.813 | 0 | 0 | 0 | 0
27.02. | 11 | 29.813 |  | 29.813 | 0 | 0 | 0 | 0
27.02. | 12 | 29.813 |  | 29.813 | 0 | 0 | 0 | 0
27.02. | 13 | 29.813 |  | 29.813 | 0 | 0 | 0 | 0
27.02. | 14 | 29.813 |  | 29.813 | 0 | 0 | 0 | 0
27.02. | 15 | 29.813 |  | 29.813 | 0 | 0 | 0 | 0
27.02. | 16 | 29.813 |  | 29.813 | 0 | 0 | 0 | 0
27.02. | 17 | 29.813 |  | 29.813 | 0 | 0 | 0 | 0
27.02. | 18 | 29.813 |  | 29.813 | 0 | 0 | 0 | 0
27.02. | 19 | 29.813 |  | 29.813 | 0 | 0 | 0 | 0
27.02. | 20 | 29.813 |  | 29.813 | 0 | 0 | 0 | 0
27.02. | 21 | 29.813 |  | 29.813 | 0 | 0 | 0 | 0
27.02. | 22 | 29.813 |  | 29.813 | 0 | 0 | 0 | 0
27.02. | 23 | 29.813 |  | 29.813 | 0 | 0 | 0 | 0
27.02. | 24 | 29.813 |  | 29.813 | 0 | 0 | 0 | 0
28.02. | 1 | 29.813 |  | 29.813 | 0 | 0 | 0 | 0
28.02. | 2 | 29.813 |  | 29.813 | 0 | 0 | 0 | 0
28.02. | 3 | 29.813 |  | 29.813 | 0 | 0 | 0 | 0
28.02. | 4 | 29.813 |  | 29.813 | 0 | 0 | 0 | 0
28.02. | 5 | 29.813 |  | 29.813 | 0 | 0 | 0 | 0
28.02. | 6 | 29.813 |  | 29.813 | 0 | 0 | 0 | 0
28.02. | 7 | 29.813 |  | 29.813 | 0 | 0 | 0 | 0
28.02. | 8 | 29.813 |  | 29.813 | 0 | 0 | 0 | 0
28.02. | 9 | 29.813 |  | 29.813 | 0 | 0 | 0 | 0
28.02. | 10 | 29.813 |  | 29.813 | 0 | 0 | 0 | 0
28.02. | 11 | 29.813 |  | 29.813 | 0 | 0 | 0 | 0
28.02. | 12 | 29.813 |  | 29.813 | 0 | 0 | 0 | 0
28.02. | 13 | 29.813 |  | 29.813 | 0 | 0 | 0 | 0
28.02. | 14 | 29.813 |  | 29.813 | 0 | 0 | 0 | 0
28.02. | 15 | 29.813 |  | 29.813 | 0 | 0 | 0 | 0
28.02. | 16 | 29.813 |  | 29.813 | 0 | 0 | 0 | 0
28.02. | 17 | 29.813 |  | 29.813 | 0 | 0 | 0 | 0
28.02. | 18 | 29.813 |  | 29.813 | 0 | 0 | 0 | 0
28.02. | 19 | 29.813 |  | 29.813 | 0 | 0 | 0 | 0
28.02. | 20 | 29.813 |  | 29.813 | 0 | 0 | 0 | 0
28.02. | 21 | 29.813 |  | 29.813 | 0 | 0 | 0 | 0
28.02. | 22 | 29.813 |  | 29.813 | 0 | 0 | 0 | 0
28.02. | 23 | 29.813 |  | 29.813 | 0 | 0 | 0 | 0
28.02. | 24 | 29.813 |  | 29.813 | 0 | 0 | 0 | 0
01.03. | 1 | 29.813 |  | 29.813 | 0 | 0 | 0 | 0
01.03. | 2 | 29.813 |  | 29.813 | 0 | 0 | 0 | 0
01.03. | 3 | 29.813 |  | 29.813 | 0 | 0 | 0 | 0
01.03. | 4 | 29.813 |  | 29.813 | 0 | 0 | 0 | 0
01.03. | 5 | 29.813 |  | 29.813 | 0 | 0 | 0 | 0
01.03. | 6 | 29.813 |  | 29.813 | 0 | 0 | 0 | 0
01.03. | 7 | 29.813 |  | 29.813 | 0 | 0 | 0 | 0
01.03. | 8 | 29.813 |  | 29.813 | 0 | 0 | 0 | 0
01.03. | 9 | 29.813 |  | 29.813 | 0 | 0 | 0 | 0
01.03. | 10 | 29.813 |  | 29.813 | 0 | 0 | 0 | 0
01.03. | 11 | 29.813 |  | 29.813 | 0 | 0 | 0 | 0
01.03. | 12 | 29.813 |  | 29.813 | 0 | 0 | 0 | 0
01.03. | 13 | 29.813 |  | 29.813 | 0 | 0 | 0 | 0
01.03. | 14 | 29.813 |  | 29.813 | 0 | 0 | 0 | 0
01.03. | 15 | 29.813 |  | 29.813 | 0 | 0 | 0 | 0
01.03. | 16 | 29.813 |  | 29.813 | 0 | 0 | 0 | 0
01.03. | 17 | 29.813 |  | 29.813 | 0 | 0 | 0 | 0
01.03. | 18 | 29.813 |  | 29.813 | 0 | 0 | 0 | 0
01.03. | 19 | 29.813 |  | 29.813 | 0 | 0 | 0 | 0
01.03. | 20 | 29.813 |  | 29.813 | 0 | 0 | 0 | 0
01.03. | 21 | 29.813 |  | 29.813 | 0 | 0 | 0 | 0
01.03. | 22 | 29.813 |  | 29.813 | 0 | 0 | 0 | 0
01.03. | 23 | 29.813 |  | 29.813 | 0 | 0 | 0 | 0
01.03. | 24 | 29.813 |  | 29.813 | 0 | 0 | 0 | 0
02.03. | 1 | 29.813 |  | 29.813 | 0 | 0 | 0 | 0
02.03. | 2 | 29.813 |  | 29.813 | 0 | 0 | 0 | 0
02.03. | 3 | 29.813 |  | 29.813 | 0 | 0 | 0 | 0
02.03. | 4 | 29.813 |  | 29.813 | 0 | 0 | 0 | 0
02.03. | 5 | 29.813 |  | 29.813 | 0 | 0 | 0 | 0
02.03. | 6 | 29.813 |  | 29.813 | 0 | 0 | 0 | 0
02.03. | 7 | 29.813 |  | 29.813 | 0 | 0 | 0 | 0
02.03. | 8 | 29.813 |  | 29.813 | 0 | 0 | 0 | 0
02.03. | 9 | 29.813 |  | 29.813 | 0 | 0 | 0 | 0
02.03. | 10 | 29.813 |  | 29.813 | 0 | 0 | 0 | 0
02.03. | 11 | 29.813 |  | 29.813 | 0 | 0 | 0 | 0
02.03. | 12 | 29.813 |  | 29.813 | 0 | 0 | 0 | 0
02.03. | 13 | 29.813 |  | 29.813 | 0 | 0 | 0 | 0
02.03. | 14 | 29.813 |  | 29.813 | 0 | 0 | 0 | 0
02.03. | 15 | 29.813 |  | 29.813 | 0 | 0 | 0 | 0
02.03. | 16 | 29.813 |  | 29.813 | 0 | 0 | 0 | 0
02.03. | 17 | 29.813 |  | 29.813 | 0 | 0 | 0 | 0
02.03. | 18 | 29.813 |  | 29.813 | 0 | 0 | 0 | 0
02.03. | 19 | 29.813 |  | 29.813 | 0 | 0 | 0 | 0
02.03. | 20 | 29.813 |  | 29.813 | 0 | 0 | 0 | 0
02.03. | 21 | 29.813 |  | 29.813 | 0 | 0 | 0 | 0
02.03. | 22 | 29.813 |  | 29.813 | 0 | 0 | 0 | 0
02.03. | 23 | 29.813 |  | 29.813 | 0 | 0 | 0 | 0
02.03. | 24 | 29.813 |  | 29.813 | 0 | 0 | 0 | 0
03.03. | 1 | 29.813 |  | 29.813 | 0 | 0 | 0 | 0
03.03. | 2 | 29.813 |  | 29.813 | 0 | 0 | 0 | 0
03.03. | 3 | 29.813 |  | 29.813 | 0 | 0 | 0 | 0
03.03. | 4 | 29.813 |  | 29.813 | 0 | 0 | 0 | 0
03.03. | 5 | 29.813 |  | 29.813 | 0 | 0 | 0 | 0
03.03. | 6 | 29.813 |  | 29.813 | 0 | 0 | 0 | 0
03.03. | 7 | 29.813 |  | 29.813 | 0 | 0 | 0 | 0
03.03. | 8 | 29.813 |  | 29.813 | 0 | 0 | 0 | 0
03.03. | 9 | 29.813 |  | 29.813 | 0 | 0 | 0 | 0
03.03. | 10 | 29.813 |  | 29.813 | 0 | 0 | 0 | 0
03.03. | 11 | 29.813 |  | 29.813 | 0 | 0 | 0 | 0
03.03. | 12 | 29.813 |  | 29.813 | 0 | 0 | 0 | 0
03.03. | 13 | 29.813 |  | 29.813 | 0 | 0 | 0 | 0
03.03. | 14 | 29.813 |  | 29.813 | 0 | 0 | 0 | 0
03.03. | 15 | 29.813 |  | 29.813 | 0 | 0 | 0 | 0
03.03. | 16 | 29.813 |  | 29.813 | 0 | 0 | 0 | 0
03.03. | 17 | 29.813 |  | 29.813 | 0 | 0 | 0 | 0
03.03. | 18 | 29.813 |  | 29.813 | 0 | 0 | 0 | 0
03.03. | 19 | 29.813 |  | 29.813 | 0 | 0 | 0 | 0
03.03. | 20 | 29.813 |  | 29.813 | 0 | 0 | 0 | 0
03.03. | 21 | 29.813 |  | 29.813 | 0 | 0 | 0 | 0
03.03. | 22 | 29.813 |  | 29.813 | 0 | 0 | 0 | 0
03.03. | 23 | 29.813 |  | 29.813 | 0 | 0 | 0 | 0
03.03. | 24 | 29.813 |  | 29.813 | 0 | 0 | 0 | 0
04.03. | 1 | 29.813 |  | 29.813 | 0 | 0 | 0 | 0
04.03. | 2 | 29.813 |  | 29.813 | 0 | 0 | 0 | 0
04.03. | 3 | 29.813 |  | 29.813 | 0 | 0 | 0 | 0
04.03. | 4 | 29.813 |  | 29.813 | 0 | 0 | 0 | 0
04.03. | 5 | 29.813 |  | 29.813 | 0 | 0 | 0 | 0
04.03. | 6 | 29.813 |  | 29.813 | 0 | 0 | 0 | 0
04.03. | 7 | 29.813 |  | 29.813 | 0 | 0 | 0 | 0
04.03. | 8 | 29.813 |  | 29.813 | 0 | 0 | 0 | 0
04.03. | 9 | 29.813 |  | 29.813 | 0 | 0 | 0 | 0
04.03. | 10 | 29.813 |  | 29.813 | 0 | 0 | 0 | 0
04.03. | 11 | 29.813 |  | 29.813 | 0 | 0 | 0 | 0
04.03. | 12 | 29.813 |  | 29.813 | 0 | 0 | 0 | 0
04.03. | 13 | 29.813 |  | 29.813 | 0 | 0 | 0 | 0
04.03. | 14 | 29.813 |  | 29.813 | 0 | 0 | 0 | 0
04.03. | 15 | 29.813 |  | 29.813 | 0 | 0 | 0 | 0
04.03. | 16 | 29.813 |  | 29.813 | 0 | 0 | 0 | 0
04.03. | 17 | 29.813 |  | 29.813 | 0 | 0 | 0 | 0
04.03. | 18 | 29.813 |  | 29.813 | 0 | 0 | 0 | 0
04.03. | 19 | 29.813 |  | 29.813 | 0 | 0 | 0 | 0
04.03. | 20 | 29.813 |  | 29.813 | 0 | 0 | 0 | 0
04.03. | 21 | 29.813 |  | 29.813 | 0 | 0 | 0 | 0
04.03. | 22 | 29.813 |  | 29.813 | 0 | 0 | 0 | 0
04.03. | 23 | 29.813 |  | 29.813 | 0 | 0 | 0 | 0
04.03. | 24 | 29.813 |  | 29.813 | 0 | 0 | 0 | 0
05.03. | 1 | 29.813 |  | 29.813 | 0 | 0 | 0 | 0
05.03. | 2 | 29.813 |  | 29.813 | 0 | 0 | 0 | 0
05.03. | 3 | 29.813 |  | 29.813 | 0 | 0 | 0 | 0
05.03. | 4 | 29.813 |  | 29.813 | 0 | 0 | 0 | 0
05.03. | 5 | 29.813 |  | 29.813 | 0 | 0 | 0 | 0
05.03. | 6 | 29.813 |  | 29.813 | 0 | 0 | 0 | 0
05.03. | 7 | 29.813 |  | 29.813 | 0 | 0 | 0 | 0
05.03. | 8 | 29.813 |  | 29.813 | 0 | 0 | 0 | 0
05.03. | 9 | 29.813 |  | 29.813 | 0 | 0 | 0 | 0
05.03. | 10 | 29.813 |  | 29.813 | 0 | 0 | 0 | 0
05.03. | 11 | 29.813 |  | 29.813 | 0 | 0 | 0 | 0
05.03. | 12 | 29.813 |  | 29.813 | 0 | 0 | 0 | 0
05.03. | 13 | 29.813 |  | 29.813 | 0 | 0 | 0 | 0
05.03. | 14 | 29.813 |  | 29.813 | 0 | 0 | 0 | 0
05.03. | 15 | 29.813 |  | 29.813 | 0 | 0 | 0 | 0
05.03. | 16 | 29.813 |  | 29.813 | 0 | 0 | 0 | 0
05.03. | 17 | 29.813 |  | 29.813 | 0 | 0 | 0 | 0
05.03. | 18 | 29.813 |  | 29.813 | 0 | 0 | 0 | 0
05.03. | 19 | 29.813 |  | 29.813 | 0 | 0 | 0 | 0
05.03. | 20 | 29.813 |  | 29.813 | 0 | 0 | 0 | 0
05.03. | 21 | 29.813 |  | 29.813 | 0 | 0 | 0 | 0
05.03. | 22 | 29.813 |  | 29.813 | 0 | 0 | 0 | 0
05.03. | 23 | 29.813 |  | 29.813 | 0 | 0 | 0 | 0
05.03. | 24 | 29.813 |  | 29.813 | 0 | 0 | 0 | 0
06.03. | 1 | 29.813 |  | 29.813 | 0 | 0 | 0 | 0
06.03. | 2 | 29.813 |  | 29.813 | 0 | 0 | 0 | 0
06.03. | 3 | 29.813 |  | 29.813 | 0 | 0 | 0 | 0
06.03. | 4 | 29.813 |  | 29.813 | 0 | 0 | 0 | 0
06.03. | 5 | 29.813 |  | 29.813 | 0 | 0 | 0 | 0
06.03. | 6 | 29.813 |  | 29.813 | 0 | 0 | 0 | 0
06.03. | 7 | 29.813 |  | 29.813 | 0 | 0 | 0 | 0
06.03. | 8 | 29.813 |  | 29.813 | 0 | 0 | 0 | 0
06.03. | 9 | 29.813 |  | 29.813 | 0 | 0 | 0 | 0
06.03. | 10 | 29.813 |  | 29.813 | 0 | 0 | 0 | 0
06.03. | 11 | 29.813 |  | 29.813 | 0 | 0 | 0 | 0
06.03. | 12 | 29.813 |  | 29.813 | 0 | 0 | 0 | 0
06.03. | 13 | 29.813 |  | 29.813 | 0 | 0 | 0 | 0
06.03. | 14 | 29.813 |  | 29.813 | 0 | 0 | 0 | 0
06.03. | 15 | 29.813 |  | 29.813 | 0 | 0 | 0 | 0
06.03. | 16 | 29.813 |  | 29.813 | 0 | 0 | 0 | 0
06.03. | 17 | 29.813 |  | 29.813 | 0 | 0 | 0 | 0
06.03. | 18 | 29.813 |  | 29.813 | 0 | 0 | 0 | 0
06.03. | 19 | 29.813 |  | 29.813 | 0 | 0 | 0 | 0
06.03. | 20 | 29.813 |  | 29.813 | 0 | 0 | 0 | 0
06.03. | 21 | 29.813 |  | 29.813 | 0 | 0 | 0 | 0
06.03. | 22 | 29.813 |  | 29.813 | 0 | 0 | 0 | 0
06.03. | 23 | 29.813 |  | 29.813 | 0 | 0 | 0 | 0
06.03. | 24 | 29.813 |  | 29.813 | 0 | 0 | 0 | 0
07.03. | 1 | 29.813 |  | 29.813 | 0 | 0 | 0 | 0
07.03. | 2 | 29.813 |  | 29.813 | 0 | 0 | 0 | 0
07.03. | 3 | 29.813 |  | 29.813 | 0 | 0 | 0 | 0
07.03. | 4 | 29.813 |  | 29.813 | 0 | 0 | 0 | 0
07.03. | 5 | 29.813 |  | 29.813 | 0 | 0 | 0 | 0
07.03. | 6 | 29.813 |  | 29.813 | 0 | 0 | 0 | 0
07.03. | 7 | 29.813 |  | 29.813 | 0 | 0 | 0 | 0
07.03. | 8 | 29.813 |  | 29.813 | 0 | 0 | 0 | 0
07.03. | 9 | 29.813 |  | 29.813 | 0 | 0 | 0 | 0
07.03. | 10 | 29.813 |  | 29.813 | 0 | 0 | 0 | 0
07.03. | 11 | 29.813 |  | 29.813 | 0 | 0 | 0 | 0
07.03. | 12 | 29.813 |  | 29.813 | 0 | 0 | 0 | 0
07.03. | 13 | 29.813 |  | 29.813 | 0 | 0 | 0 | 0
07.03. | 14 | 29.813 |  | 29.813 | 0 | 0 | 0 | 0
07.03. | 15 | 29.813 |  | 29.813 | 0 | 0 | 0 | 0
07.03. | 16 | 29.813 |  | 29.813 | 0 | 0 | 0 | 0
07.03. | 17 | 29.813 |  | 29.813 | 0 | 0 | 0 | 0
07.03. | 18 | 29.813 |  | 29.813 | 0 | 0 | 0 | 0
07.03. | 19 | 29.813 |  | 29.813 | 0 | 0 | 0 | 0
07.03. | 20 | 29.813 |  | 29.813 | 0 | 0 | 0 | 0
07.03. | 21 | 29.813 |  | 29.813 | 0 | 0 | 0 | 0
07.03. | 22 | 29.813 |  | 29.813 | 0 | 0 | 0 | 0
07.03. | 23 | 29.813 |  | 29.813 | 0 | 0 | 0 | 0
07.03. | 24 | 29.813 |  | 29.813 | 0 | 0 | 0 | 0
08.03. | 1 | 29.813 |  | 29.813 | 0 | 0 | 0 | 0
08.03. | 2 | 29.813 |  | 29.813 | 0 | 0 | 0 | 0
08.03. | 3 | 29.813 |  | 29.813 | 0 | 0 | 0 | 0
08.03. | 4 | 29.813 |  | 29.813 | 0 | 0 | 0 | 0
08.03. | 5 | 29.813 |  | 29.813 | 0 | 0 | 0 | 0
08.03. | 6 | 29.813 |  | 29.813 | 0 | 0 | 0 | 0
08.03. | 7 | 29.813 |  | 29.813 | 0 | 0 | 0 | 0
08.03. | 8 | 29.813 |  | 29.813 | 0 | 0 | 0 | 0
08.03. | 9 | 29.813 |  | 29.813 | 0 | 0 | 0 | 0
08.03. | 10 | 29.813 |  | 29.813 | 0 | 0 | 0 | 0
08.03. | 11 | 29.813 |  | 29.813 | 0 | 0 | 0 | 0
08.03. | 12 | 29.813 |  | 29.813 | 0 | 0 | 0 | 0
08.03. | 13 | 29.813 |  | 29.813 | 0 | 0 | 0 | 0
08.03. | 14 | 29.813 |  | 29.813 | 0 | 0 | 0 | 0
08.03. | 15 | 29.813 |  | 29.813 | 0 | 0 | 0 | 0
08.03. | 16 | 29.813 |  | 29.813 | 0 | 0 | 0 | 0
08.03. | 17 | 29.813 |  | 29.813 | 0 | 0 | 0 | 0
08.03. | 18 | 29.813 |  | 29.813 | 0 | 0 | 0 | 0
08.03. | 19 | 29.813 |  | 29.813 | 0 | 0 | 0 | 0
08.03. | 20 | 29.813 |  | 29.813 | 0 | 0 | 0 | 0
08.03. | 21 | 29.813 |  | 29.813 | 0 | 0 | 0 | 0
08.03. | 22 | 29.813 |  | 29.813 | 0 | 0 | 0 | 0
08.03. | 23 | 29.813 |  | 29.813 | 0 | 0 | 0 | 0
08.03. | 24 | 29.813 |  | 29.813 | 0 | 0 | 0 | 0
09.03. | 1 | 29.813 |  | 29.813 | 0 | 0 | 0 | 0
09.03. | 2 | 29.813 |  | 29.813 | 0 | 0 | 0 | 0
09.03. | 3 | 29.813 |  | 29.813 | 0 | 0 | 0 | 0
09.03. | 4 | 29.813 |  | 29.813 | 0 | 0 | 0 | 0
09.03. | 5 | 29.813 |  | 29.813 | 0 | 0 | 0 | 0
09.03. | 6 | 29.813 |  | 29.813 | 0 | 0 | 0 | 0
09.03. | 7 | 29.813 |  | 29.813 | 0 | 0 | 0 | 0
09.03. | 8 | 29.813 |  | 29.813 | 0 | 0 | 0 | 0
09.03. | 9 | 29.813 |  | 29.813 | 0 | 0 | 0 | 0
09.03. | 10 | 29.813 |  | 29.813 | 0 | 0 | 0 | 0
09.03. | 11 | 29.813 |  | 29.813 | 0 | 0 | 0 | 0
09.03. | 12 | 29.813 |  | 29.813 | 0 | 0 | 0 | 0
09.03. | 13 | 29.813 |  | 29.813 | 0 | 0 | 0 | 0
09.03. | 14 | 29.813 |  | 29.813 | 0 | 0 | 0 | 0
09.03. | 15 | 29.813 |  | 29.813 | 0 | 0 | 0 | 0
09.03. | 16 | 29.813 |  | 29.813 | 0 | 0 | 0 | 0
09.03. | 17 | 29.813 |  | 29.813 | 0 | 0 | 0 | 0
09.03. | 18 | 29.813 |  | 29.813 | 0 | 0 | 0 | 0
09.03. | 19 | 29.813 |  | 29.813 | 0 | 0 | 0 | 0
09.03. | 20 | 29.813 |  | 29.813 | 0 | 0 | 0 | 0
09.03. | 21 | 29.813 |  | 29.813 | 0 | 0 | 0 | 0
09.03. | 22 | 29.813 |  | 29.813 | 0 | 0 | 0 | 0
09.03. | 23 | 29.813 |  | 29.813 | 0 | 0 | 0 | 0
09.03. | 24 | 29.813 |  | 29.813 | 0 | 0 | 0 | 0
10.03. | 1 | 29.813 |  | 29.813 | 0 | 0 | 0 | 0
10.03. | 2 | 29.813 |  | 29.813 | 0 | 0 | 0 | 0
10.03. | 3 | 29.813 |  | 29.813 | 0 | 0 | 0 | 0
10.03. | 4 | 29.813 |  | 29.813 | 0 | 0 | 0 | 0
10.03. | 5 | 29.813 |  | 29.813 | 0 | 0 | 0 | 0
10.03. | 6 | 29.813 |  | 29.813 | 0 | 0 | 0 | 0
10.03. | 7 | 29.813 |  | 29.813 | 0 | 0 | 0 | 0
10.03. | 8 | 29.813 |  | 29.813 | 0 | 0 | 0 | 0
10.03. | 9 | 29.813 |  | 29.813 | 0 | 0 | 0 | 0
10.03. | 10 | 29.813 |  | 29.813 | 0 | 0 | 0 | 0
10.03. | 11 | 29.813 |  | 29.813 | 0 | 0 | 0 | 0
10.03. | 12 | 29.813 |  | 29.813 | 0 | 0 | 0 | 0
10.03. | 13 | 29.813 |  | 29.813 | 0 | 0 | 0 | 0
10.03. | 14 | 29.813 |  | 29.813 | 0 | 0 | 0 | 0
10.03. | 15 | 29.813 |  | 29.813 | 0 | 0 | 0 | 0
10.03. | 16 | 29.813 |  | 29.813 | 0 | 0 | 0 | 0
10.03. | 17 | 29.813 |  | 29.813 | 0 | 0 | 0 | 0
10.03. | 18 | 29.813 |  | 29.813 | 0 | 0 | 0 | 0
10.03. | 19 | 29.813 |  | 29.813 | 0 | 0 | 0 | 0
10.03. | 20 | 29.813 |  | 29.813 | 0 | 0 | 0 | 0
10.03. | 21 | 29.813 |  | 29.813 | 0 | 0 | 0 | 0
10.03. | 22 | 29.813 |  | 29.813 | 0 | 0 | 0 | 0
10.03. | 23 | 29.813 |  | 29.813 | 0 | 0 | 0 | 0
10.03. | 24 | 29.813 |  | 29.813 | 0 | 0 | 0 | 0
11.03. | 1 | 29.813 |  | 29.813 | 0 | 0 | 0 | 0
11.03. | 2 | 29.813 |  | 29.813 | 0 | 0 | 0 | 0
11.03. | 3 | 29.813 |  | 29.813 | 0 | 0 | 0 | 0
11.03. | 4 | 29.813 |  | 29.813 | 0 | 0 | 0 | 0
11.03. | 5 | 29.813 |  | 29.813 | 0 | 0 | 0 | 0
11.03. | 6 | 29.813 |  | 29.813 | 0 | 0 | 0 | 0
11.03. | 7 | 29.813 |  | 29.813 | 0 | 0 | 0 | 0
11.03. | 8 | 29.813 |  | 29.813 | 0 | 0 | 0 | 0
11.03. | 9 | 29.813 |  | 29.813 | 0 | 0 | 0 | 0
11.03. | 10 | 29.813 |  | 29.813 | 0 | 0 | 0 | 0
11.03. | 11 | 29.813 |  | 29.813 | 0 | 0 | 0 | 0
11.03. | 12 | 29.813 |  | 29.813 | 0 | 0 | 0 | 0
11.03. | 13 | 29.813 |  | 29.813 | 0 | 0 | 0 | 0
11.03. | 14 | 29.813 |  | 29.813 | 0 | 0 | 0 | 0
11.03. | 15 | 29.813 |  | 29.813 | 0 | 0 | 0 | 0
11.03. | 16 | 29.813 |  | 29.813 | 0 | 0 | 0 | 0
11.03. | 17 | 29.813 |  | 29.813 | 0 | 0 | 0 | 0
11.03. | 18 | 29.813 |  | 29.813 | 0 | 0 | 0 | 0
11.03. | 19 | 29.813 |  | 29.813 | 0 | 0 | 0 | 0
11.03. | 20 | 29.813 |  | 29.813 | 0 | 0 | 0 | 0
11.03. | 21 | 29.813 |  | 29.813 | 0 | 0 | 0 | 0
11.03. | 22 | 29.813 |  | 29.813 | 0 | 0 | 0 | 0
11.03. | 23 | 29.813 |  | 29.813 | 0 | 0 | 0 | 0
11.03. | 24 | 29.813 |  | 29.813 | 0 | 0 | 0 | 0
12.03. | 1 | 29.813 |  | 29.813 | 0 | 0 | 0 | 0
12.03. | 2 | 29.813 |  | 29.813 | 0 | 0 | 0 | 0
12.03. | 3 | 29.813 |  | 29.813 | 0 | 0 | 0 | 0
12.03. | 4 | 29.813 |  | 29.813 | 0 | 0 | 0 | 0
12.03. | 5 | 29.813 |  | 29.813 | 0 | 0 | 0 | 0
12.03. | 6 | 29.813 |  | 29.813 | 0 | 0 | 0 | 0
12.03. | 7 | 29.813 |  | 29.813 | 0 | 0 | 0 | 0
12.03. | 8 | 29.813 |  | 29.813 | 0 | 0 | 0 | 0
12.03. | 9 | 29.813 |  | 29.813 | 0 | 0 | 0 | 0
12.03. | 10 | 29.813 |  | 29.813 | 0 | 0 | 0 | 0
12.03. | 11 | 29.813 |  | 29.813 | 0 | 0 | 0 | 0
12.03. | 12 | 29.813 |  | 29.813 | 0 | 0 | 0 | 0
12.03. | 13 | 29.813 |  | 29.813 | 0 | 0 | 0 | 0
12.03. | 14 | 29.813 |  | 29.813 | 0 | 0 | 0 | 0
12.03. | 15 | 29.813 |  | 29.813 | 0 | 0 | 0 | 0
12.03. | 16 | 29.813 |  | 29.813 | 0 | 0 | 0 | 0
12.03. | 17 | 29.813 |  | 29.813 | 0 | 0 | 0 | 0
12.03. | 18 | 29.813 |  | 29.813 | 0 | 0 | 0 | 0
12.03. | 19 | 29.813 |  | 29.813 | 0 | 0 | 0 | 0
12.03. | 20 | 29.813 |  | 29.813 | 0 | 0 | 0 | 0
12.03. | 21 | 29.813 |  | 29.813 | 0 | 0 | 0 | 0
12.03. | 22 | 29.813 |  | 29.813 | 0 | 0 | 0 | 0
12.03. | 23 | 29.813 |  | 29.813 | 0 | 0 | 0 | 0
12.03. | 24 | 29.813 |  | 29.813 | 0 | 0 | 0 | 0
13.03. | 1 | 29.813 |  | 29.813 | 0 | 0 | 0 | 0
13.03. | 2 | 29.813 |  | 29.813 | 0 | 0 | 0 | 0
13.03. | 3 | 29.813 |  | 29.813 | 0 | 0 | 0 | 0
13.03. | 4 | 29.813 |  | 29.813 | 0 | 0 | 0 | 0
13.03. | 5 | 29.813 |  | 29.813 | 0 | 0 | 0 | 0
13.03. | 6 | 29.813 |  | 29.813 | 0 | 0 | 0 | 0
13.03. | 7 | 29.813 |  | 29.813 | 0 | 0 | 0 | 0
13.03. | 8 | 29.813 |  | 29.813 | 0 | 0 | 0 | 0
13.03. | 9 | 29.813 |  | 29.813 | 0 | 0 | 0 | 0
13.03. | 10 | 29.813 |  | 29.813 | 0 | 0 | 0 | 0
13.03. | 11 | 29.813 |  | 29.813 | 0 | 0 | 0 | 0
13.03. | 12 | 29.813 |  | 29.813 | 0 | 0 | 0 | 0
13.03. | 13 | 29.813 |  | 29.813 | 0 | 0 | 0 | 0
13.03. | 14 | 29.813 |  | 29.813 | 0 | 0 | 0 | 0
13.03. | 15 | 29.813 |  | 29.813 | 0 | 0 | 0 | 0
13.03. | 16 | 29.813 |  | 29.813 | 0 | 0 | 0 | 0
13.03. | 17 | 29.813 |  | 29.813 | 0 | 0 | 0 | 0
13.03. | 18 | 29.813 |  | 29.813 | 0 | 0 | 0 | 0
13.03. | 19 | 29.813 |  | 29.813 | 0 | 0 | 0 | 0
13.03. | 20 | 29.813 |  | 29.813 | 0 | 0 | 0 | 0
13.03. | 21 | 29.813 |  | 29.813 | 0 | 0 | 0 | 0
13.03. | 22 | 29.813 |  | 29.813 | 0 | 0 | 0 | 0
13.03. | 23 | 29.813 |  | 29.813 | 0 | 0 | 0 | 0
13.03. | 24 | 29.813 |  | 29.813 | 0 | 0 | 0 | 0
14.03. | 1 | 29.813 |  | 29.813 | 0 | 0 | 0 | 0
14.03. | 2 | 29.813 |  | 29.813 | 0 | 0 | 0 | 0
14.03. | 3 | 29.813 |  | 29.813 | 0 | 0 | 0 | 0
14.03. | 4 | 29.813 |  | 29.813 | 0 | 0 | 0 | 0
14.03. | 5 | 29.813 |  | 29.813 | 0 | 0 | 0 | 0
14.03. | 6 | 29.813 |  | 29.813 | 0 | 0 | 0 | 0
14.03. | 7 | 29.813 |  | 29.813 | 0 | 0 | 0 | 0
14.03. | 8 | 29.813 |  | 29.813 | 0 | 0 | 0 | 0
14.03. | 9 | 29.813 |  | 29.813 | 0 | 0 | 0 | 0
14.03. | 10 | 29.813 |  | 29.813 | 0 | 0 | 0 | 0
14.03. | 11 | 29.813 |  | 29.813 | 0 | 0 | 0 | 0
14.03. | 12 | 29.813 |  | 29.813 | 0 | 0 | 0 | 0
14.03. | 13 | 29.813 |  | 29.813 | 0 | 0 | 0 | 0
14.03. | 14 | 29.813 |  | 29.813 | 0 | 0 | 0 | 0
14.03. | 15 | 29.813 |  | 29.813 | 0 | 0 | 0 | 0
14.03. | 16 | 29.813 |  | 29.813 | 0 | 0 | 0 | 0
14.03. | 17 | 29.813 |  | 29.813 | 0 | 0 | 0 | 0
14.03. | 18 | 29.813 |  | 29.813 | 0 | 0 | 0 | 0
14.03. | 19 | 29.813 |  | 29.813 | 0 | 0 | 0 | 0
14.03. | 20 | 29.813 |  | 29.813 | 0 | 0 | 0 | 0
14.03. | 21 | 29.813 |  | 29.813 | 0 | 0 | 0 | 0
14.03. | 22 | 29.813 |  | 29.813 | 0 | 0 | 0 | 0
14.03. | 23 | 29.813 |  | 29.813 | 0 | 0 | 0 | 0
14.03. | 24 | 29.813 |  | 29.813 | 0 | 0 | 0 | 0
15.03. | 1 | 29.813 |  | 29.813 | 0 | 0 | 0 | 0
15.03. | 2 | 29.813 |  | 29.813 | 0 | 0 | 0 | 0
15.03. | 3 | 29.813 |  | 29.813 | 0 | 0 | 0 | 0
15.03. | 4 | 29.813 |  | 29.813 | 0 | 0 | 0 | 0
15.03. | 5 | 29.813 |  | 29.813 | 0 | 0 | 0 | 0
15.03. | 6 | 29.813 |  | 29.813 | 0 | 0 | 0 | 0
15.03. | 7 | 29.813 |  | 29.813 | 0 | 0 | 0 | 0
15.03. | 8 | 29.813 |  | 29.813 | 0 | 0 | 0 | 0
15.03. | 9 | 29.813 |  | 29.813 | 0 | 0 | 0 | 0
15.03. | 10 | 29.813 |  | 29.813 | 0 | 0 | 0 | 0
15.03. | 11 | 29.813 |  | 29.813 | 0 | 0 | 0 | 0
15.03. | 12 | 29.813 |  | 29.813 | 0 | 0 | 0 | 0
15.03. | 13 | 29.813 |  | 29.813 | 0 | 0 | 0 | 0
15.03. | 14 | 29.813 |  | 29.813 | 0 | 0 | 0 | 0
15.03. | 15 | 29.813 |  | 29.813 | 0 | 0 | 0 | 0
15.03. | 16 | 29.813 |  | 29.813 | 0 | 0 | 0 | 0
15.03. | 17 | 29.813 |  | 29.813 | 0 | 0 | 0 | 0
15.03. | 18 | 29.813 |  | 29.813 | 0 | 0 | 0 | 0
15.03. | 19 | 29.813 |  | 29.813 | 0 | 0 | 0 | 0
15.03. | 20 | 29.813 |  | 29.813 | 0 | 0 | 0 | 0
15.03. | 21 | 29.813 |  | 29.813 | 0 | 0 | 0 | 0
15.03. | 22 | 29.813 |  | 29.813 | 0 | 0 | 0 | 0
15.03. | 23 | 29.813 |  | 29.813 | 0 | 0 | 0 | 0
15.03. | 24 | 29.813 |  | 29.813 | 0 | 0 | 0 | 0
16.03. | 1 | 29.813 |  | 29.813 | 0 | 0 | 0 | 0
16.03. | 2 | 29.813 |  | 29.813 | 0 | 0 | 0 | 0
16.03. | 3 | 29.813 |  | 29.813 | 0 | 0 | 0 | 0
16.03. | 4 | 29.813 |  | 29.813 | 0 | 0 | 0 | 0
16.03. | 5 | 29.813 |  | 29.813 | 0 | 0 | 0 | 0
16.03. | 6 | 29.813 |  | 29.813 | 0 | 0 | 0 | 0
16.03. | 7 | 29.813 |  | 29.813 | 0 | 0 | 0 | 0
16.03. | 8 | 29.813 |  | 29.813 | 0 | 0 | 0 | 0
16.03. | 9 | 29.813 |  | 29.813 | 0 | 0 | 0 | 0
16.03. | 10 | 29.813 |  | 29.813 | 0 | 0 | 0 | 0
16.03. | 11 | 29.813 |  | 29.813 | 0 | 0 | 0 | 0
16.03. | 12 | 29.813 |  | 29.813 | 0 | 0 | 0 | 0
16.03. | 13 | 29.813 |  | 29.813 | 0 | 0 | 0 | 0
16.03. | 14 | 29.813 |  | 29.813 | 0 | 0 | 0 | 0
16.03. | 15 | 29.813 |  | 29.813 | 0 | 0 | 0 | 0
16.03. | 16 | 29.813 |  | 29.813 | 0 | 0 | 0 | 0
16.03. | 17 | 29.813 |  | 29.813 | 0 | 0 | 0 | 0
16.03. | 18 | 29.813 |  | 29.813 | 0 | 0 | 0 | 0
16.03. | 19 | 29.813 |  | 29.813 | 0 | 0 | 0 | 0
16.03. | 20 | 29.813 |  | 29.813 | 0 | 0 | 0 | 0
16.03. | 21 | 29.813 |  | 29.813 | 0 | 0 | 0 | 0
16.03. | 22 | 29.813 |  | 29.813 | 0 | 0 | 0 | 0
16.03. | 23 | 29.813 |  | 29.813 | 0 | 0 | 0 | 0
16.03. | 24 | 29.813 |  | 29.813 | 0 | 0 | 0 | 0
17.03. | 1 | 29.813 |  | 29.813 | 0 | 0 | 0 | 0
17.03. | 2 | 29.813 |  | 29.813 | 0 | 0 | 0 | 0
17.03. | 3 | 29.813 |  | 29.813 | 0 | 0 | 0 | 0
17.03. | 4 | 29.813 |  | 29.813 | 0 | 0 | 0 | 0
17.03. | 5 | 29.813 |  | 29.813 | 0 | 0 | 0 | 0
17.03. | 6 | 29.813 |  | 29.813 | 0 | 0 | 0 | 0
17.03. | 7 | 29.813 |  | 29.813 | 0 | 0 | 0 | 0
17.03. | 8 | 29.813 |  | 29.813 | 0 | 0 | 0 | 0
17.03. | 9 | 29.813 |  | 29.813 | 0 | 0 | 0 | 0
17.03. | 10 | 29.813 |  | 29.813 | 0 | 0 | 0 | 0
17.03. | 11 | 29.813 |  | 29.813 | 0 | 0 | 0 | 0
17.03. | 12 | 29.813 |  | 29.813 | 0 | 0 | 0 | 0
17.03. | 13 | 29.813 |  | 29.813 | 0 | 0 | 0 | 0
17.03. | 14 | 29.813 |  | 29.813 | 0 | 0 | 0 | 0
17.03. | 15 | 29.813 |  | 29.813 | 0 | 0 | 0 | 0
17.03. | 16 | 29.813 |  | 29.813 | 0 | 0 | 0 | 0
17.03. | 17 | 29.813 |  | 29.813 | 0 | 0 | 0 | 0
17.03. | 18 | 29.813 |  | 29.813 | 0 | 0 | 0 | 0
17.03. | 19 | 29.813 |  | 29.813 | 0 | 0 | 0 | 0
17.03. | 20 | 29.813 |  | 29.813 | 0 | 0 | 0 | 0
17.03. | 21 | 29.813 |  | 29.813 | 0 | 0 | 0 | 0
17.03. | 22 | 29.813 |  | 29.813 | 0 | 0 | 0 | 0
17.03. | 23 | 29.813 |  | 29.813 | 0 | 0 | 0 | 0
17.03. | 24 | 29.813 |  | 29.813 | 0 | 0 | 0 | 0
18.03. | 1 | 29.813 |  | 29.813 | 0 | 0 | 0 | 0
18.03. | 2 | 29.813 |  | 29.813 | 0 | 0 | 0 | 0
18.03. | 3 | 29.813 |  | 29.813 | 0 | 0 | 0 | 0
18.03. | 4 | 29.813 |  | 29.813 | 0 | 0 | 0 | 0
18.03. | 5 | 29.813 |  | 29.813 | 0 | 0 | 0 | 0
18.03. | 6 | 29.813 |  | 29.813 | 0 | 0 | 0 | 0
18.03. | 7 | 29.813 |  | 29.813 | 0 | 0 | 0 | 0
18.03. | 8 | 29.813 |  | 29.813 | 0 | 0 | 0 | 0
18.03. | 9 | 29.813 |  | 29.813 | 0 | 0 | 0 | 0
18.03. | 10 | 29.813 |  | 29.813 | 0 | 0 | 0 | 0
18.03. | 11 | 29.813 |  | 29.813 | 0 | 0 | 0 | 0
18.03. | 12 | 29.813 |  | 29.813 | 0 | 0 | 0 | 0
18.03. | 13 | 29.813 |  | 29.813 | 0 | 0 | 0 | 0
18.03. | 14 | 29.813 |  | 29.813 | 0 | 0 | 0 | 0
18.03. | 15 | 29.813 |  | 29.813 | 0 | 0 | 0 | 0
18.03. | 16 | 29.813 |  | 29.813 | 0 | 0 | 0 | 0
18.03. | 17 | 29.813 |  | 29.813 | 0 | 0 | 0 | 0
18.03. | 18 | 29.813 |  | 29.813 | 0 | 0 | 0 | 0
18.03. | 19 | 29.813 |  | 29.813 | 0 | 0 | 0 | 0
18.03. | 20 | 29.813 |  | 29.813 | 0 | 0 | 0 | 0
18.03. | 21 | 29.813 |  | 29.813 | 0 | 0 | 0 | 0
18.03. | 22 | 29.813 |  | 29.813 | 0 | 0 | 0 | 0
18.03. | 23 | 29.813 |  | 29.813 | 0 | 0 | 0 | 0
18.03. | 24 | 29.813 |  | 29.813 | 0 | 0 | 0 | 0
19.03. | 1 | 29.813 |  | 29.813 | 0 | 0 | 0 | 0
19.03. | 2 | 29.813 |  | 29.813 | 0 | 0 | 0 | 0
19.03. | 3 | 29.813 |  | 29.813 | 0 | 0 | 0 | 0
19.03. | 4 | 29.813 |  | 29.813 | 0 | 0 | 0 | 0
19.03. | 5 | 29.813 |  | 29.813 | 0 | 0 | 0 | 0
19.03. | 6 | 29.813 |  | 29.813 | 0 | 0 | 0 | 0
19.03. | 7 | 29.813 |  | 29.813 | 0 | 0 | 0 | 0
19.03. | 8 | 29.813 |  | 29.813 | 0 | 0 | 0 | 0
19.03. | 9 | 29.813 |  | 29.813 | 0 | 0 | 0 | 0
19.03. | 10 | 29.813 |  | 29.813 | 0 | 0 | 0 | 0
19.03. | 11 | 29.813 |  | 29.813 | 0 | 0 | 0 | 0
19.03. | 12 | 29.813 |  | 29.813 | 0 | 0 | 0 | 0
19.03. | 13 | 29.813 |  | 29.813 | 0 | 0 | 0 | 0
19.03. | 14 | 29.813 |  | 29.813 | 0 | 0 | 0 | 0
19.03. | 15 | 29.813 |  | 29.813 | 0 | 0 | 0 | 0
19.03. | 16 | 29.813 |  | 29.813 | 0 | 0 | 0 | 0
19.03. | 17 | 29.813 |  | 29.813 | 0 | 0 | 0 | 0
19.03. | 18 | 29.813 |  | 29.813 | 0 | 0 | 0 | 0
19.03. | 19 | 29.813 |  | 29.813 | 0 | 0 | 0 | 0
19.03. | 20 | 29.813 |  | 29.813 | 0 | 0 | 0 | 0
19.03. | 21 | 29.813 |  | 29.813 | 0 | 0 | 0 | 0
19.03. | 22 | 29.813 |  | 29.813 | 0 | 0 | 0 | 0
19.03. | 23 | 29.813 |  | 29.813 | 0 | 0 | 0 | 0
19.03. | 24 | 29.813 |  | 29.813 | 0 | 0 | 0 | 0
20.03. | 1 | 29.813 |  | 29.813 | 0 | 0 | 0 | 0
20.03. | 2 | 29.813 |  | 29.813 | 0 | 0 | 0 | 0
20.03. | 3 | 29.813 |  | 29.813 | 0 | 0 | 0 | 0
20.03. | 4 | 29.813 |  | 29.813 | 0 | 0 | 0 | 0
20.03. | 5 | 29.813 |  | 29.813 | 0 | 0 | 0 | 0
20.03. | 6 | 29.813 |  | 29.813 | 0 | 0 | 0 | 0
20.03. | 7 | 29.813 |  | 29.813 | 0 | 0 | 0 | 0
20.03. | 8 | 29.813 |  | 29.813 | 0 | 0 | 0 | 0
20.03. | 9 | 29.813 |  | 29.813 | 0 | 0 | 0 | 0
20.03. | 10 | 29.813 |  | 29.813 | 0 | 0 | 0 | 0
20.03. | 11 | 29.813 |  | 29.813 | 0 | 0 | 0 | 0
20.03. | 12 | 29.813 |  | 29.813 | 0 | 0 | 0 | 0
20.03. | 13 | 29.813 |  | 29.813 | 0 | 0 | 0 | 0
20.03. | 14 | 29.813 |  | 29.813 | 0 | 0 | 0 | 0
20.03. | 15 | 29.813 |  | 29.813 | 0 | 0 | 0 | 0
20.03. | 16 | 29.813 |  | 29.813 | 0 | 0 | 0 | 0
20.03. | 17 | 29.813 |  | 29.813 | 0 | 0 | 0 | 0
20.03. | 18 | 29.813 |  | 29.813 | 0 | 0 | 0 | 0
20.03. | 19 | 29.813 |  | 29.813 | 0 | 0 | 0 | 0
20.03. | 20 | 29.813 |  | 29.813 | 0 | 0 | 0 | 0
20.03. | 21 | 29.813 |  | 29.813 | 0 | 0 | 0 | 0
20.03. | 22 | 29.813 |  | 29.813 | 0 | 0 | 0 | 0
20.03. | 23 | 29.813 |  | 29.813 | 0 | 0 | 0 | 0
20.03. | 24 | 29.813 |  | 29.813 | 0 | 0 | 0 | 0
21.03. | 1 | 29.813 |  | 29.813 | 0 | 0 | 0 | 0
21.03. | 2 | 29.813 |  | 29.813 | 0 | 0 | 0 | 0
21.03. | 3 | 29.813 |  | 29.813 | 0 | 0 | 0 | 0
21.03. | 4 | 29.813 |  | 29.813 | 0 | 0 | 0 | 0
21.03. | 5 | 29.813 |  | 29.813 | 0 | 0 | 0 | 0
21.03. | 6 | 29.813 |  | 29.813 | 0 | 0 | 0 | 0
21.03. | 7 | 29.813 |  | 29.813 | 0 | 0 | 0 | 0
21.03. | 8 | 29.813 |  | 29.813 | 0 | 0 | 0 | 0
21.03. | 9 | 29.813 |  | 29.813 | 0 | 0 | 0 | 0
21.03. | 10 | 29.813 |  | 29.813 | 0 | 0 | 0 | 0
21.03. | 11 | 29.813 |  | 29.813 | 0 | 0 | 0 | 0
21.03. | 12 | 29.813 |  | 29.813 | 0 | 0 | 0 | 0
21.03. | 13 | 29.813 |  | 29.813 | 0 | 0 | 0 | 0
21.03. | 14 | 29.813 |  | 29.813 | 0 | 0 | 0 | 0
21.03. | 15 | 29.813 |  | 29.813 | 0 | 0 | 0 | 0
21.03. | 16 | 29.813 |  | 29.813 | 0 | 0 | 0 | 0
21.03. | 17 | 29.813 |  | 29.813 | 0 | 0 | 0 | 0
21.03. | 18 | 29.813 |  | 29.813 | 0 | 0 | 0 | 0
21.03. | 19 | 29.813 |  | 29.813 | 0 | 0 | 0 | 0
21.03. | 20 | 29.813 |  | 29.813 | 0 | 0 | 0 | 0
21.03. | 21 | 29.813 |  | 29.813 | 0 | 0 | 0 | 0
21.03. | 22 | 29.813 |  | 29.813 | 0 | 0 | 0 | 0
21.03. | 23 | 29.813 |  | 29.813 | 0 | 0 | 0 | 0
21.03. | 24 | 29.813 |  | 29.813 | 0 | 0 | 0 | 0
22.03. | 1 | 29.813 |  | 29.813 | 0 | 0 | 0 | 0
22.03. | 2 | 29.813 |  | 29.813 | 0 | 0 | 0 | 0
22.03. | 3 | 29.813 |  | 29.813 | 0 | 0 | 0 | 0
22.03. | 4 | 29.813 |  | 29.813 | 0 | 0 | 0 | 0
22.03. | 5 | 29.813 |  | 29.813 | 0 | 0 | 0 | 0
22.03. | 6 | 29.813 |  | 29.813 | 0 | 0 | 0 | 0
22.03. | 7 | 29.813 |  | 29.813 | 0 | 0 | 0 | 0
22.03. | 8 | 29.813 |  | 29.813 | 0 | 0 | 0 | 0
22.03. | 9 | 29.813 |  | 29.813 | 0 | 0 | 0 | 0
22.03. | 10 | 29.813 |  | 29.813 | 0 | 0 | 0 | 0
22.03. | 11 | 29.813 |  | 29.813 | 0 | 0 | 0 | 0
22.03. | 12 | 29.813 |  | 29.813 | 0 | 0 | 0 | 0
22.03. | 13 | 29.813 |  | 29.813 | 0 | 0 | 0 | 0
22.03. | 14 | 29.813 |  | 29.813 | 0 | 0 | 0 | 0
22.03. | 15 | 29.813 |  | 29.813 | 0 | 0 | 0 | 0
22.03. | 16 | 29.813 |  | 29.813 | 0 | 0 | 0 | 0
22.03. | 17 | 29.813 |  | 29.813 | 0 | 0 | 0 | 0
22.03. | 18 | 29.813 |  | 29.813 | 0 | 0 | 0 | 0
22.03. | 19 | 29.813 |  | 29.813 | 0 | 0 | 0 | 0
22.03. | 20 | 29.813 |  | 29.813 | 0 | 0 | 0 | 0
22.03. | 21 | 29.813 |  | 29.813 | 0 | 0 | 0 | 0
22.03. | 22 | 29.813 |  | 29.813 | 0 | 0 | 0 | 0
22.03. | 23 | 29.813 |  | 29.813 | 0 | 0 | 0 | 0
22.03. | 24 | 29.813 |  | 29.813 | 0 | 0 | 0 | 0
23.03. | 1 | 29.813 |  | 29.813 | 0 | 0 | 0 | 0
23.03. | 2 | 29.813 |  | 29.813 | 0 | 0 | 0 | 0
23.03. | 3 | 29.813 |  | 29.813 | 0 | 0 | 0 | 0
23.03. | 4 | 29.813 |  | 29.813 | 0 | 0 | 0 | 0
23.03. | 5 | 29.813 |  | 29.813 | 0 | 0 | 0 | 0
23.03. | 6 | 29.813 |  | 29.813 | 0 | 0 | 0 | 0
23.03. | 7 | 29.813 |  | 29.813 | 0 | 0 | 0 | 0
23.03. | 8 | 29.813 |  | 29.813 | 0 | 0 | 0 | 0
23.03. | 9 | 29.813 |  | 29.813 | 0 | 0 | 0 | 0
23.03. | 10 | 29.813 |  | 29.813 | 0 | 0 | 0 | 0
23.03. | 11 | 29.813 |  | 29.813 | 0 | 0 | 0 | 0
23.03. | 12 | 29.813 |  | 29.813 | 0 | 0 | 0 | 0
23.03. | 13 | 29.813 |  | 29.813 | 0 | 0 | 0 | 0
23.03. | 14 | 29.813 |  | 29.813 | 0 | 0 | 0 | 0
23.03. | 15 | 29.813 |  | 29.813 | 0 | 0 | 0 | 0
23.03. | 16 | 29.813 |  | 29.813 | 0 | 0 | 0 | 0
23.03. | 17 | 29.813 |  | 29.813 | 0 | 0 | 0 | 0
23.03. | 18 | 29.813 |  | 29.813 | 0 | 0 | 0 | 0
23.03. | 19 | 29.813 |  | 29.813 | 0 | 0 | 0 | 0
23.03. | 20 | 29.813 |  | 29.813 | 0 | 0 | 0 | 0
23.03. | 21 | 29.813 |  | 29.813 | 0 | 0 | 0 | 0
23.03. | 22 | 29.813 |  | 29.813 | 0 | 0 | 0 | 0
23.03. | 23 | 29.813 |  | 29.813 | 0 | 0 | 0 | 0
23.03. | 24 | 29.813 |  | 29.813 | 0 | 0 | 0 | 0
24.03. | 1 | 29.813 |  | 29.813 | 0 | 0 | 0 | 0
24.03. | 2 | 29.813 |  | 29.813 | 0 | 0 | 0 | 0
24.03. | 3 | 29.813 |  | 29.813 | 0 | 0 | 0 | 0
24.03. | 4 | 29.813 |  | 29.813 | 0 | 0 | 0 | 0
24.03. | 5 | 29.813 |  | 29.813 | 0 | 0 | 0 | 0
24.03. | 6 | 29.813 |  | 29.813 | 0 | 0 | 0 | 0
24.03. | 7 | 29.813 |  | 29.813 | 0 | 0 | 0 | 0
24.03. | 8 | 29.813 |  | 29.813 | 0 | 0 | 0 | 0
24.03. | 9 | 29.813 |  | 29.813 | 0 | 0 | 0 | 0
24.03. | 10 | 29.813 |  | 29.813 | 0 | 0 | 0 | 0
24.03. | 11 | 29.813 |  | 29.813 | 0 | 0 | 0 | 0
24.03. | 12 | 29.813 |  | 29.813 | 0 | 0 | 0 | 0
24.03. | 13 | 29.813 |  | 29.813 | 0 | 0 | 0 | 0
24.03. | 14 | 29.813 |  | 29.813 | 0 | 0 | 0 | 0
24.03. | 15 | 29.813 |  | 29.813 | 0 | 0 | 0 | 0
24.03. | 16 | 29.813 |  | 29.813 | 0 | 0 | 0 | 0
24.03. | 17 | 29.813 |  | 29.813 | 0 | 0 | 0 | 0
24.03. | 18 | 29.813 |  | 29.813 | 0 | 0 | 0 | 0
24.03. | 19 | 29.813 |  | 29.813 | 0 | 0 | 0 | 0
24.03. | 20 | 29.813 |  | 29.813 | 0 | 0 | 0 | 0
24.03. | 21 | 29.813 |  | 29.813 | 0 | 0 | 0 | 0
24.03. | 22 | 29.813 |  | 29.813 | 0 | 0 | 0 | 0
24.03. | 23 | 29.813 |  | 29.813 | 0 | 0 | 0 | 0
24.03. | 24 | 29.813 |  | 29.813 | 0 | 0 | 0 | 0
25.03. | 1 | 29.813 |  | 29.813 | 0 | 0 | 0 | 0
25.03. | 2 | 29.813 |  | 29.813 | 0 | 0 | 0 | 0
25.03. | 3 | 29.813 |  | 29.813 | 0 | 0 | 0 | 0
25.03. | 4 | 29.813 |  | 29.813 | 0 | 0 | 0 | 0
25.03. | 5 | 29.813 |  | 29.813 | 0 | 0 | 0 | 0
25.03. | 6 | 29.813 |  | 29.813 | 0 | 0 | 0 | 0
25.03. | 7 | 29.813 |  | 29.813 | 0 | 0 | 0 | 0
25.03. | 8 | 29.813 |  | 29.813 | 0 | 0 | 0 | 0
25.03. | 9 | 29.813 |  | 29.813 | 0 | 0 | 0 | 0
25.03. | 10 | 29.813 |  | 29.813 | 0 | 0 | 0 | 0
25.03. | 11 | 29.813 |  | 29.813 | 0 | 0 | 0 | 0
25.03. | 12 | 29.813 |  | 29.813 | 0 | 0 | 0 | 0
25.03. | 13 | 29.813 |  | 29.813 | 0 | 0 | 0 | 0
25.03. | 14 | 29.813 |  | 29.813 | 0 | 0 | 0 | 0
25.03. | 15 | 29.813 |  | 29.813 | 0 | 0 | 0 | 0
25.03. | 16 | 29.813 |  | 29.813 | 0 | 0 | 0 | 0
25.03. | 17 | 29.813 |  | 29.813 | 0 | 0 | 0 | 0
25.03. | 18 | 29.813 |  | 29.813 | 0 | 0 | 0 | 0
25.03. | 19 | 29.813 |  | 29.813 | 0 | 0 | 0 | 0
25.03. | 20 | 29.813 |  | 29.813 | 0 | 0 | 0 | 0
25.03. | 21 | 29.813 |  | 29.813 | 0 | 0 | 0 | 0
25.03. | 22 | 29.813 |  | 29.813 | 0 | 0 | 0 | 0
25.03. | 23 | 29.813 |  | 29.813 | 0 | 0 | 0 | 0
25.03. | 24 | 29.813 |  | 29.813 | 0 | 0 | 0 | 0
26.03. | 1 | 29.813 |  | 29.813 | 0 | 0 | 0 | 0
26.03. | 2 | 29.813 |  | 29.813 | 0 | 0 | 0 | 0
26.03. | 3 | 29.813 |  | 29.813 | 0 | 0 | 0 | 0
26.03. | 4 | 29.813 |  | 29.813 | 0 | 0 | 0 | 0
26.03. | 5 | 29.813 |  | 29.813 | 0 | 0 | 0 | 0
26.03. | 6 | 29.813 |  | 29.813 | 0 | 0 | 0 | 0
26.03. | 7 | 29.813 |  | 29.813 | 0 | 0 | 0 | 0
26.03. | 8 | 29.813 |  | 29.813 | 0 | 0 | 0 | 0
26.03. | 9 | 29.813 |  | 29.813 | 0 | 0 | 0 | 0
26.03. | 10 | 29.813 |  | 29.813 | 0 | 0 | 0 | 0
26.03. | 11 | 29.813 |  | 29.813 | 0 | 0 | 0 | 0
26.03. | 12 | 29.813 |  | 29.813 | 0 | 0 | 0 | 0
26.03. | 13 | 29.813 |  | 29.813 | 0 | 0 | 0 | 0
26.03. | 14 | 29.813 |  | 29.813 | 0 | 0 | 0 | 0
26.03. | 15 | 29.813 |  | 29.813 | 0 | 0 | 0 | 0
26.03. | 16 | 29.813 |  | 29.813 | 0 | 0 | 0 | 0
26.03. | 17 | 29.813 |  | 29.813 | 0 | 0 | 0 | 0
26.03. | 18 | 29.813 |  | 29.813 | 0 | 0 | 0 | 0
26.03. | 19 | 29.813 |  | 29.813 | 0 | 0 | 0 | 0
26.03. | 20 | 29.813 |  | 29.813 | 0 | 0 | 0 | 0
26.03. | 21 | 29.813 |  | 29.813 | 0 | 0 | 0 | 0
26.03. | 22 | 29.813 |  | 29.813 | 0 | 0 | 0 | 0
26.03. | 23 | 29.813 |  | 29.813 | 0 | 0 | 0 | 0
26.03. | 24 | 29.813 |  | 29.813 | 0 | 0 | 0 | 0
27.03. | 1 | 29.813 |  | 29.813 | 0 | 0 | 0 | 0
27.03. | 2 | 29.813 |  | 29.813 | 0 | 0 | 0 | 0
27.03. | 3 | 29.813 |  | 29.813 | 0 | 0 | 0 | 0
27.03. | 4 | 29.813 |  | 29.813 | 0 | 0 | 0 | 0
27.03. | 5 | 29.813 |  | 29.813 | 0 | 0 | 0 | 0
27.03. | 6 | 29.813 |  | 29.813 | 0 | 0 | 0 | 0
27.03. | 7 | 29.813 |  | 29.813 | 0 | 0 | 0 | 0
27.03. | 8 | 29.813 |  | 29.813 | 0 | 0 | 0 | 0
27.03. | 9 | 29.813 |  | 29.813 | 0 | 0 | 0 | 0
27.03. | 10 | 29.813 |  | 29.813 | 0 | 0 | 0 | 0
27.03. | 11 | 29.813 |  | 29.813 | 0 | 0 | 0 | 0
27.03. | 12 | 29.813 |  | 29.813 | 0 | 0 | 0 | 0
27.03. | 13 | 29.813 |  | 29.813 | 0 | 0 | 0 | 0
27.03. | 14 | 29.813 |  | 29.813 | 0 | 0 | 0 | 0
27.03. | 15 | 29.813 |  | 29.813 | 0 | 0 | 0 | 0
27.03. | 16 | 29.813 |  | 29.813 | 0 | 0 | 0 | 0
27.03. | 17 | 29.813 |  | 29.813 | 0 | 0 | 0 | 0
27.03. | 18 | 29.813 |  | 29.813 | 0 | 0 | 0 | 0
27.03. | 19 | 29.813 |  | 29.813 | 0 | 0 | 0 | 0
27.03. | 20 | 29.813 |  | 29.813 | 0 | 0 | 0 | 0
27.03. | 21 | 29.813 |  | 29.813 | 0 | 0 | 0 | 0
27.03. | 22 | 29.813 |  | 29.813 | 0 | 0 | 0 | 0
27.03. | 23 | 29.813 |  | 29.813 | 0 | 0 | 0 | 0
27.03. | 24 | 29.813 |  | 29.813 | 0 | 0 | 0 | 0
28.03. | 1 | 29.813 |  | 29.813 | 0 | 0 | 0 | 0
28.03. | 2 | 29.813 |  | 29.813 | 0 | 0 | 0 | 0
28.03. | 3 | 29.813 |  | 29.813 | 0 | 0 | 0 | 0
28.03. | 4 | 29.813 |  | 29.813 | 0 | 0 | 0 | 0
28.03. | 5 | 29.813 |  | 29.813 | 0 | 0 | 0 | 0
28.03. | 6 | 29.813 |  | 29.813 | 0 | 0 | 0 | 0
28.03. | 7 | 29.813 |  | 29.813 | 0 | 0 | 0 | 0
28.03. | 8 | 29.813 |  | 29.813 | 0 | 0 | 0 | 0
28.03. | 9 | 29.813 |  | 29.813 | 0 | 0 | 0 | 0
28.03. | 10 | 29.813 |  | 29.813 | 0 | 0 | 0 | 0
28.03. | 11 | 29.813 |  | 29.813 | 0 | 0 | 0 | 0
28.03. | 12 | 29.813 |  | 29.813 | 0 | 0 | 0 | 0
28.03. | 13 | 29.813 |  | 29.813 | 0 | 0 | 0 | 0
28.03. | 14 | 29.813 |  | 29.813 | 0 | 0 | 0 | 0
28.03. | 15 | 29.813 |  | 29.813 | 0 | 0 | 0 | 0
28.03. | 16 | 29.813 |  | 29.813 | 0 | 0 | 0 | 0
28.03. | 17 | 29.813 |  | 29.813 | 0 | 0 | 0 | 0
28.03. | 18 | 29.813 |  | 29.813 | 0 | 0 | 0 | 0
28.03. | 19 | 29.813 |  | 29.813 | 0 | 0 | 0 | 0
28.03. | 20 | 29.813 |  | 29.813 | 0 | 0 | 0 | 0
28.03. | 21 | 29.813 |  | 29.813 | 0 | 0 | 0 | 0
28.03. | 22 | 29.813 |  | 29.813 | 0 | 0 | 0 | 0
28.03. | 23 | 29.813 |  | 29.813 | 0 | 0 | 0 | 0
28.03. | 24 | 29.813 |  | 29.813 | 0 | 0 | 0 | 0
29.03. | 1 | 29.813 |  | 29.813 | 0 | 0 | 0 | 0
29.03. | 2 | 29.813 |  | 29.813 | 0 | 0 | 0 | 0
29.03. | 3 | 29.813 |  | 29.813 | 0 | 0 | 0 | 0
29.03. | 4 | 29.813 |  | 29.813 | 0 | 0 | 0 | 0
29.03. | 5 | 29.813 |  | 29.813 | 0 | 0 | 0 | 0
29.03. | 6 | 29.813 |  | 29.813 | 0 | 0 | 0 | 0
29.03. | 7 | 29.813 |  | 29.813 | 0 | 0 | 0 | 0
29.03. | 8 | 29.813 |  | 29.813 | 0 | 0 | 0 | 0
29.03. | 9 | 29.813 |  | 29.813 | 0 | 0 | 0 | 0
29.03. | 10 | 29.813 |  | 29.813 | 0 | 0 | 0 | 0
29.03. | 11 | 29.813 |  | 29.813 | 0 | 0 | 0 | 0
29.03. | 12 | 29.813 |  | 29.813 | 0 | 0 | 0 | 0
29.03. | 13 | 29.813 |  | 29.813 | 0 | 0 | 0 | 0
29.03. | 14 | 29.813 |  | 29.813 | 0 | 0 | 0 | 0
29.03. | 15 | 29.813 |  | 29.813 | 0 | 0 | 0 | 0
29.03. | 16 | 29.813 |  | 29.813 | 0 | 0 | 0 | 0
29.03. | 17 | 29.813 |  | 29.813 | 0 | 0 | 0 | 0
29.03. | 18 | 29.813 |  | 29.813 | 0 | 0 | 0 | 0
29.03. | 19 | 29.813 |  | 29.813 | 0 | 0 | 0 | 0
29.03. | 20 | 29.813 |  | 29.813 | 0 | 0 | 0 | 0
29.03. | 21 | 29.813 |  | 29.813 | 0 | 0 | 0 | 0
29.03. | 22 | 29.813 |  | 29.813 | 0 | 0 | 0 | 0
29.03. | 23 | 29.813 |  | 29.813 | 0 | 0 | 0 | 0
29.03. | 24 | 29.813 |  | 29.813 | 0 | 0 | 0 | 0
30.03. | 1 | 29.813 |  | 29.813 | 0 | 0 | 0 | 0
30.03. | 2 | 29.813 |  | 29.813 | 0 | 0 | 0 | 0
30.03. | 3 | 29.813 |  | 29.813 | 0 | 0 | 0 | 0
30.03. | 4 | 29.813 |  | 29.813 | 0 | 0 | 0 | 0
30.03. | 5 | 29.813 |  | 29.813 | 0 | 0 | 0 | 0
30.03. | 6 | 29.813 |  | 29.813 | 0 | 0 | 0 | 0
30.03. | 7 | 29.813 |  | 29.813 | 0 | 0 | 0 | 0
30.03. | 8 | 29.813 |  | 29.813 | 0 | 0 | 0 | 0
30.03. | 9 | 29.813 |  | 29.813 | 0 | 0 | 0 | 0
30.03. | 10 | 29.813 |  | 29.813 | 0 | 0 | 0 | 0
30.03. | 11 | 29.813 |  | 29.813 | 0 | 0 | 0 | 0
30.03. | 12 | 29.813 |  | 29.813 | 0 | 0 | 0 | 0
30.03. | 13 | 29.813 |  | 29.813 | 0 | 0 | 0 | 0
30.03. | 14 | 29.813 |  | 29.813 | 0 | 0 | 0 | 0
30.03. | 15 | 29.813 |  | 29.813 | 0 | 0 | 0 | 0
30.03. | 16 | 29.813 |  | 29.813 | 0 | 0 | 0 | 0
30.03. | 17 | 29.813 |  | 29.813 | 0 | 0 | 0 | 0
30.03. | 18 | 29.813 |  | 29.813 | 0 | 0 | 0 | 0
30.03. | 19 | 29.813 |  | 29.813 | 0 | 0 | 0 | 0
30.03. | 20 | 29.813 |  | 29.813 | 0 | 0 | 0 | 0
30.03. | 21 | 29.813 |  | 29.813 | 0 | 0 | 0 | 0
30.03. | 22 | 29.813 |  | 29.813 | 0 | 0 | 0 | 0
30.03. | 23 | 29.813 |  | 29.813 | 0 | 0 | 0 | 0
30.03. | 24 | 29.813 |  | 29.813 | 0 | 0 | 0 | 0
31.03. | 1 | 29.813 |  | 29.813 | 0 | 0 | 0 | 0
31.03. | 2 | 29.813 |  | 29.813 | 0 | 0 | 0 | 0
31.03. | 3 | 29.813 |  | 29.813 | 0 | 0 | 0 | 0
31.03. | 4 | 29.813 |  | 29.813 | 0 | 0 | 0 | 0
31.03. | 5 | 29.813 |  | 29.813 | 0 | 0 | 0 | 0
31.03. | 6 | 29.813 |  | 29.813 | 0 | 0 | 0 | 0
31.03. | 7 | 29.813 |  | 29.813 | 0 | 0 | 0 | 0
31.03. | 8 | 29.813 |  | 29.813 | 0 | 0 | 0 | 0
31.03. | 9 | 29.813 |  | 29.813 | 0 | 0 | 0 | 0
31.03. | 10 | 29.813 |  | 29.813 | 0 | 0 | 0 | 0
31.03. | 11 | 29.813 |  | 29.813 | 0 | 0 | 0 | 0
31.03. | 12 | 29.813 |  | 29.813 | 0 | 0 | 0 | 0
31.03. | 13 | 29.813 |  | 29.813 | 0 | 0 | 0 | 0
31.03. | 14 | 29.813 |  | 29.813 | 0 | 0 | 0 | 0
31.03. | 15 | 29.813 |  | 29.813 | 0 | 0 | 0 | 0
31.03. | 16 | 29.813 |  | 29.813 | 0 | 0 | 0 | 0
31.03. | 17 | 29.813 |  | 29.813 | 0 | 0 | 0 | 0
31.03. | 18 | 29.813 |  | 29.813 | 0 | 0 | 0 | 0
31.03. | 19 | 29.813 |  | 29.813 | 0 | 0 | 0 | 0
31.03. | 20 | 29.813 |  | 29.813 | 0 | 0 | 0 | 0
31.03. | 21 | 29.813 |  | 29.813 | 0 | 0 | 0 | 0
31.03. | 22 | 29.813 |  | 29.813 | 0 | 0 | 0 | 0
31.03. | 23 | 29.813 |  | 29.813 | 0 | 0 | 0 | 0
31.03. | 24 | 29.813 |  | 29.813 | 0 | 0 | 0 | 0
01.04. | 1 | 29.813 |  | 29.813 | 0 | 0 | 0 | 0
01.04. | 2 | 29.813 |  | 29.813 | 0 | 0 | 0 | 0
01.04. | 3 | 29.813 |  | 29.813 | 0 | 0 | 0 | 0
01.04. | 4 | 29.813 |  | 29.813 | 0 | 0 | 0 | 0
01.04. | 5 | 29.813 |  | 29.813 | 0 | 0 | 0 | 0
01.04. | 6 | 29.813 |  | 29.813 | 0 | 0 | 0 | 0
01.04. | 7 | 29.813 |  | 29.813 | 0 | 0 | 0 | 0
01.04. | 8 | 29.813 |  | 29.813 | 0 | 0 | 0 | 0
01.04. | 9 | 29.813 |  | 29.813 | 0 | 0 | 0 | 0
01.04. | 10 | 29.813 |  | 29.813 | 0 | 0 | 0 | 0
01.04. | 11 | 29.813 |  | 29.813 | 0 | 0 | 0 | 0
01.04. | 12 | 29.813 |  | 29.813 | 0 | 0 | 0 | 0
01.04. | 13 | 29.813 |  | 29.813 | 0 | 0 | 0 | 0
01.04. | 14 | 29.813 |  | 29.813 | 0 | 0 | 0 | 0
01.04. | 15 | 29.813 |  | 29.813 | 0 | 0 | 0 | 0
01.04. | 16 | 29.813 |  | 29.813 | 0 | 0 | 0 | 0
01.04. | 17 | 29.813 |  | 29.813 | 0 | 0 | 0 | 0
01.04. | 18 | 29.813 |  | 29.813 | 0 | 0 | 0 | 0
01.04. | 19 | 29.813 |  | 29.813 | 0 | 0 | 0 | 0
01.04. | 20 | 29.813 |  | 29.813 | 0 | 0 | 0 | 0
01.04. | 21 | 29.813 |  | 29.813 | 0 | 0 | 0 | 0
01.04. | 22 | 29.813 |  | 29.813 | 0 | 0 | 0 | 0
01.04. | 23 | 29.813 |  | 29.813 | 0 | 0 | 0 | 0
01.04. | 24 | 29.813 |  | 29.813 | 0 | 0 | 0 | 0
02.04. | 1 | 29.813 |  | 29.813 | 0 | 0 | 0 | 0
02.04. | 2 | 29.813 |  | 29.813 | 0 | 0 | 0 | 0
02.04. | 3 | 29.813 |  | 29.813 | 0 | 0 | 0 | 0
02.04. | 4 | 29.813 |  | 29.813 | 0 | 0 | 0 | 0
02.04. | 5 | 29.813 |  | 29.813 | 0 | 0 | 0 | 0
02.04. | 6 | 29.813 |  | 29.813 | 0 | 0 | 0 | 0
02.04. | 7 | 29.813 |  | 29.813 | 0 | 0 | 0 | 0
02.04. | 8 | 29.813 |  | 29.813 | 0 | 0 | 0 | 0
02.04. | 9 | 29.813 |  | 29.813 | 0 | 0 | 0 | 0
02.04. | 10 | 29.813 |  | 29.813 | 0 | 0 | 0 | 0
02.04. | 11 | 29.813 |  | 29.813 | 0 | 0 | 0 | 0
02.04. | 12 | 29.813 |  | 29.813 | 0 | 0 | 0 | 0
02.04. | 13 | 29.813 |  | 29.813 | 0 | 0 | 0 | 0
02.04. | 14 | 29.813 |  | 29.813 | 0 | 0 | 0 | 0
02.04. | 15 | 29.813 |  | 29.813 | 0 | 0 | 0 | 0
02.04. | 16 | 29.813 |  | 29.813 | 0 | 0 | 0 | 0
02.04. | 17 | 29.813 |  | 29.813 | 0 | 0 | 0 | 0
02.04. | 18 | 29.813 |  | 29.813 | 0 | 0 | 0 | 0
02.04. | 19 | 29.813 |  | 29.813 | 0 | 0 | 0 | 0
02.04. | 20 | 29.813 |  | 29.813 | 0 | 0 | 0 | 0
02.04. | 21 | 29.813 |  | 29.813 | 0 | 0 | 0 | 0
02.04. | 22 | 29.813 |  | 29.813 | 0 | 0 | 0 | 0
02.04. | 23 | 29.813 |  | 29.813 | 0 | 0 | 0 | 0
02.04. | 24 | 29.813 |  | 29.813 | 0 | 0 | 0 | 0
03.04. | 1 | 29.813 |  | 29.813 | 0 | 0 | 0 | 0
03.04. | 2 | 29.813 |  | 29.813 | 0 | 0 | 0 | 0
03.04. | 3 | 29.813 |  | 29.813 | 0 | 0 | 0 | 0
03.04. | 4 | 29.813 |  | 29.813 | 0 | 0 | 0 | 0
03.04. | 5 | 29.813 |  | 29.813 | 0 | 0 | 0 | 0
03.04. | 6 | 29.813 |  | 29.813 | 0 | 0 | 0 | 0
03.04. | 7 | 29.813 |  | 29.813 | 0 | 0 | 0 | 0
03.04. | 8 | 29.813 |  | 29.813 | 0 | 0 | 0 | 0
03.04. | 9 | 29.813 |  | 29.813 | 0 | 0 | 0 | 0
03.04. | 10 | 29.813 |  | 29.813 | 0 | 0 | 0 | 0
03.04. | 11 | 29.813 |  | 29.813 | 0 | 0 | 0 | 0
03.04. | 12 | 29.813 |  | 29.813 | 0 | 0 | 0 | 0
03.04. | 13 | 29.813 |  | 29.813 | 0 | 0 | 0 | 0
03.04. | 14 | 29.813 |  | 29.813 | 0 | 0 | 0 | 0
03.04. | 15 | 29.813 |  | 29.813 | 0 | 0 | 0 | 0
03.04. | 16 | 29.813 |  | 29.813 | 0 | 0 | 0 | 0
03.04. | 17 | 29.813 |  | 29.813 | 0 | 0 | 0 | 0
03.04. | 18 | 29.813 |  | 29.813 | 0 | 0 | 0 | 0
03.04. | 19 | 29.813 |  | 29.813 | 0 | 0 | 0 | 0
03.04. | 20 | 29.813 |  | 29.813 | 0 | 0 | 0 | 0
03.04. | 21 | 29.813 |  | 29.813 | 0 | 0 | 0 | 0
03.04. | 22 | 29.813 |  | 29.813 | 0 | 0 | 0 | 0
03.04. | 23 | 29.813 |  | 29.813 | 0 | 0 | 0 | 0
03.04. | 24 | 29.813 |  | 29.813 | 0 | 0 | 0 | 0
04.04. | 1 | 29.813 |  | 29.813 | 0 | 0 | 0 | 0
04.04. | 2 | 29.813 |  | 29.813 | 0 | 0 | 0 | 0
04.04. | 3 | 29.813 |  | 29.813 | 0 | 0 | 0 | 0
04.04. | 4 | 29.813 |  | 29.813 | 0 | 0 | 0 | 0
04.04. | 5 | 29.813 |  | 29.813 | 0 | 0 | 0 | 0
04.04. | 6 | 29.813 |  | 29.813 | 0 | 0 | 0 | 0
04.04. | 7 | 29.813 |  | 29.813 | 0 | 0 | 0 | 0
04.04. | 8 | 29.813 |  | 29.813 | 0 | 0 | 0 | 0
04.04. | 9 | 29.813 |  | 29.813 | 0 | 0 | 0 | 0
04.04. | 10 | 29.813 |  | 29.813 | 0 | 0 | 0 | 0
04.04. | 11 | 29.813 |  | 29.813 | 0 | 0 | 0 | 0
04.04. | 12 | 29.813 |  | 29.813 | 0 | 0 | 0 | 0
04.04. | 13 | 29.813 |  | 29.813 | 0 | 0 | 0 | 0
04.04. | 14 | 29.813 |  | 29.813 | 0 | 0 | 0 | 0
04.04. | 15 | 29.813 |  | 29.813 | 0 | 0 | 0 | 0
04.04. | 16 | 29.813 |  | 29.813 | 0 | 0 | 0 | 0
04.04. | 17 | 29.813 |  | 29.813 | 0 | 0 | 0 | 0
04.04. | 18 | 29.813 |  | 29.813 | 0 | 0 | 0 | 0
04.04. | 19 | 29.813 |  | 29.813 | 0 | 0 | 0 | 0
04.04. | 20 | 29.813 |  | 29.813 | 0 | 0 | 0 | 0
04.04. | 21 | 29.813 |  | 29.813 | 0 | 0 | 0 | 0
04.04. | 22 | 29.813 |  | 29.813 | 0 | 0 | 0 | 0
04.04. | 23 | 29.813 |  | 29.813 | 0 | 0 | 0 | 0
04.04. | 24 | 29.813 |  | 29.813 | 0 | 0 | 0 | 0
05.04. | 1 | 29.813 |  | 29.813 | 0 | 0 | 0 | 0
05.04. | 2 | 29.813 |  | 29.813 | 0 | 0 | 0 | 0
05.04. | 3 | 29.813 |  | 29.813 | 0 | 0 | 0 | 0
05.04. | 4 | 29.813 |  | 29.813 | 0 | 0 | 0 | 0
05.04. | 5 | 29.813 |  | 29.813 | 0 | 0 | 0 | 0
05.04. | 6 | 29.813 |  | 29.813 | 0 | 0 | 0 | 0
05.04. | 7 | 29.813 |  | 29.813 | 0 | 0 | 0 | 0
05.04. | 8 | 29.813 |  | 29.813 | 0 | 0 | 0 | 0
05.04. | 9 | 29.813 |  | 29.813 | 0 | 0 | 0 | 0
05.04. | 10 | 29.813 |  | 29.813 | 0 | 0 | 0 | 0
05.04. | 11 | 29.813 |  | 29.813 | 0 | 0 | 0 | 0
05.04. | 12 | 29.813 |  | 29.813 | 0 | 0 | 0 | 0
05.04. | 13 | 29.813 |  | 29.813 | 0 | 0 | 0 | 0
05.04. | 14 | 29.813 |  | 29.813 | 0 | 0 | 0 | 0
05.04. | 15 | 29.813 |  | 29.813 | 0 | 0 | 0 | 0
05.04. | 16 | 29.813 |  | 29.813 | 0 | 0 | 0 | 0
05.04. | 17 | 29.813 |  | 29.813 | 0 | 0 | 0 | 0
05.04. | 18 | 29.813 |  | 29.813 | 0 | 0 | 0 | 0
05.04. | 19 | 29.813 |  | 29.813 | 0 | 0 | 0 | 0
05.04. | 20 | 29.813 |  | 29.813 | 0 | 0 | 0 | 0
05.04. | 21 | 29.813 |  | 29.813 | 0 | 0 | 0 | 0
05.04. | 22 | 29.813 |  | 29.813 | 0 | 0 | 0 | 0
05.04. | 23 | 29.813 |  | 29.813 | 0 | 0 | 0 | 0
05.04. | 24 | 29.813 |  | 29.813 | 0 | 0 | 0 | 0
06.04. | 1 | 29.813 |  | 29.813 | 0 | 0 | 0 | 0
06.04. | 2 | 29.813 |  | 29.813 | 0 | 0 | 0 | 0
06.04. | 3 | 29.813 |  | 29.813 | 0 | 0 | 0 | 0
06.04. | 4 | 29.813 |  | 29.813 | 0 | 0 | 0 | 0
06.04. | 5 | 29.813 |  | 29.813 | 0 | 0 | 0 | 0
06.04. | 6 | 29.813 |  | 29.813 | 0 | 0 | 0 | 0
06.04. | 7 | 29.813 |  | 29.813 | 0 | 0 | 0 | 0
06.04. | 8 | 29.813 |  | 29.813 | 0 | 0 | 0 | 0
06.04. | 9 | 29.813 |  | 29.813 | 0 | 0 | 0 | 0
06.04. | 10 | 29.813 |  | 29.813 | 0 | 0 | 0 | 0
06.04. | 11 | 29.813 |  | 29.813 | 0 | 0 | 0 | 0
06.04. | 12 | 29.813 |  | 29.813 | 0 | 0 | 0 | 0
06.04. | 13 | 29.813 |  | 29.813 | 0 | 0 | 0 | 0
06.04. | 14 | 29.813 |  | 29.813 | 0 | 0 | 0 | 0
06.04. | 15 | 29.813 |  | 29.813 | 0 | 0 | 0 | 0
06.04. | 16 | 29.813 |  | 29.813 | 0 | 0 | 0 | 0
06.04. | 17 | 29.813 |  | 29.813 | 0 | 0 | 0 | 0
06.04. | 18 | 29.813 |  | 29.813 | 0 | 0 | 0 | 0
06.04. | 19 | 29.813 |  | 29.813 | 0 | 0 | 0 | 0
06.04. | 20 | 29.813 |  | 29.813 | 0 | 0 | 0 | 0
06.04. | 21 | 29.813 |  | 29.813 | 0 | 0 | 0 | 0
06.04. | 22 | 29.813 |  | 29.813 | 0 | 0 | 0 | 0
06.04. | 23 | 29.813 |  | 29.813 | 0 | 0 | 0 | 0
06.04. | 24 | 29.813 |  | 29.813 | 0 | 0 | 0 | 0
07.04. | 1 | 29.813 |  | 29.813 | 0 | 0 | 0 | 0
07.04. | 2 | 29.813 |  | 29.813 | 0 | 0 | 0 | 0
07.04. | 3 | 29.813 |  | 29.813 | 0 | 0 | 0 | 0
07.04. | 4 | 29.813 |  | 29.813 | 0 | 0 | 0 | 0
07.04. | 5 | 29.813 |  | 29.813 | 0 | 0 | 0 | 0
07.04. | 6 | 29.813 |  | 29.813 | 0 | 0 | 0 | 0
07.04. | 7 | 29.813 |  | 29.813 | 0 | 0 | 0 | 0
07.04. | 8 | 29.813 |  | 29.813 | 0 | 0 | 0 | 0
07.04. | 9 | 29.813 |  | 29.813 | 0 | 0 | 0 | 0
07.04. | 10 | 29.813 |  | 29.813 | 0 | 0 | 0 | 0
07.04. | 11 | 29.813 |  | 29.813 | 0 | 0 | 0 | 0
07.04. | 12 | 29.813 |  | 29.813 | 0 | 0 | 0 | 0
07.04. | 13 | 29.813 |  | 29.813 | 0 | 0 | 0 | 0
07.04. | 14 | 29.813 |  | 29.813 | 0 | 0 | 0 | 0
07.04. | 15 | 29.813 |  | 29.813 | 0 | 0 | 0 | 0
07.04. | 16 | 29.813 |  | 29.813 | 0 | 0 | 0 | 0
07.04. | 17 | 29.813 |  | 29.813 | 0 | 0 | 0 | 0
07.04. | 18 | 29.813 |  | 29.813 | 0 | 0 | 0 | 0
07.04. | 19 | 29.813 |  | 29.813 | 0 | 0 | 0 | 0
07.04. | 20 | 29.813 |  | 29.813 | 0 | 0 | 0 | 0
07.04. | 21 | 29.813 |  | 29.813 | 0 | 0 | 0 | 0
07.04. | 22 | 29.813 |  | 29.813 | 0 | 0 | 0 | 0
07.04. | 23 | 29.813 |  | 29.813 | 0 | 0 | 0 | 0
07.04. | 24 | 29.813 |  | 29.813 | 0 | 0 | 0 | 0
08.04. | 1 | 29.813 |  | 29.813 | 0 | 0 | 0 | 0
08.04. | 2 | 29.813 |  | 29.813 | 0 | 0 | 0 | 0
08.04. | 3 | 29.813 |  | 29.813 | 0 | 0 | 0 | 0
08.04. | 4 | 29.813 |  | 29.813 | 0 | 0 | 0 | 0
08.04. | 5 | 29.813 |  | 29.813 | 0 | 0 | 0 | 0
08.04. | 6 | 29.813 |  | 29.813 | 0 | 0 | 0 | 0
08.04. | 7 | 29.813 |  | 29.813 | 0 | 0 | 0 | 0
08.04. | 8 | 29.813 |  | 29.813 | 0 | 0 | 0 | 0
08.04. | 9 | 29.813 |  | 29.813 | 0 | 0 | 0 | 0
08.04. | 10 | 29.813 |  | 29.813 | 0 | 0 | 0 | 0
08.04. | 11 | 29.813 |  | 29.813 | 0 | 0 | 0 | 0
08.04. | 12 | 29.813 |  | 29.813 | 0 | 0 | 0 | 0
08.04. | 13 | 29.813 |  | 29.813 | 0 | 0 | 0 | 0
08.04. | 14 | 29.813 |  | 29.813 | 0 | 0 | 0 | 0
08.04. | 15 | 29.813 |  | 29.813 | 0 | 0 | 0 | 0
08.04. | 16 | 29.813 |  | 29.813 | 0 | 0 | 0 | 0
08.04. | 17 | 29.813 |  | 29.813 | 0 | 0 | 0 | 0
08.04. | 18 | 29.813 |  | 29.813 | 0 | 0 | 0 | 0
08.04. | 19 | 29.813 |  | 29.813 | 0 | 0 | 0 | 0
08.04. | 20 | 29.813 |  | 29.813 | 0 | 0 | 0 | 0
08.04. | 21 | 29.813 |  | 29.813 | 0 | 0 | 0 | 0
08.04. | 22 | 29.813 |  | 29.813 | 0 | 0 | 0 | 0
08.04. | 23 | 29.813 |  | 29.813 | 0 | 0 | 0 | 0
08.04. | 24 | 29.813 |  | 29.813 | 0 | 0 | 0 | 0
09.04. | 1 | 29.813 |  | 29.813 | 0 | 0 | 0 | 0
09.04. | 2 | 29.813 |  | 29.813 | 0 | 0 | 0 | 0
09.04. | 3 | 29.813 |  | 29.813 | 0 | 0 | 0 | 0
09.04. | 4 | 29.813 |  | 29.813 | 0 | 0 | 0 | 0
09.04. | 5 | 29.813 |  | 29.813 | 0 | 0 | 0 | 0
09.04. | 6 | 29.813 |  | 29.813 | 0 | 0 | 0 | 0
09.04. | 7 | 29.813 |  | 29.813 | 0 | 0 | 0 | 0
09.04. | 8 | 29.813 |  | 29.813 | 0 | 0 | 0 | 0
09.04. | 9 | 29.813 |  | 29.813 | 0 | 0 | 0 | 0
09.04. | 10 | 29.813 |  | 29.813 | 0 | 0 | 0 | 0
09.04. | 11 | 29.813 |  | 29.813 | 0 | 0 | 0 | 0
09.04. | 12 | 29.813 |  | 29.813 | 0 | 0 | 0 | 0
09.04. | 13 | 29.813 |  | 29.813 | 0 | 0 | 0 | 0
09.04. | 14 | 29.813 |  | 29.813 | 0 | 0 | 0 | 0
09.04. | 15 | 29.813 |  | 29.813 | 0 | 0 | 0 | 0
09.04. | 16 | 29.813 |  | 29.813 | 0 | 0 | 0 | 0
09.04. | 17 | 29.813 |  | 29.813 | 0 | 0 | 0 | 0
09.04. | 18 | 29.813 |  | 29.813 | 0 | 0 | 0 | 0
09.04. | 19 | 29.813 |  | 29.813 | 0 | 0 | 0 | 0
09.04. | 20 | 29.813 |  | 29.813 | 0 | 0 | 0 | 0
09.04. | 21 | 29.813 |  | 29.813 | 0 | 0 | 0 | 0
09.04. | 22 | 29.813 |  | 29.813 | 0 | 0 | 0 | 0
09.04. | 23 | 29.813 |  | 29.813 | 0 | 0 | 0 | 0
09.04. | 24 | 29.813 |  | 29.813 | 0 | 0 | 0 | 0
10.04. | 1 | 29.813 |  | 29.813 | 0 | 0 | 0 | 0
10.04. | 2 | 29.813 |  | 29.813 | 0 | 0 | 0 | 0
10.04. | 3 | 29.813 |  | 29.813 | 0 | 0 | 0 | 0
10.04. | 4 | 29.813 |  | 29.813 | 0 | 0 | 0 | 0
10.04. | 5 | 29.813 |  | 29.813 | 0 | 0 | 0 | 0
10.04. | 6 | 29.813 |  | 29.813 | 0 | 0 | 0 | 0
10.04. | 7 | 29.813 |  | 29.813 | 0 | 0 | 0 | 0
10.04. | 8 | 29.813 |  | 29.813 | 0 | 0 | 0 | 0
10.04. | 9 | 29.813 |  | 29.813 | 0 | 0 | 0 | 0
10.04. | 10 | 29.813 |  | 29.813 | 0 | 0 | 0 | 0
10.04. | 11 | 29.813 |  | 29.813 | 0 | 0 | 0 | 0
10.04. | 12 | 29.813 |  | 29.813 | 0 | 0 | 0 | 0
10.04. | 13 | 29.813 |  | 29.813 | 0 | 0 | 0 | 0
10.04. | 14 | 29.813 |  | 29.813 | 0 | 0 | 0 | 0
10.04. | 15 | 29.813 |  | 29.813 | 0 | 0 | 0 | 0
10.04. | 16 | 29.813 |  | 29.813 | 0 | 0 | 0 | 0
10.04. | 17 | 29.813 |  | 29.813 | 0 | 0 | 0 | 0
10.04. | 18 | 29.813 |  | 29.813 | 0 | 0 | 0 | 0
10.04. | 19 | 29.813 |  | 29.813 | 0 | 0 | 0 | 0
10.04. | 20 | 29.813 |  | 29.813 | 0 | 0 | 0 | 0
10.04. | 21 | 29.813 |  | 29.813 | 0 | 0 | 0 | 0
10.04. | 22 | 29.813 |  | 29.813 | 0 | 0 | 0 | 0
10.04. | 23 | 29.813 |  | 29.813 | 0 | 0 | 0 | 0
10.04. | 24 | 29.813 |  | 29.813 | 0 | 0 | 0 | 0
11.04. | 1 | 29.813 |  | 29.813 | 0 | 0 | 0 | 0
11.04. | 2 | 29.813 |  | 29.813 | 0 | 0 | 0 | 0
11.04. | 3 | 29.813 |  | 29.813 | 0 | 0 | 0 | 0
11.04. | 4 | 29.813 |  | 29.813 | 0 | 0 | 0 | 0
11.04. | 5 | 29.813 |  | 29.813 | 0 | 0 | 0 | 0
11.04. | 6 | 29.813 |  | 29.813 | 0 | 0 | 0 | 0
11.04. | 7 | 29.813 |  | 29.813 | 0 | 0 | 0 | 0
11.04. | 8 | 29.813 |  | 29.813 | 0 | 0 | 0 | 0
11.04. | 9 | 29.813 |  | 29.813 | 0 | 0 | 0 | 0
11.04. | 10 | 29.813 |  | 29.813 | 0 | 0 | 0 | 0
11.04. | 11 | 29.813 |  | 29.813 | 0 | 0 | 0 | 0
11.04. | 12 | 29.813 |  | 29.813 | 0 | 0 | 0 | 0
11.04. | 13 | 29.813 |  | 29.813 | 0 | 0 | 0 | 0
11.04. | 14 | 29.813 |  | 29.813 | 0 | 0 | 0 | 0
11.04. | 15 | 29.813 |  | 29.813 | 0 | 0 | 0 | 0
11.04. | 16 | 29.813 |  | 29.813 | 0 | 0 | 0 | 0
11.04. | 17 | 29.813 |  | 29.813 | 0 | 0 | 0 | 0
11.04. | 18 | 29.813 |  | 29.813 | 0 | 0 | 0 | 0
11.04. | 19 | 29.813 |  | 29.813 | 0 | 0 | 0 | 0
11.04. | 20 | 29.813 |  | 29.813 | 0 | 0 | 0 | 0
11.04. | 21 | 29.813 |  | 29.813 | 0 | 0 | 0 | 0
11.04. | 22 | 29.813 |  | 29.813 | 0 | 0 | 0 | 0
11.04. | 23 | 29.813 |  | 29.813 | 0 | 0 | 0 | 0
11.04. | 24 | 29.813 |  | 29.813 | 0 | 0 | 0 | 0
12.04. | 1 | 29.813 |  | 29.813 | 0 | 0 | 0 | 0
12.04. | 2 | 29.813 |  | 29.813 | 0 | 0 | 0 | 0
12.04. | 3 | 29.813 |  | 29.813 | 0 | 0 | 0 | 0
12.04. | 4 | 29.813 |  | 29.813 | 0 | 0 | 0 | 0
12.04. | 5 | 29.813 |  | 29.813 | 0 | 0 | 0 | 0
12.04. | 6 | 29.813 |  | 29.813 | 0 | 0 | 0 | 0
12.04. | 7 | 29.813 |  | 29.813 | 0 | 0 | 0 | 0
12.04. | 8 | 29.813 |  | 29.813 | 0 | 0 | 0 | 0
12.04. | 9 | 29.813 |  | 29.813 | 0 | 0 | 0 | 0
12.04. | 10 | 29.813 |  | 29.813 | 0 | 0 | 0 | 0
12.04. | 11 | 29.813 |  | 29.813 | 0 | 0 | 0 | 0
12.04. | 12 | 29.813 |  | 29.813 | 0 | 0 | 0 | 0
12.04. | 13 | 29.813 |  | 29.813 | 0 | 0 | 0 | 0
12.04. | 14 | 29.813 |  | 29.813 | 0 | 0 | 0 | 0
12.04. | 15 | 29.813 |  | 29.813 | 0 | 0 | 0 | 0
12.04. | 16 | 29.813 |  | 29.813 | 0 | 0 | 0 | 0
12.04. | 17 | 29.813 |  | 29.813 | 0 | 0 | 0 | 0
12.04. | 18 | 29.813 |  | 29.813 | 0 | 0 | 0 | 0
12.04. | 19 | 29.813 |  | 29.813 | 0 | 0 | 0 | 0
12.04. | 20 | 29.813 |  | 29.813 | 0 | 0 | 0 | 0
12.04. | 21 | 29.813 |  | 29.813 | 0 | 0 | 0 | 0
12.04. | 22 | 29.813 |  | 29.813 | 0 | 0 | 0 | 0
12.04. | 23 | 29.813 |  | 29.813 | 0 | 0 | 0 | 0
12.04. | 24 | 29.813 |  | 29.813 | 0 | 0 | 0 | 0
13.04. | 1 | 29.813 |  | 29.813 | 0 | 0 | 0 | 0
13.04. | 2 | 29.813 |  | 29.813 | 0 | 0 | 0 | 0
13.04. | 3 | 29.813 |  | 29.813 | 0 | 0 | 0 | 0
13.04. | 4 | 29.813 |  | 29.813 | 0 | 0 | 0 | 0
13.04. | 5 | 29.813 |  | 29.813 | 0 | 0 | 0 | 0
13.04. | 6 | 29.813 |  | 29.813 | 0 | 0 | 0 | 0
13.04. | 7 | 29.813 |  | 29.813 | 0 | 0 | 0 | 0
13.04. | 8 | 29.813 |  | 29.813 | 0 | 0 | 0 | 0
13.04. | 9 | 29.813 |  | 29.813 | 0 | 0 | 0 | 0
13.04. | 10 | 29.813 |  | 29.813 | 0 | 0 | 0 | 0
13.04. | 11 | 29.813 |  | 29.813 | 0 | 0 | 0 | 0
13.04. | 12 | 29.813 |  | 29.813 | 0 | 0 | 0 | 0
13.04. | 13 | 29.813 |  | 29.813 | 0 | 0 | 0 | 0
13.04. | 14 | 29.813 |  | 29.813 | 0 | 0 | 0 | 0
13.04. | 15 | 29.813 |  | 29.813 | 0 | 0 | 0 | 0
13.04. | 16 | 29.813 |  | 29.813 | 0 | 0 | 0 | 0
13.04. | 17 | 29.813 |  | 29.813 | 0 | 0 | 0 | 0
13.04. | 18 | 29.813 |  | 29.813 | 0 | 0 | 0 | 0
13.04. | 19 | 29.813 |  | 29.813 | 0 | 0 | 0 | 0
13.04. | 20 | 29.813 |  | 29.813 | 0 | 0 | 0 | 0
13.04. | 21 | 29.813 |  | 29.813 | 0 | 0 | 0 | 0
13.04. | 22 | 29.813 |  | 29.813 | 0 | 0 | 0 | 0
13.04. | 23 | 29.813 |  | 29.813 | 0 | 0 | 0 | 0
13.04. | 24 | 29.813 |  | 29.813 | 0 | 0 | 0 | 0
14.04. | 1 | 29.813 |  | 29.813 | 0 | 0 | 0 | 0
14.04. | 2 | 29.813 |  | 29.813 | 0 | 0 | 0 | 0
14.04. | 3 | 29.813 |  | 29.813 | 0 | 0 | 0 | 0
14.04. | 4 | 29.813 |  | 29.813 | 0 | 0 | 0 | 0
14.04. | 5 | 29.813 |  | 29.813 | 0 | 0 | 0 | 0
14.04. | 6 | 29.813 |  | 29.813 | 0 | 0 | 0 | 0
14.04. | 7 | 29.813 |  | 29.813 | 0 | 0 | 0 | 0
14.04. | 8 | 29.813 |  | 29.813 | 0 | 0 | 0 | 0
14.04. | 9 | 29.813 |  | 29.813 | 0 | 0 | 0 | 0
14.04. | 10 | 29.813 |  | 29.813 | 0 | 0 | 0 | 0
14.04. | 11 | 29.813 |  | 29.813 | 0 | 0 | 0 | 0
14.04. | 12 | 29.813 |  | 29.813 | 0 | 0 | 0 | 0
14.04. | 13 | 29.813 |  | 29.813 | 0 | 0 | 0 | 0
14.04. | 14 | 29.813 |  | 29.813 | 0 | 0 | 0 | 0
14.04. | 15 | 29.813 |  | 29.813 | 0 | 0 | 0 | 0
14.04. | 16 | 29.813 |  | 29.813 | 0 | 0 | 0 | 0
14.04. | 17 | 29.813 |  | 29.813 | 0 | 0 | 0 | 0
14.04. | 18 | 29.813 |  | 29.813 | 0 | 0 | 0 | 0
14.04. | 19 | 29.813 |  | 29.813 | 0 | 0 | 0 | 0
14.04. | 20 | 29.813 |  | 29.813 | 0 | 0 | 0 | 0
14.04. | 21 | 29.813 |  | 29.813 | 0 | 0 | 0 | 0
14.04. | 22 | 29.813 |  | 29.813 | 0 | 0 | 0 | 0
14.04. | 23 | 29.813 |  | 29.813 | 0 | 0 | 0 | 0
14.04. | 24 | 29.813 |  | 29.813 | 0 | 0 | 0 | 0
15.04. | 1 | 29.813 |  | 29.813 | 0 | 0 | 0 | 0
15.04. | 2 | 29.813 |  | 29.813 | 0 | 0 | 0 | 0
15.04. | 3 | 29.813 |  | 29.813 | 0 | 0 | 0 | 0
15.04. | 4 | 29.813 |  | 29.813 | 0 | 0 | 0 | 0
15.04. | 5 | 29.813 |  | 29.813 | 0 | 0 | 0 | 0
15.04. | 6 | 29.813 |  | 29.813 | 0 | 0 | 0 | 0
15.04. | 7 | 29.813 |  | 29.813 | 0 | 0 | 0 | 0
15.04. | 8 | 29.813 |  | 29.813 | 0 | 0 | 0 | 0
15.04. | 9 | 29.813 |  | 29.813 | 0 | 0 | 0 | 0
15.04. | 10 | 29.813 |  | 29.813 | 0 | 0 | 0 | 0
15.04. | 11 | 29.813 |  | 29.813 | 0 | 0 | 0 | 0
15.04. | 12 | 29.813 |  | 29.813 | 0 | 0 | 0 | 0
15.04. | 13 | 29.813 |  | 29.813 | 0 | 0 | 0 | 0
15.04. | 14 | 29.813 |  | 29.813 | 0 | 0 | 0 | 0
15.04. | 15 | 29.813 |  | 29.813 | 0 | 0 | 0 | 0
15.04. | 16 | 29.813 |  | 29.813 | 0 | 0 | 0 | 0
15.04. | 17 | 29.813 |  | 29.813 | 0 | 0 | 0 | 0
15.04. | 18 | 29.813 |  | 29.813 | 0 | 0 | 0 | 0
15.04. | 19 | 29.813 |  | 29.813 | 0 | 0 | 0 | 0
15.04. | 20 | 29.813 |  | 29.813 | 0 | 0 | 0 | 0
15.04. | 21 | 29.813 |  | 29.813 | 0 | 0 | 0 | 0
15.04. | 22 | 29.813 |  | 29.813 | 0 | 0 | 0 | 0
15.04. | 23 | 29.813 |  | 29.813 | 0 | 0 | 0 | 0
15.04. | 24 | 29.813 |  | 29.813 | 0 | 0 | 0 | 0
16.04. | 1 | 29.813 |  | 29.813 | 0 | 0 | 0 | 0
16.04. | 2 | 29.813 |  | 29.813 | 0 | 0 | 0 | 0
16.04. | 3 | 29.813 |  | 29.813 | 0 | 0 | 0 | 0
16.04. | 4 | 29.813 |  | 29.813 | 0 | 0 | 0 | 0
16.04. | 5 | 29.813 |  | 29.813 | 0 | 0 | 0 | 0
16.04. | 6 | 29.813 |  | 29.813 | 0 | 0 | 0 | 0
16.04. | 7 | 29.813 |  | 29.813 | 0 | 0 | 0 | 0
16.04. | 8 | 29.813 |  | 29.813 | 0 | 0 | 0 | 0
16.04. | 9 | 29.813 |  | 29.813 | 0 | 0 | 0 | 0
16.04. | 10 | 29.813 |  | 29.813 | 0 | 0 | 0 | 0
16.04. | 11 | 29.813 |  | 29.813 | 0 | 0 | 0 | 0
16.04. | 12 | 29.813 |  | 29.813 | 0 | 0 | 0 | 0
16.04. | 13 | 29.813 |  | 29.813 | 0 | 0 | 0 | 0
16.04. | 14 | 29.813 |  | 29.813 | 0 | 0 | 0 | 0
16.04. | 15 | 29.813 |  | 29.813 | 0 | 0 | 0 | 0
16.04. | 16 | 29.813 |  | 29.813 | 0 | 0 | 0 | 0
16.04. | 17 | 29.813 |  | 29.813 | 0 | 0 | 0 | 0
16.04. | 18 | 29.813 |  | 29.813 | 0 | 0 | 0 | 0
16.04. | 19 | 29.813 |  | 29.813 | 0 | 0 | 0 | 0
16.04. | 20 | 29.813 |  | 29.813 | 0 | 0 | 0 | 0
16.04. | 21 | 29.813 |  | 29.813 | 0 | 0 | 0 | 0
16.04. | 22 | 29.813 |  | 29.813 | 0 | 0 | 0 | 0
16.04. | 23 | 29.813 |  | 29.813 | 0 | 0 | 0 | 0
16.04. | 24 | 29.813 |  | 29.813 | 0 | 0 | 0 | 0
17.04. | 1 | 29.813 |  | 29.813 | 0 | 0 | 0 | 0
17.04. | 2 | 29.813 |  | 29.813 | 0 | 0 | 0 | 0
17.04. | 3 | 29.813 |  | 29.813 | 0 | 0 | 0 | 0
17.04. | 4 | 29.813 |  | 29.813 | 0 | 0 | 0 | 0
17.04. | 5 | 29.813 |  | 29.813 | 0 | 0 | 0 | 0
17.04. | 6 | 29.813 |  | 29.813 | 0 | 0 | 0 | 0
17.04. | 7 | 29.813 |  | 29.813 | 0 | 0 | 0 | 0
17.04. | 8 | 29.813 |  | 29.813 | 0 | 0 | 0 | 0
17.04. | 9 | 29.813 |  | 29.813 | 0 | 0 | 0 | 0
17.04. | 10 | 29.813 |  | 29.813 | 0 | 0 | 0 | 0
17.04. | 11 | 29.813 |  | 29.813 | 0 | 0 | 0 | 0
17.04. | 12 | 29.813 |  | 29.813 | 0 | 0 | 0 | 0
17.04. | 13 | 29.813 |  | 29.813 | 0 | 0 | 0 | 0
17.04. | 14 | 29.813 |  | 29.813 | 0 | 0 | 0 | 0
17.04. | 15 | 29.813 |  | 29.813 | 0 | 0 | 0 | 0
17.04. | 16 | 29.813 |  | 29.813 | 0 | 0 | 0 | 0
17.04. | 17 | 29.813 |  | 29.813 | 0 | 0 | 0 | 0
17.04. | 18 | 29.813 |  | 29.813 | 0 | 0 | 0 | 0
17.04. | 19 | 29.813 |  | 29.813 | 0 | 0 | 0 | 0
17.04. | 20 | 29.813 |  | 29.813 | 0 | 0 | 0 | 0
17.04. | 21 | 29.813 |  | 29.813 | 0 | 0 | 0 | 0
17.04. | 22 | 29.813 |  | 29.813 | 0 | 0 | 0 | 0
17.04. | 23 | 29.813 |  | 29.813 | 0 | 0 | 0 | 0
17.04. | 24 | 29.813 |  | 29.813 | 0 | 0 | 0 | 0
18.04. | 1 | 29.813 |  | 29.813 | 0 | 0 | 0 | 0
18.04. | 2 | 29.813 |  | 29.813 | 0 | 0 | 0 | 0
18.04. | 3 | 29.813 |  | 29.813 | 0 | 0 | 0 | 0
18.04. | 4 | 29.813 |  | 29.813 | 0 | 0 | 0 | 0
18.04. | 5 | 29.813 |  | 29.813 | 0 | 0 | 0 | 0
18.04. | 6 | 29.813 |  | 29.813 | 0 | 0 | 0 | 0
18.04. | 7 | 29.813 |  | 29.813 | 0 | 0 | 0 | 0
18.04. | 8 | 29.813 |  | 29.813 | 0 | 0 | 0 | 0
18.04. | 9 | 29.813 |  | 29.813 | 0 | 0 | 0 | 0
18.04. | 10 | 29.813 |  | 29.813 | 0 | 0 | 0 | 0
18.04. | 11 | 29.813 |  | 29.813 | 0 | 0 | 0 | 0
18.04. | 12 | 29.813 |  | 29.813 | 0 | 0 | 0 | 0
18.04. | 13 | 29.813 |  | 29.813 | 0 | 0 | 0 | 0
18.04. | 14 | 29.813 |  | 29.813 | 0 | 0 | 0 | 0
18.04. | 15 | 29.813 |  | 29.813 | 0 | 0 | 0 | 0
18.04. | 16 | 29.813 |  | 29.813 | 0 | 0 | 0 | 0
18.04. | 17 | 29.813 |  | 29.813 | 0 | 0 | 0 | 0
18.04. | 18 | 29.813 |  | 29.813 | 0 | 0 | 0 | 0
18.04. | 19 | 29.813 |  | 29.813 | 0 | 0 | 0 | 0
18.04. | 20 | 29.813 |  | 29.813 | 0 | 0 | 0 | 0
18.04. | 21 | 29.813 |  | 29.813 | 0 | 0 | 0 | 0
18.04. | 22 | 29.813 |  | 29.813 | 0 | 0 | 0 | 0
18.04. | 23 | 29.813 |  | 29.813 | 0 | 0 | 0 | 0
18.04. | 24 | 29.813 |  | 29.813 | 0 | 0 | 0 | 0
19.04. | 1 | 29.813 |  | 29.813 | 0 | 0 | 0 | 0
19.04. | 2 | 29.813 |  | 29.813 | 0 | 0 | 0 | 0
19.04. | 3 | 29.813 |  | 29.813 | 0 | 0 | 0 | 0
19.04. | 4 | 29.813 |  | 29.813 | 0 | 0 | 0 | 0
19.04. | 5 | 29.813 |  | 29.813 | 0 | 0 | 0 | 0
19.04. | 6 | 29.813 |  | 29.813 | 0 | 0 | 0 | 0
19.04. | 7 | 29.813 |  | 29.813 | 0 | 0 | 0 | 0
19.04. | 8 | 29.813 |  | 29.813 | 0 | 0 | 0 | 0
19.04. | 9 | 29.813 |  | 29.813 | 0 | 0 | 0 | 0
19.04. | 10 | 29.813 |  | 29.813 | 0 | 0 | 0 | 0
19.04. | 11 | 29.813 |  | 29.813 | 0 | 0 | 0 | 0
19.04. | 12 | 29.813 |  | 29.813 | 0 | 0 | 0 | 0
19.04. | 13 | 29.813 |  | 29.813 | 0 | 0 | 0 | 0
19.04. | 14 | 29.813 |  | 29.813 | 0 | 0 | 0 | 0
19.04. | 15 | 29.813 |  | 29.813 | 0 | 0 | 0 | 0
19.04. | 16 | 29.813 |  | 29.813 | 0 | 0 | 0 | 0
19.04. | 17 | 29.813 |  | 29.813 | 0 | 0 | 0 | 0
19.04. | 18 | 29.813 |  | 29.813 | 0 | 0 | 0 | 0
19.04. | 19 | 29.813 |  | 29.813 | 0 | 0 | 0 | 0
19.04. | 20 | 29.813 |  | 29.813 | 0 | 0 | 0 | 0
19.04. | 21 | 29.813 |  | 29.813 | 0 | 0 | 0 | 0
19.04. | 22 | 29.813 |  | 29.813 | 0 | 0 | 0 | 0
19.04. | 23 | 29.813 |  | 29.813 | 0 | 0 | 0 | 0
19.04. | 24 | 29.813 |  | 29.813 | 0 | 0 | 0 | 0
20.04. | 1 | 29.813 |  | 29.813 | 0 | 0 | 0 | 0
20.04. | 2 | 29.813 |  | 29.813 | 0 | 0 | 0 | 0
20.04. | 3 | 29.813 |  | 29.813 | 0 | 0 | 0 | 0
20.04. | 4 | 29.813 |  | 29.813 | 0 | 0 | 0 | 0
20.04. | 5 | 29.813 |  | 29.813 | 0 | 0 | 0 | 0
20.04. | 6 | 29.813 |  | 29.813 | 0 | 0 | 0 | 0
20.04. | 7 | 29.813 |  | 29.813 | 0 | 0 | 0 | 0
20.04. | 8 | 29.813 |  | 29.813 | 0 | 0 | 0 | 0
20.04. | 9 | 29.813 |  | 29.813 | 0 | 0 | 0 | 0
20.04. | 10 | 29.813 |  | 29.813 | 0 | 0 | 0 | 0
20.04. | 11 | 29.813 |  | 29.813 | 0 | 0 | 0 | 0
20.04. | 12 | 29.813 |  | 29.813 | 0 | 0 | 0 | 0
20.04. | 13 | 29.813 |  | 29.813 | 0 | 0 | 0 | 0
20.04. | 14 | 29.813 |  | 29.813 | 0 | 0 | 0 | 0
20.04. | 15 | 29.813 |  | 29.813 | 0 | 0 | 0 | 0
20.04. | 16 | 29.813 |  | 29.813 | 0 | 0 | 0 | 0
20.04. | 17 | 29.813 |  | 29.813 | 0 | 0 | 0 | 0
20.04. | 18 | 29.813 |  | 29.813 | 0 | 0 | 0 | 0
20.04. | 19 | 29.813 |  | 29.813 | 0 | 0 | 0 | 0
20.04. | 20 | 29.813 |  | 29.813 | 0 | 0 | 0 | 0
20.04. | 21 | 29.813 |  | 29.813 | 0 | 0 | 0 | 0
20.04. | 22 | 29.813 |  | 29.813 | 0 | 0 | 0 | 0
20.04. | 23 | 29.813 |  | 29.813 | 0 | 0 | 0 | 0
20.04. | 24 | 29.813 |  | 29.813 | 0 | 0 | 0 | 0
21.04. | 1 | 29.813 |  | 29.813 | 0 | 0 | 0 | 0
21.04. | 2 | 29.813 |  | 29.813 | 0 | 0 | 0 | 0
21.04. | 3 | 29.813 |  | 29.813 | 0 | 0 | 0 | 0
21.04. | 4 | 29.813 |  | 29.813 | 0 | 0 | 0 | 0
21.04. | 5 | 29.813 |  | 29.813 | 0 | 0 | 0 | 0
21.04. | 6 | 29.813 |  | 29.813 | 0 | 0 | 0 | 0
21.04. | 7 | 29.813 |  | 29.813 | 0 | 0 | 0 | 0
21.04. | 8 | 29.813 |  | 29.813 | 0 | 0 | 0 | 0
21.04. | 9 | 29.813 |  | 29.813 | 0 | 0 | 0 | 0
21.04. | 10 | 29.813 |  | 29.813 | 0 | 0 | 0 | 0
21.04. | 11 | 29.813 |  | 29.813 | 0 | 0 | 0 | 0
21.04. | 12 | 29.813 |  | 29.813 | 0 | 0 | 0 | 0
21.04. | 13 | 29.813 |  | 29.813 | 0 | 0 | 0 | 0
21.04. | 14 | 29.813 |  | 29.813 | 0 | 0 | 0 | 0
21.04. | 15 | 29.813 |  | 29.813 | 0 | 0 | 0 | 0
21.04. | 16 | 29.813 |  | 29.813 | 0 | 0 | 0 | 0
21.04. | 17 | 29.813 |  | 29.813 | 0 | 0 | 0 | 0
21.04. | 18 | 29.813 |  | 29.813 | 0 | 0 | 0 | 0
21.04. | 19 | 29.813 |  | 29.813 | 0 | 0 | 0 | 0
21.04. | 20 | 29.813 |  | 29.813 | 0 | 0 | 0 | 0
21.04. | 21 | 29.813 |  | 29.813 | 0 | 0 | 0 | 0
21.04. | 22 | 29.813 |  | 29.813 | 0 | 0 | 0 | 0
21.04. | 23 | 29.813 |  | 29.813 | 0 | 0 | 0 | 0
21.04. | 24 | 29.813 |  | 29.813 | 0 | 0 | 0 | 0
22.04. | 1 | 29.813 |  | 29.813 | 0 | 0 | 0 | 0
22.04. | 2 | 29.813 |  | 29.813 | 0 | 0 | 0 | 0
22.04. | 3 | 29.813 |  | 29.813 | 0 | 0 | 0 | 0
22.04. | 4 | 29.813 |  | 29.813 | 0 | 0 | 0 | 0
22.04. | 5 | 29.813 |  | 29.813 | 0 | 0 | 0 | 0
22.04. | 6 | 29.813 |  | 29.813 | 0 | 0 | 0 | 0
22.04. | 7 | 29.813 |  | 29.813 | 0 | 0 | 0 | 0
22.04. | 8 | 29.813 |  | 29.813 | 0 | 0 | 0 | 0
22.04. | 9 | 29.813 |  | 29.813 | 0 | 0 | 0 | 0
22.04. | 10 | 29.813 |  | 29.813 | 0 | 0 | 0 | 0
22.04. | 11 | 29.813 |  | 29.813 | 0 | 0 | 0 | 0
22.04. | 12 | 29.813 |  | 29.813 | 0 | 0 | 0 | 0
22.04. | 13 | 29.813 |  | 29.813 | 0 | 0 | 0 | 0
22.04. | 14 | 29.813 |  | 29.813 | 0 | 0 | 0 | 0
22.04. | 15 | 29.813 |  | 29.813 | 0 | 0 | 0 | 0
22.04. | 16 | 29.813 |  | 29.813 | 0 | 0 | 0 | 0
22.04. | 17 | 29.813 |  | 29.813 | 0 | 0 | 0 | 0
22.04. | 18 | 29.813 |  | 29.813 | 0 | 0 | 0 | 0
22.04. | 19 | 29.813 |  | 29.813 | 0 | 0 | 0 | 0
22.04. | 20 | 29.813 |  | 29.813 | 0 | 0 | 0 | 0
22.04. | 21 | 29.813 |  | 29.813 | 0 | 0 | 0 | 0
22.04. | 22 | 29.813 |  | 29.813 | 0 | 0 | 0 | 0
22.04. | 23 | 29.813 |  | 29.813 | 0 | 0 | 0 | 0
22.04. | 24 | 29.813 |  | 29.813 | 0 | 0 | 0 | 0
23.04. | 1 | 29.813 |  | 29.813 | 0 | 0 | 0 | 0
23.04. | 2 | 29.813 |  | 29.813 | 0 | 0 | 0 | 0
23.04. | 3 | 29.813 |  | 29.813 | 0 | 0 | 0 | 0
23.04. | 4 | 29.813 |  | 29.813 | 0 | 0 | 0 | 0
23.04. | 5 | 29.813 |  | 29.813 | 0 | 0 | 0 | 0
23.04. | 6 | 29.813 |  | 29.813 | 0 | 0 | 0 | 0
23.04. | 7 | 29.813 |  | 29.813 | 0 | 0 | 0 | 0
23.04. | 8 | 29.813 |  | 29.813 | 0 | 0 | 0 | 0
23.04. | 9 | 29.813 |  | 29.813 | 0 | 0 | 0 | 0
23.04. | 10 | 29.813 |  | 29.813 | 0 | 0 | 0 | 0
23.04. | 11 | 29.813 |  | 29.813 | 0 | 0 | 0 | 0
23.04. | 12 | 29.813 |  | 29.813 | 0 | 0 | 0 | 0
23.04. | 13 | 29.813 |  | 29.813 | 0 | 0 | 0 | 0
23.04. | 14 | 29.813 |  | 29.813 | 0 | 0 | 0 | 0
23.04. | 15 | 29.813 |  | 29.813 | 0 | 0 | 0 | 0
23.04. | 16 | 29.813 |  | 29.813 | 0 | 0 | 0 | 0
23.04. | 17 | 29.813 |  | 29.813 | 0 | 0 | 0 | 0
23.04. | 18 | 29.813 |  | 29.813 | 0 | 0 | 0 | 0
23.04. | 19 | 29.813 |  | 29.813 | 0 | 0 | 0 | 0
23.04. | 20 | 29.813 |  | 29.813 | 0 | 0 | 0 | 0
23.04. | 21 | 29.813 |  | 29.813 | 0 | 0 | 0 | 0
23.04. | 22 | 29.813 |  | 29.813 | 0 | 0 | 0 | 0
23.04. | 23 | 29.813 |  | 29.813 | 0 | 0 | 0 | 0
23.04. | 24 | 29.813 |  | 29.813 | 0 | 0 | 0 | 0
24.04. | 1 | 29.813 |  | 29.813 | 0 | 0 | 0 | 0
24.04. | 2 | 29.813 |  | 29.813 | 0 | 0 | 0 | 0
24.04. | 3 | 29.813 |  | 29.813 | 0 | 0 | 0 | 0
24.04. | 4 | 29.813 |  | 29.813 | 0 | 0 | 0 | 0
24.04. | 5 | 29.813 |  | 29.813 | 0 | 0 | 0 | 0
24.04. | 6 | 29.813 |  | 29.813 | 0 | 0 | 0 | 0
24.04. | 7 | 29.813 |  | 29.813 | 0 | 0 | 0 | 0
24.04. | 8 | 29.813 |  | 29.813 | 0 | 0 | 0 | 0
24.04. | 9 | 29.813 |  | 29.813 | 0 | 0 | 0 | 0
24.04. | 10 | 29.813 |  | 29.813 | 0 | 0 | 0 | 0
24.04. | 11 | 29.813 |  | 29.813 | 0 | 0 | 0 | 0
24.04. | 12 | 29.813 |  | 29.813 | 0 | 0 | 0 | 0
24.04. | 13 | 29.813 |  | 29.813 | 0 | 0 | 0 | 0
24.04. | 14 | 29.813 |  | 29.813 | 0 | 0 | 0 | 0
24.04. | 15 | 29.813 |  | 29.813 | 0 | 0 | 0 | 0
24.04. | 16 | 29.813 |  | 29.813 | 0 | 0 | 0 | 0
24.04. | 17 | 29.813 |  | 29.813 | 0 | 0 | 0 | 0
24.04. | 18 | 29.813 |  | 29.813 | 0 | 0 | 0 | 0
24.04. | 19 | 29.813 |  | 29.813 | 0 | 0 | 0 | 0
24.04. | 20 | 29.813 |  | 29.813 | 0 | 0 | 0 | 0
24.04. | 21 | 29.813 |  | 29.813 | 0 | 0 | 0 | 0
24.04. | 22 | 29.813 |  | 29.813 | 0 | 0 | 0 | 0
24.04. | 23 | 29.813 |  | 29.813 | 0 | 0 | 0 | 0
24.04. | 24 | 29.813 |  | 29.813 | 0 | 0 | 0 | 0
25.04. | 1 | 29.813 |  | 29.813 | 0 | 0 | 0 | 0
25.04. | 2 | 29.813 |  | 29.813 | 0 | 0 | 0 | 0
25.04. | 3 | 29.813 |  | 29.813 | 0 | 0 | 0 | 0
25.04. | 4 | 29.813 |  | 29.813 | 0 | 0 | 0 | 0
25.04. | 5 | 29.813 |  | 29.813 | 0 | 0 | 0 | 0
25.04. | 6 | 29.813 |  | 29.813 | 0 | 0 | 0 | 0
25.04. | 7 | 29.813 |  | 29.813 | 0 | 0 | 0 | 0
25.04. | 8 | 29.813 |  | 29.813 | 0 | 0 | 0 | 0
25.04. | 9 | 29.813 |  | 29.813 | 0 | 0 | 0 | 0
25.04. | 10 | 29.813 |  | 29.813 | 0 | 0 | 0 | 0
25.04. | 11 | 29.813 |  | 29.813 | 0 | 0 | 0 | 0
25.04. | 12 | 29.813 |  | 29.813 | 0 | 0 | 0 | 0
25.04. | 13 | 29.813 |  | 29.813 | 0 | 0 | 0 | 0
25.04. | 14 | 29.813 |  | 29.813 | 0 | 0 | 0 | 0
25.04. | 15 | 29.813 |  | 29.813 | 0 | 0 | 0 | 0
25.04. | 16 | 29.813 |  | 29.813 | 0 | 0 | 0 | 0
25.04. | 17 | 29.813 |  | 29.813 | 0 | 0 | 0 | 0
25.04. | 18 | 29.813 |  | 29.813 | 0 | 0 | 0 | 0
25.04. | 19 | 29.813 |  | 29.813 | 0 | 0 | 0 | 0
25.04. | 20 | 29.813 |  | 29.813 | 0 | 0 | 0 | 0
25.04. | 21 | 29.813 |  | 29.813 | 0 | 0 | 0 | 0
25.04. | 22 | 29.813 |  | 29.813 | 0 | 0 | 0 | 0
25.04. | 23 | 29.813 |  | 29.813 | 0 | 0 | 0 | 0
25.04. | 24 | 29.813 |  | 29.813 | 0 | 0 | 0 | 0
26.04. | 1 | 29.813 |  | 29.813 | 0 | 0 | 0 | 0
26.04. | 2 | 29.813 |  | 29.813 | 0 | 0 | 0 | 0
26.04. | 3 | 29.813 |  | 29.813 | 0 | 0 | 0 | 0
26.04. | 4 | 29.813 |  | 29.813 | 0 | 0 | 0 | 0
26.04. | 5 | 29.813 |  | 29.813 | 0 | 0 | 0 | 0
26.04. | 6 | 29.813 |  | 29.813 | 0 | 0 | 0 | 0
26.04. | 7 | 29.813 |  | 29.813 | 0 | 0 | 0 | 0
26.04. | 8 | 29.813 |  | 29.813 | 0 | 0 | 0 | 0
26.04. | 9 | 29.813 |  | 29.813 | 0 | 0 | 0 | 0
26.04. | 10 | 29.813 |  | 29.813 | 0 | 0 | 0 | 0
26.04. | 11 | 29.813 |  | 29.813 | 0 | 0 | 0 | 0
26.04. | 12 | 29.813 |  | 29.813 | 0 | 0 | 0 | 0
26.04. | 13 | 29.813 |  | 29.813 | 0 | 0 | 0 | 0
26.04. | 14 | 29.813 |  | 29.813 | 0 | 0 | 0 | 0
26.04. | 15 | 29.813 |  | 29.813 | 0 | 0 | 0 | 0
26.04. | 16 | 29.813 |  | 29.813 | 0 | 0 | 0 | 0
26.04. | 17 | 29.813 |  | 29.813 | 0 | 0 | 0 | 0
26.04. | 18 | 29.813 |  | 29.813 | 0 | 0 | 0 | 0
26.04. | 19 | 29.813 |  | 29.813 | 0 | 0 | 0 | 0
26.04. | 20 | 29.813 |  | 29.813 | 0 | 0 | 0 | 0
26.04. | 21 | 29.813 |  | 29.813 | 0 | 0 | 0 | 0
26.04. | 22 | 29.813 |  | 29.813 | 0 | 0 | 0 | 0
26.04. | 23 | 29.813 |  | 29.813 | 0 | 0 | 0 | 0
26.04. | 24 | 29.813 |  | 29.813 | 0 | 0 | 0 | 0
27.04. | 1 | 29.813 |  | 29.813 | 0 | 0 | 0 | 0
27.04. | 2 | 29.813 |  | 29.813 | 0 | 0 | 0 | 0
27.04. | 3 | 29.813 |  | 29.813 | 0 | 0 | 0 | 0
27.04. | 4 | 29.813 |  | 29.813 | 0 | 0 | 0 | 0
27.04. | 5 | 29.813 |  | 29.813 | 0 | 0 | 0 | 0
27.04. | 6 | 29.813 |  | 29.813 | 0 | 0 | 0 | 0
27.04. | 7 | 29.813 |  | 29.813 | 0 | 0 | 0 | 0
27.04. | 8 | 29.813 |  | 29.813 | 0 | 0 | 0 | 0
27.04. | 9 | 29.813 |  | 29.813 | 0 | 0 | 0 | 0
27.04. | 10 | 29.813 |  | 29.813 | 0 | 0 | 0 | 0
27.04. | 11 | 29.813 |  | 29.813 | 0 | 0 | 0 | 0
27.04. | 12 | 29.813 |  | 29.813 | 0 | 0 | 0 | 0
27.04. | 13 | 29.813 |  | 29.813 | 0 | 0 | 0 | 0
27.04. | 14 | 29.813 |  | 29.813 | 0 | 0 | 0 | 0
27.04. | 15 | 29.813 |  | 29.813 | 0 | 0 | 0 | 0
27.04. | 16 | 29.813 |  | 29.813 | 0 | 0 | 0 | 0
27.04. | 17 | 29.813 |  | 29.813 | 0 | 0 | 0 | 0
27.04. | 18 | 29.813 |  | 29.813 | 0 | 0 | 0 | 0
27.04. | 19 | 29.813 |  | 29.813 | 0 | 0 | 0 | 0
27.04. | 20 | 29.813 |  | 29.813 | 0 | 0 | 0 | 0
27.04. | 21 | 29.813 |  | 29.813 | 0 | 0 | 0 | 0
27.04. | 22 | 29.813 |  | 29.813 | 0 | 0 | 0 | 0
27.04. | 23 | 29.813 |  | 29.813 | 0 | 0 | 0 | 0
27.04. | 24 | 29.813 |  | 29.813 | 0 | 0 | 0 | 0
28.04. | 1 | 29.813 |  | 29.813 | 0 | 0 | 0 | 0
28.04. | 2 | 29.813 |  | 29.813 | 0 | 0 | 0 | 0
28.04. | 3 | 29.813 |  | 29.813 | 0 | 0 | 0 | 0
28.04. | 4 | 29.813 |  | 29.813 | 0 | 0 | 0 | 0
28.04. | 5 | 29.813 |  | 29.813 | 0 | 0 | 0 | 0
28.04. | 6 | 29.813 |  | 29.813 | 0 | 0 | 0 | 0
28.04. | 7 | 29.813 |  | 29.813 | 0 | 0 | 0 | 0
28.04. | 8 | 29.813 |  | 29.813 | 0 | 0 | 0 | 0
28.04. | 9 | 29.813 |  | 29.813 | 0 | 0 | 0 | 0
28.04. | 10 | 29.813 |  | 29.813 | 0 | 0 | 0 | 0
28.04. | 11 | 29.813 |  | 29.813 | 0 | 0 | 0 | 0
28.04. | 12 | 29.813 |  | 29.813 | 0 | 0 | 0 | 0
28.04. | 13 | 29.813 |  | 29.813 | 0 | 0 | 0 | 0
28.04. | 14 | 29.813 |  | 29.813 | 0 | 0 | 0 | 0
28.04. | 15 | 29.813 |  | 29.813 | 0 | 0 | 0 | 0
28.04. | 16 | 29.813 |  | 29.813 | 0 | 0 | 0 | 0
28.04. | 17 | 29.813 |  | 29.813 | 0 | 0 | 0 | 0
28.04. | 18 | 29.813 |  | 29.813 | 0 | 0 | 0 | 0
28.04. | 19 | 29.813 |  | 29.813 | 0 | 0 | 0 | 0
28.04. | 20 | 29.813 |  | 29.813 | 0 | 0 | 0 | 0
28.04. | 21 | 29.813 |  | 29.813 | 0 | 0 | 0 | 0
28.04. | 22 | 29.813 |  | 29.813 | 0 | 0 | 0 | 0
28.04. | 23 | 29.813 |  | 29.813 | 0 | 0 | 0 | 0
28.04. | 24 | 29.813 |  | 29.813 | 0 | 0 | 0 | 0
29.04. | 1 | 29.813 |  | 29.813 | 0 | 0 | 0 | 0
29.04. | 2 | 29.813 |  | 29.813 | 0 | 0 | 0 | 0
29.04. | 3 | 29.813 |  | 29.813 | 0 | 0 | 0 | 0
29.04. | 4 | 29.813 |  | 29.813 | 0 | 0 | 0 | 0
29.04. | 5 | 29.813 |  | 29.813 | 0 | 0 | 0 | 0
29.04. | 6 | 29.813 |  | 29.813 | 0 | 0 | 0 | 0
29.04. | 7 | 29.813 |  | 29.813 | 0 | 0 | 0 | 0
29.04. | 8 | 29.813 |  | 29.813 | 0 | 0 | 0 | 0
29.04. | 9 | 29.813 |  | 29.813 | 0 | 0 | 0 | 0
29.04. | 10 | 29.813 |  | 29.813 | 0 | 0 | 0 | 0
29.04. | 11 | 29.813 |  | 29.813 | 0 | 0 | 0 | 0
29.04. | 12 | 29.813 |  | 29.813 | 0 | 0 | 0 | 0
29.04. | 13 | 29.813 |  | 29.813 | 0 | 0 | 0 | 0
29.04. | 14 | 29.813 |  | 29.813 | 0 | 0 | 0 | 0
29.04. | 15 | 29.813 |  | 29.813 | 0 | 0 | 0 | 0
29.04. | 16 | 29.813 |  | 29.813 | 0 | 0 | 0 | 0
29.04. | 17 | 29.813 |  | 29.813 | 0 | 0 | 0 | 0
29.04. | 18 | 29.813 |  | 29.813 | 0 | 0 | 0 | 0
29.04. | 19 | 29.813 |  | 29.813 | 0 | 0 | 0 | 0
29.04. | 20 | 29.813 |  | 29.813 | 0 | 0 | 0 | 0
29.04. | 21 | 29.813 |  | 29.813 | 0 | 0 | 0 | 0
29.04. | 22 | 29.813 |  | 29.813 | 0 | 0 | 0 | 0
29.04. | 23 | 29.813 |  | 29.813 | 0 | 0 | 0 | 0
29.04. | 24 | 29.813 |  | 29.813 | 0 | 0 | 0 | 0
30.04. | 1 | 29.813 |  | 29.813 | 0 | 0 | 0 | 0
30.04. | 2 | 29.813 |  | 29.813 | 0 | 0 | 0 | 0
30.04. | 3 | 29.813 |  | 29.813 | 0 | 0 | 0 | 0
30.04. | 4 | 29.813 |  | 29.813 | 0 | 0 | 0 | 0
30.04. | 5 | 29.813 |  | 29.813 | 0 | 0 | 0 | 0
30.04. | 6 | 29.813 |  | 29.813 | 0 | 0 | 0 | 0
30.04. | 7 | 29.813 |  | 29.813 | 0 | 0 | 0 | 0
30.04. | 8 | 29.813 |  | 29.813 | 0 | 0 | 0 | 0
30.04. | 9 | 29.813 |  | 29.813 | 0 | 0 | 0 | 0
30.04. | 10 | 29.813 |  | 29.813 | 0 | 0 | 0 | 0
30.04. | 11 | 29.813 |  | 29.813 | 0 | 0 | 0 | 0
30.04. | 12 | 29.813 |  | 29.813 | 0 | 0 | 0 | 0
30.04. | 13 | 29.813 |  | 29.813 | 0 | 0 | 0 | 0
30.04. | 14 | 29.813 |  | 29.813 | 0 | 0 | 0 | 0
30.04. | 15 | 29.813 |  | 29.813 | 0 | 0 | 0 | 0
30.04. | 16 | 29.813 |  | 29.813 | 0 | 0 | 0 | 0
30.04. | 17 | 29.813 |  | 29.813 | 0 | 0 | 0 | 0
30.04. | 18 | 29.813 |  | 29.813 | 0 | 0 | 0 | 0
30.04. | 19 | 29.813 |  | 29.813 | 0 | 0 | 0 | 0
30.04. | 20 | 29.813 |  | 29.813 | 0 | 0 | 0 | 0
30.04. | 21 | 29.813 |  | 29.813 | 0 | 0 | 0 | 0
30.04. | 22 | 29.813 |  | 29.813 | 0 | 0 | 0 | 0
30.04. | 23 | 29.813 |  | 29.813 | 0 | 0 | 0 | 0
30.04. | 24 | 29.813 |  | 29.813 | 0 | 0 | 0 | 0
01.05. | 1 | 29.813 |  | 29.813 | 0 | 0 | 0 | 0
01.05. | 2 | 29.813 |  | 29.813 | 0 | 0 | 0 | 0
01.05. | 3 | 29.813 |  | 29.813 | 0 | 0 | 0 | 0
01.05. | 4 | 29.813 |  | 29.813 | 0 | 0 | 0 | 0
01.05. | 5 | 29.813 |  | 29.813 | 0 | 0 | 0 | 0
01.05. | 6 | 29.813 |  | 29.813 | 0 | 0 | 0 | 0
01.05. | 7 | 29.813 |  | 29.813 | 0 | 0 | 0 | 0
01.05. | 8 | 29.813 |  | 29.813 | 0 | 0 | 0 | 0
01.05. | 9 | 29.813 |  | 29.813 | 0 | 0 | 0 | 0
01.05. | 10 | 29.813 |  | 29.813 | 0 | 0 | 0 | 0
01.05. | 11 | 29.813 |  | 29.813 | 0 | 0 | 0 | 0
01.05. | 12 | 29.813 |  | 29.813 | 0 | 0 | 0 | 0
01.05. | 13 | 29.813 |  | 29.813 | 0 | 0 | 0 | 0
01.05. | 14 | 29.813 |  | 29.813 | 0 | 0 | 0 | 0
01.05. | 15 | 29.813 |  | 29.813 | 0 | 0 | 0 | 0
01.05. | 16 | 29.813 |  | 29.813 | 0 | 0 | 0 | 0
01.05. | 17 | 29.813 |  | 29.813 | 0 | 0 | 0 | 0
01.05. | 18 | 29.813 |  | 29.813 | 0 | 0 | 0 | 0
01.05. | 19 | 29.813 |  | 29.813 | 0 | 0 | 0 | 0
01.05. | 20 | 29.813 |  | 29.813 | 0 | 0 | 0 | 0
01.05. | 21 | 29.813 |  | 29.813 | 0 | 0 | 0 | 0
01.05. | 22 | 29.813 |  | 29.813 | 0 | 0 | 0 | 0
01.05. | 23 | 29.813 |  | 29.813 | 0 | 0 | 0 | 0
01.05. | 24 | 29.813 |  | 29.813 | 0 | 0 | 0 | 0
02.05. | 1 | 29.813 |  | 29.813 | 0 | 0 | 0 | 0
02.05. | 2 | 29.813 |  | 29.813 | 0 | 0 | 0 | 0
02.05. | 3 | 29.813 |  | 29.813 | 0 | 0 | 0 | 0
02.05. | 4 | 29.813 |  | 29.813 | 0 | 0 | 0 | 0
02.05. | 5 | 29.813 |  | 29.813 | 0 | 0 | 0 | 0
02.05. | 6 | 29.813 |  | 29.813 | 0 | 0 | 0 | 0
02.05. | 7 | 29.813 |  | 29.813 | 0 | 0 | 0 | 0
02.05. | 8 | 29.813 |  | 29.813 | 0 | 0 | 0 | 0
02.05. | 9 | 29.813 |  | 29.813 | 0 | 0 | 0 | 0
02.05. | 10 | 29.813 |  | 29.813 | 0 | 0 | 0 | 0
02.05. | 11 | 29.813 |  | 29.813 | 0 | 0 | 0 | 0
02.05. | 12 | 29.813 |  | 29.813 | 0 | 0 | 0 | 0
02.05. | 13 | 29.813 |  | 29.813 | 0 | 0 | 0 | 0
02.05. | 14 | 29.813 |  | 29.813 | 0 | 0 | 0 | 0
02.05. | 15 | 29.813 |  | 29.813 | 0 | 0 | 0 | 0
02.05. | 16 | 29.813 |  | 29.813 | 0 | 0 | 0 | 0
02.05. | 17 | 29.813 |  | 29.813 | 0 | 0 | 0 | 0
02.05. | 18 | 29.813 |  | 29.813 | 0 | 0 | 0 | 0
02.05. | 19 | 29.813 |  | 29.813 | 0 | 0 | 0 | 0
02.05. | 20 | 29.813 |  | 29.813 | 0 | 0 | 0 | 0
02.05. | 21 | 29.813 |  | 29.813 | 0 | 0 | 0 | 0
02.05. | 22 | 29.813 |  | 29.813 | 0 | 0 | 0 | 0
02.05. | 23 | 29.813 |  | 29.813 | 0 | 0 | 0 | 0
02.05. | 24 | 29.813 |  | 29.813 | 0 | 0 | 0 | 0
03.05. | 1 | 29.813 |  | 29.813 | 0 | 0 | 0 | 0
03.05. | 2 | 29.813 |  | 29.813 | 0 | 0 | 0 | 0
03.05. | 3 | 29.813 |  | 29.813 | 0 | 0 | 0 | 0
03.05. | 4 | 29.813 |  | 29.813 | 0 | 0 | 0 | 0
03.05. | 5 | 29.813 |  | 29.813 | 0 | 0 | 0 | 0
03.05. | 6 | 29.813 |  | 29.813 | 0 | 0 | 0 | 0
03.05. | 7 | 29.813 |  | 29.813 | 0 | 0 | 0 | 0
03.05. | 8 | 29.813 |  | 29.813 | 0 | 0 | 0 | 0
03.05. | 9 | 29.813 |  | 29.813 | 0 | 0 | 0 | 0
03.05. | 10 | 29.813 |  | 29.813 | 0 | 0 | 0 | 0
03.05. | 11 | 29.813 |  | 29.813 | 0 | 0 | 0 | 0
03.05. | 12 | 29.813 |  | 29.813 | 0 | 0 | 0 | 0
03.05. | 13 | 29.813 |  | 29.813 | 0 | 0 | 0 | 0
03.05. | 14 | 29.813 |  | 29.813 | 0 | 0 | 0 | 0
03.05. | 15 | 29.813 |  | 29.813 | 0 | 0 | 0 | 0
03.05. | 16 | 29.813 |  | 29.813 | 0 | 0 | 0 | 0
03.05. | 17 | 29.813 |  | 29.813 | 0 | 0 | 0 | 0
03.05. | 18 | 29.813 |  | 29.813 | 0 | 0 | 0 | 0
03.05. | 19 | 29.813 |  | 29.813 | 0 | 0 | 0 | 0
03.05. | 20 | 29.813 |  | 29.813 | 0 | 0 | 0 | 0
03.05. | 21 | 29.813 |  | 29.813 | 0 | 0 | 0 | 0
03.05. | 22 | 29.813 |  | 29.813 | 0 | 0 | 0 | 0
03.05. | 23 | 29.813 |  | 29.813 | 0 | 0 | 0 | 0
03.05. | 24 | 29.813 |  | 29.813 | 0 | 0 | 0 | 0
04.05. | 1 | 29.813 |  | 29.813 | 0 | 0 | 0 | 0
04.05. | 2 | 29.813 |  | 29.813 | 0 | 0 | 0 | 0
04.05. | 3 | 29.813 |  | 29.813 | 0 | 0 | 0 | 0
04.05. | 4 | 29.813 |  | 29.813 | 0 | 0 | 0 | 0
04.05. | 5 | 29.813 |  | 29.813 | 0 | 0 | 0 | 0
04.05. | 6 | 29.813 |  | 29.813 | 0 | 0 | 0 | 0
04.05. | 7 | 29.813 |  | 29.813 | 0 | 0 | 0 | 0
04.05. | 8 | 29.813 |  | 29.813 | 0 | 0 | 0 | 0
04.05. | 9 | 29.813 |  | 29.813 | 0 | 0 | 0 | 0
04.05. | 10 | 29.813 |  | 29.813 | 0 | 0 | 0 | 0
04.05. | 11 | 29.813 |  | 29.813 | 0 | 0 | 0 | 0
04.05. | 12 | 29.813 |  | 29.813 | 0 | 0 | 0 | 0
04.05. | 13 | 29.813 |  | 29.813 | 0 | 0 | 0 | 0
04.05. | 14 | 29.813 |  | 29.813 | 0 | 0 | 0 | 0
04.05. | 15 | 29.813 |  | 29.813 | 0 | 0 | 0 | 0
04.05. | 16 | 29.813 |  | 29.813 | 0 | 0 | 0 | 0
04.05. | 17 | 29.813 |  | 29.813 | 0 | 0 | 0 | 0
04.05. | 18 | 29.813 |  | 29.813 | 0 | 0 | 0 | 0
04.05. | 19 | 29.813 |  | 29.813 | 0 | 0 | 0 | 0
04.05. | 20 | 29.813 |  | 29.813 | 0 | 0 | 0 | 0
04.05. | 21 | 29.813 |  | 29.813 | 0 | 0 | 0 | 0
04.05. | 22 | 29.813 |  | 29.813 | 0 | 0 | 0 | 0
04.05. | 23 | 29.813 |  | 29.813 | 0 | 0 | 0 | 0
04.05. | 24 | 29.813 |  | 29.813 | 0 | 0 | 0 | 0
05.05. | 1 | 29.813 |  | 29.813 | 0 | 0 | 0 | 0
05.05. | 2 | 29.813 |  | 29.813 | 0 | 0 | 0 | 0
05.05. | 3 | 29.813 |  | 29.813 | 0 | 0 | 0 | 0
05.05. | 4 | 29.813 |  | 29.813 | 0 | 0 | 0 | 0
05.05. | 5 | 29.813 |  | 29.813 | 0 | 0 | 0 | 0
05.05. | 6 | 29.813 |  | 29.813 | 0 | 0 | 0 | 0
05.05. | 7 | 29.813 |  | 29.813 | 0 | 0 | 0 | 0
05.05. | 8 | 29.813 |  | 29.813 | 0 | 0 | 0 | 0
05.05. | 9 | 29.813 |  | 29.813 | 0 | 0 | 0 | 0
05.05. | 10 | 29.813 |  | 29.813 | 0 | 0 | 0 | 0
05.05. | 11 | 29.813 |  | 29.813 | 0 | 0 | 0 | 0
05.05. | 12 | 29.813 |  | 29.813 | 0 | 0 | 0 | 0
05.05. | 13 | 29.813 |  | 29.813 | 0 | 0 | 0 | 0
05.05. | 14 | 29.813 |  | 29.813 | 0 | 0 | 0 | 0
05.05. | 15 | 29.813 |  | 29.813 | 0 | 0 | 0 | 0
05.05. | 16 | 29.813 |  | 29.813 | 0 | 0 | 0 | 0
05.05. | 17 | 29.813 |  | 29.813 | 0 | 0 | 0 | 0
05.05. | 18 | 29.813 |  | 29.813 | 0 | 0 | 0 | 0
05.05. | 19 | 29.813 |  | 29.813 | 0 | 0 | 0 | 0
05.05. | 20 | 29.813 |  | 29.813 | 0 | 0 | 0 | 0
05.05. | 21 | 29.813 |  | 29.813 | 0 | 0 | 0 | 0
05.05. | 22 | 29.813 |  | 29.813 | 0 | 0 | 0 | 0
05.05. | 23 | 29.813 |  | 29.813 | 0 | 0 | 0 | 0
05.05. | 24 | 29.813 |  | 29.813 | 0 | 0 | 0 | 0
06.05. | 1 | 29.813 |  | 29.813 | 0 | 0 | 0 | 0
06.05. | 2 | 29.813 |  | 29.813 | 0 | 0 | 0 | 0
06.05. | 3 | 29.813 |  | 29.813 | 0 | 0 | 0 | 0
06.05. | 4 | 29.813 |  | 29.813 | 0 | 0 | 0 | 0
06.05. | 5 | 29.813 |  | 29.813 | 0 | 0 | 0 | 0
06.05. | 6 | 29.813 |  | 29.813 | 0 | 0 | 0 | 0
06.05. | 7 | 29.813 |  | 29.813 | 0 | 0 | 0 | 0
06.05. | 8 | 29.813 |  | 29.813 | 0 | 0 | 0 | 0
06.05. | 9 | 29.813 |  | 29.813 | 0 | 0 | 0 | 0
06.05. | 10 | 29.813 |  | 29.813 | 0 | 0 | 0 | 0
06.05. | 11 | 29.813 |  | 29.813 | 0 | 0 | 0 | 0
06.05. | 12 | 29.813 |  | 29.813 | 0 | 0 | 0 | 0
06.05. | 13 | 29.813 |  | 29.813 | 0 | 0 | 0 | 0
06.05. | 14 | 29.813 |  | 29.813 | 0 | 0 | 0 | 0
06.05. | 15 | 29.813 |  | 29.813 | 0 | 0 | 0 | 0
06.05. | 16 | 29.813 |  | 29.813 | 0 | 0 | 0 | 0
06.05. | 17 | 29.813 |  | 29.813 | 0 | 0 | 0 | 0
06.05. | 18 | 29.813 |  | 29.813 | 0 | 0 | 0 | 0
06.05. | 19 | 29.813 |  | 29.813 | 0 | 0 | 0 | 0
06.05. | 20 | 29.813 |  | 29.813 | 0 | 0 | 0 | 0
06.05. | 21 | 29.813 |  | 29.813 | 0 | 0 | 0 | 0
06.05. | 22 | 29.813 |  | 29.813 | 0 | 0 | 0 | 0
06.05. | 23 | 29.813 |  | 29.813 | 0 | 0 | 0 | 0
06.05. | 24 | 29.813 |  | 29.813 | 0 | 0 | 0 | 0
07.05. | 1 | 29.813 |  | 29.813 | 0 | 0 | 0 | 0
07.05. | 2 | 29.813 |  | 29.813 | 0 | 0 | 0 | 0
07.05. | 3 | 29.813 |  | 29.813 | 0 | 0 | 0 | 0
07.05. | 4 | 29.813 |  | 29.813 | 0 | 0 | 0 | 0
07.05. | 5 | 29.813 |  | 29.813 | 0 | 0 | 0 | 0
07.05. | 6 | 29.813 |  | 29.813 | 0 | 0 | 0 | 0
07.05. | 7 | 29.813 |  | 29.813 | 0 | 0 | 0 | 0
07.05. | 8 | 29.813 |  | 29.813 | 0 | 0 | 0 | 0
07.05. | 9 | 29.813 |  | 29.813 | 0 | 0 | 0 | 0
07.05. | 10 | 29.813 |  | 29.813 | 0 | 0 | 0 | 0
07.05. | 11 | 29.813 |  | 29.813 | 0 | 0 | 0 | 0
07.05. | 12 | 29.813 |  | 29.813 | 0 | 0 | 0 | 0
07.05. | 13 | 29.813 |  | 29.813 | 0 | 0 | 0 | 0
07.05. | 14 | 29.813 |  | 29.813 | 0 | 0 | 0 | 0
07.05. | 15 | 29.813 |  | 29.813 | 0 | 0 | 0 | 0
07.05. | 16 | 29.813 |  | 29.813 | 0 | 0 | 0 | 0
07.05. | 17 | 29.813 |  | 29.813 | 0 | 0 | 0 | 0
07.05. | 18 | 29.813 |  | 29.813 | 0 | 0 | 0 | 0
07.05. | 19 | 29.813 |  | 29.813 | 0 | 0 | 0 | 0
07.05. | 20 | 29.813 |  | 29.813 | 0 | 0 | 0 | 0
07.05. | 21 | 29.813 |  | 29.813 | 0 | 0 | 0 | 0
07.05. | 22 | 29.813 |  | 29.813 | 0 | 0 | 0 | 0
07.05. | 23 | 29.813 |  | 29.813 | 0 | 0 | 0 | 0
07.05. | 24 | 29.813 |  | 29.813 | 0 | 0 | 0 | 0
08.05. | 1 | 29.813 |  | 29.813 | 0 | 0 | 0 | 0
08.05. | 2 | 29.813 |  | 29.813 | 0 | 0 | 0 | 0
08.05. | 3 | 29.813 |  | 29.813 | 0 | 0 | 0 | 0
08.05. | 4 | 29.813 |  | 29.813 | 0 | 0 | 0 | 0
08.05. | 5 | 29.813 |  | 29.813 | 0 | 0 | 0 | 0
08.05. | 6 | 29.813 |  | 29.813 | 0 | 0 | 0 | 0
08.05. | 7 | 29.813 |  | 29.813 | 0 | 0 | 0 | 0
08.05. | 8 | 29.813 |  | 29.813 | 0 | 0 | 0 | 0
08.05. | 9 | 29.813 |  | 29.813 | 0 | 0 | 0 | 0
08.05. | 10 | 29.813 |  | 29.813 | 0 | 0 | 0 | 0
08.05. | 11 | 29.813 |  | 29.813 | 0 | 0 | 0 | 0
08.05. | 12 | 29.813 |  | 29.813 | 0 | 0 | 0 | 0
08.05. | 13 | 29.813 |  | 29.813 | 0 | 0 | 0 | 0
08.05. | 14 | 29.813 |  | 29.813 | 0 | 0 | 0 | 0
08.05. | 15 | 29.813 |  | 29.813 | 0 | 0 | 0 | 0
08.05. | 16 | 29.813 |  | 29.813 | 0 | 0 | 0 | 0
08.05. | 17 | 29.813 |  | 29.813 | 0 | 0 | 0 | 0
08.05. | 18 | 29.813 |  | 29.813 | 0 | 0 | 0 | 0
08.05. | 19 | 29.813 |  | 29.813 | 0 | 0 | 0 | 0
08.05. | 20 | 29.813 |  | 29.813 | 0 | 0 | 0 | 0
08.05. | 21 | 29.813 |  | 29.813 | 0 | 0 | 0 | 0
08.05. | 22 | 29.813 |  | 29.813 | 0 | 0 | 0 | 0
08.05. | 23 | 29.813 |  | 29.813 | 0 | 0 | 0 | 0
08.05. | 24 | 29.813 |  | 29.813 | 0 | 0 | 0 | 0
09.05. | 1 | 29.813 |  | 29.813 | 0 | 0 | 0 | 0
09.05. | 2 | 29.813 |  | 29.813 | 0 | 0 | 0 | 0
09.05. | 3 | 29.813 |  | 29.813 | 0 | 0 | 0 | 0
09.05. | 4 | 29.813 |  | 29.813 | 0 | 0 | 0 | 0
09.05. | 5 | 29.813 |  | 29.813 | 0 | 0 | 0 | 0
09.05. | 6 | 29.813 |  | 29.813 | 0 | 0 | 0 | 0
09.05. | 7 | 29.813 |  | 29.813 | 0 | 0 | 0 | 0
09.05. | 8 | 29.813 |  | 29.813 | 0 | 0 | 0 | 0
09.05. | 9 | 29.813 |  | 29.813 | 0 | 0 | 0 | 0
09.05. | 10 | 29.813 |  | 29.813 | 0 | 0 | 0 | 0
09.05. | 11 | 29.813 |  | 29.813 | 0 | 0 | 0 | 0
09.05. | 12 | 29.813 |  | 29.813 | 0 | 0 | 0 | 0
09.05. | 13 | 29.813 |  | 29.813 | 0 | 0 | 0 | 0
09.05. | 14 | 29.813 |  | 29.813 | 0 | 0 | 0 | 0
09.05. | 15 | 29.813 |  | 29.813 | 0 | 0 | 0 | 0
09.05. | 16 | 29.813 |  | 29.813 | 0 | 0 | 0 | 0
09.05. | 17 | 29.813 |  | 29.813 | 0 | 0 | 0 | 0
09.05. | 18 | 29.813 |  | 29.813 | 0 | 0 | 0 | 0
09.05. | 19 | 29.813 |  | 29.813 | 0 | 0 | 0 | 0
09.05. | 20 | 29.813 |  | 29.813 | 0 | 0 | 0 | 0
09.05. | 21 | 29.813 |  | 29.813 | 0 | 0 | 0 | 0
09.05. | 22 | 29.813 |  | 29.813 | 0 | 0 | 0 | 0
09.05. | 23 | 29.813 |  | 29.813 | 0 | 0 | 0 | 0
09.05. | 24 | 29.813 |  | 29.813 | 0 | 0 | 0 | 0
10.05. | 1 | 29.813 |  | 29.813 | 0 | 0 | 0 | 0
10.05. | 2 | 29.813 |  | 29.813 | 0 | 0 | 0 | 0
10.05. | 3 | 29.813 |  | 29.813 | 0 | 0 | 0 | 0
10.05. | 4 | 29.813 |  | 29.813 | 0 | 0 | 0 | 0
10.05. | 5 | 29.813 |  | 29.813 | 0 | 0 | 0 | 0
10.05. | 6 | 29.813 |  | 29.813 | 0 | 0 | 0 | 0
10.05. | 7 | 29.813 |  | 29.813 | 0 | 0 | 0 | 0
10.05. | 8 | 29.813 |  | 29.813 | 0 | 0 | 0 | 0
10.05. | 9 | 29.813 |  | 29.813 | 0 | 0 | 0 | 0
10.05. | 10 | 29.813 |  | 29.813 | 0 | 0 | 0 | 0
10.05. | 11 | 29.813 |  | 29.813 | 0 | 0 | 0 | 0
10.05. | 12 | 29.813 |  | 29.813 | 0 | 0 | 0 | 0
10.05. | 13 | 29.813 |  | 29.813 | 0 | 0 | 0 | 0
10.05. | 14 | 29.813 |  | 29.813 | 0 | 0 | 0 | 0
10.05. | 15 | 29.813 |  | 29.813 | 0 | 0 | 0 | 0
10.05. | 16 | 29.813 |  | 29.813 | 0 | 0 | 0 | 0
10.05. | 17 | 29.813 |  | 29.813 | 0 | 0 | 0 | 0
10.05. | 18 | 29.813 |  | 29.813 | 0 | 0 | 0 | 0
10.05. | 19 | 29.813 |  | 29.813 | 0 | 0 | 0 | 0
10.05. | 20 | 29.813 |  | 29.813 | 0 | 0 | 0 | 0
10.05. | 21 | 29.813 |  | 29.813 | 0 | 0 | 0 | 0
10.05. | 22 | 29.813 |  | 29.813 | 0 | 0 | 0 | 0
10.05. | 23 | 29.813 |  | 29.813 | 0 | 0 | 0 | 0
10.05. | 24 | 29.813 |  | 29.813 | 0 | 0 | 0 | 0
11.05. | 1 | 29.813 |  | 29.813 | 0 | 0 | 0 | 0
11.05. | 2 | 29.813 |  | 29.813 | 0 | 0 | 0 | 0
11.05. | 3 | 29.813 |  | 29.813 | 0 | 0 | 0 | 0
11.05. | 4 | 29.813 |  | 29.813 | 0 | 0 | 0 | 0
11.05. | 5 | 29.813 |  | 29.813 | 0 | 0 | 0 | 0
11.05. | 6 | 29.813 |  | 29.813 | 0 | 0 | 0 | 0
11.05. | 7 | 29.813 |  | 29.813 | 0 | 0 | 0 | 0
11.05. | 8 | 29.813 |  | 29.813 | 0 | 0 | 0 | 0
11.05. | 9 | 29.813 |  | 29.813 | 0 | 0 | 0 | 0
11.05. | 10 | 29.813 |  | 29.813 | 0 | 0 | 0 | 0
11.05. | 11 | 29.813 |  | 29.813 | 0 | 0 | 0 | 0
11.05. | 12 | 29.813 |  | 29.813 | 0 | 0 | 0 | 0
11.05. | 13 | 29.813 |  | 29.813 | 0 | 0 | 0 | 0
11.05. | 14 | 29.813 |  | 29.813 | 0 | 0 | 0 | 0
11.05. | 15 | 29.813 |  | 29.813 | 0 | 0 | 0 | 0
11.05. | 16 | 29.813 |  | 29.813 | 0 | 0 | 0 | 0
11.05. | 17 | 29.813 |  | 29.813 | 0 | 0 | 0 | 0
11.05. | 18 | 29.813 |  | 29.813 | 0 | 0 | 0 | 0
11.05. | 19 | 29.813 |  | 29.813 | 0 | 0 | 0 | 0
11.05. | 20 | 29.813 |  | 29.813 | 0 | 0 | 0 | 0
11.05. | 21 | 29.813 |  | 29.813 | 0 | 0 | 0 | 0
11.05. | 22 | 29.813 |  | 29.813 | 0 | 0 | 0 | 0
11.05. | 23 | 29.813 |  | 29.813 | 0 | 0 | 0 | 0
11.05. | 24 | 29.813 |  | 29.813 | 0 | 0 | 0 | 0
12.05. | 1 | 29.813 |  | 29.813 | 0 | 0 | 0 | 0
12.05. | 2 | 29.813 |  | 29.813 | 0 | 0 | 0 | 0
12.05. | 3 | 29.813 |  | 29.813 | 0 | 0 | 0 | 0
12.05. | 4 | 29.813 |  | 29.813 | 0 | 0 | 0 | 0
12.05. | 5 | 29.813 |  | 29.813 | 0 | 0 | 0 | 0
12.05. | 6 | 29.813 |  | 29.813 | 0 | 0 | 0 | 0
12.05. | 7 | 29.813 |  | 29.813 | 0 | 0 | 0 | 0
12.05. | 8 | 29.813 |  | 29.813 | 0 | 0 | 0 | 0
12.05. | 9 | 29.813 |  | 29.813 | 0 | 0 | 0 | 0
12.05. | 10 | 29.813 |  | 29.813 | 0 | 0 | 0 | 0
12.05. | 11 | 29.813 |  | 29.813 | 0 | 0 | 0 | 0
12.05. | 12 | 29.813 |  | 29.813 | 0 | 0 | 0 | 0
12.05. | 13 | 29.813 |  | 29.813 | 0 | 0 | 0 | 0
12.05. | 14 | 29.813 |  | 29.813 | 0 | 0 | 0 | 0
12.05. | 15 | 29.813 |  | 29.813 | 0 | 0 | 0 | 0
12.05. | 16 | 29.813 |  | 29.813 | 0 | 0 | 0 | 0
12.05. | 17 | 29.813 |  | 29.813 | 0 | 0 | 0 | 0
12.05. | 18 | 29.813 |  | 29.813 | 0 | 0 | 0 | 0
12.05. | 19 | 29.813 |  | 29.813 | 0 | 0 | 0 | 0
12.05. | 20 | 29.813 |  | 29.813 | 0 | 0 | 0 | 0
12.05. | 21 | 29.813 |  | 29.813 | 0 | 0 | 0 | 0
12.05. | 22 | 29.813 |  | 29.813 | 0 | 0 | 0 | 0
12.05. | 23 | 29.813 |  | 29.813 | 0 | 0 | 0 | 0
12.05. | 24 | 29.813 |  | 29.813 | 0 | 0 | 0 | 0
13.05. | 1 | 29.813 |  | 29.813 | 0 | 0 | 0 | 0
13.05. | 2 | 29.813 |  | 29.813 | 0 | 0 | 0 | 0
13.05. | 3 | 29.813 |  | 29.813 | 0 | 0 | 0 | 0
13.05. | 4 | 29.813 |  | 29.813 | 0 | 0 | 0 | 0
13.05. | 5 | 29.813 |  | 29.813 | 0 | 0 | 0 | 0
13.05. | 6 | 29.813 |  | 29.813 | 0 | 0 | 0 | 0
13.05. | 7 | 29.813 |  | 29.813 | 0 | 0 | 0 | 0
13.05. | 8 | 29.813 |  | 29.813 | 0 | 0 | 0 | 0
13.05. | 9 | 29.813 |  | 29.813 | 0 | 0 | 0 | 0
13.05. | 10 | 29.813 |  | 29.813 | 0 | 0 | 0 | 0
13.05. | 11 | 29.813 |  | 29.813 | 0 | 0 | 0 | 0
13.05. | 12 | 29.813 |  | 29.813 | 0 | 0 | 0 | 0
13.05. | 13 | 29.813 |  | 29.813 | 0 | 0 | 0 | 0
13.05. | 14 | 29.813 |  | 29.813 | 0 | 0 | 0 | 0
13.05. | 15 | 29.813 |  | 29.813 | 0 | 0 | 0 | 0
13.05. | 16 | 29.813 |  | 29.813 | 0 | 0 | 0 | 0
13.05. | 17 | 29.813 |  | 29.813 | 0 | 0 | 0 | 0
13.05. | 18 | 29.813 |  | 29.813 | 0 | 0 | 0 | 0
13.05. | 19 | 29.813 |  | 29.813 | 0 | 0 | 0 | 0
13.05. | 20 | 29.813 |  | 29.813 | 0 | 0 | 0 | 0
13.05. | 21 | 29.813 |  | 29.813 | 0 | 0 | 0 | 0
13.05. | 22 | 29.813 |  | 29.813 | 0 | 0 | 0 | 0
13.05. | 23 | 29.813 |  | 29.813 | 0 | 0 | 0 | 0
13.05. | 24 | 29.813 |  | 29.813 | 0 | 0 | 0 | 0
14.05. | 1 | 29.813 |  | 29.813 | 0 | 0 | 0 | 0
14.05. | 2 | 29.813 |  | 29.813 | 0 | 0 | 0 | 0
14.05. | 3 | 29.813 |  | 29.813 | 0 | 0 | 0 | 0
14.05. | 4 | 29.813 |  | 29.813 | 0 | 0 | 0 | 0
14.05. | 5 | 29.813 |  | 29.813 | 0 | 0 | 0 | 0
14.05. | 6 | 29.813 |  | 29.813 | 0 | 0 | 0 | 0
14.05. | 7 | 29.813 |  | 29.813 | 0 | 0 | 0 | 0
14.05. | 8 | 29.813 |  | 29.813 | 0 | 0 | 0 | 0
14.05. | 9 | 29.813 |  | 29.813 | 0 | 0 | 0 | 0
14.05. | 10 | 29.813 |  | 29.813 | 0 | 0 | 0 | 0
14.05. | 11 | 29.813 |  | 29.813 | 0 | 0 | 0 | 0
14.05. | 12 | 29.813 |  | 29.813 | 0 | 0 | 0 | 0
14.05. | 13 | 29.813 |  | 29.813 | 0 | 0 | 0 | 0
14.05. | 14 | 29.813 |  | 29.813 | 0 | 0 | 0 | 0
14.05. | 15 | 29.813 |  | 29.813 | 0 | 0 | 0 | 0
14.05. | 16 | 29.813 |  | 29.813 | 0 | 0 | 0 | 0
14.05. | 17 | 29.813 |  | 29.813 | 0 | 0 | 0 | 0
14.05. | 18 | 29.813 |  | 29.813 | 0 | 0 | 0 | 0
14.05. | 19 | 29.813 |  | 29.813 | 0 | 0 | 0 | 0
14.05. | 20 | 29.813 |  | 29.813 | 0 | 0 | 0 | 0
14.05. | 21 | 29.813 |  | 29.813 | 0 | 0 | 0 | 0
14.05. | 22 | 29.813 |  | 29.813 | 0 | 0 | 0 | 0
14.05. | 23 | 29.813 |  | 29.813 | 0 | 0 | 0 | 0
14.05. | 24 | 29.813 |  | 29.813 | 0 | 0 | 0 | 0
15.05. | 1 | 29.813 |  | 29.813 | 0 | 0 | 0 | 0
15.05. | 2 | 29.813 |  | 29.813 | 0 | 0 | 0 | 0
15.05. | 3 | 29.813 |  | 29.813 | 0 | 0 | 0 | 0
15.05. | 4 | 29.813 |  | 29.813 | 0 | 0 | 0 | 0
15.05. | 5 | 29.813 |  | 29.813 | 0 | 0 | 0 | 0
15.05. | 6 | 29.813 |  | 29.813 | 0 | 0 | 0 | 0
15.05. | 7 | 29.813 |  | 29.813 | 0 | 0 | 0 | 0
15.05. | 8 | 29.813 |  | 29.813 | 0 | 0 | 0 | 0
15.05. | 9 | 29.813 |  | 29.813 | 0 | 0 | 0 | 0
15.05. | 10 | 29.813 |  | 29.813 | 0 | 0 | 0 | 0
15.05. | 11 | 29.813 |  | 29.813 | 0 | 0 | 0 | 0
15.05. | 12 | 29.813 |  | 29.813 | 0 | 0 | 0 | 0
15.05. | 13 | 29.813 |  | 29.813 | 0 | 0 | 0 | 0
15.05. | 14 | 29.813 |  | 29.813 | 0 | 0 | 0 | 0
15.05. | 15 | 29.813 |  | 29.813 | 0 | 0 | 0 | 0
15.05. | 16 | 29.813 |  | 29.813 | 0 | 0 | 0 | 0
15.05. | 17 | 29.813 |  | 29.813 | 0 | 0 | 0 | 0
15.05. | 18 | 29.813 |  | 29.813 | 0 | 0 | 0 | 0
15.05. | 19 | 29.813 |  | 29.813 | 0 | 0 | 0 | 0
15.05. | 20 | 29.813 |  | 29.813 | 0 | 0 | 0 | 0
15.05. | 21 | 29.813 |  | 29.813 | 0 | 0 | 0 | 0
15.05. | 22 | 29.813 |  | 29.813 | 0 | 0 | 0 | 0
15.05. | 23 | 29.813 |  | 29.813 | 0 | 0 | 0 | 0
15.05. | 24 | 29.813 |  | 29.813 | 0 | 0 | 0 | 0
16.05. | 1 | 29.813 |  | 29.813 | 0 | 0 | 0 | 0
16.05. | 2 | 29.813 |  | 29.813 | 0 | 0 | 0 | 0
16.05. | 3 | 29.813 |  | 29.813 | 0 | 0 | 0 | 0
16.05. | 4 | 29.813 |  | 29.813 | 0 | 0 | 0 | 0
16.05. | 5 | 29.813 |  | 29.813 | 0 | 0 | 0 | 0
16.05. | 6 | 29.813 |  | 29.813 | 0 | 0 | 0 | 0
16.05. | 7 | 29.813 |  | 29.813 | 0 | 0 | 0 | 0
16.05. | 8 | 29.813 |  | 29.813 | 0 | 0 | 0 | 0
16.05. | 9 | 29.813 |  | 29.813 | 0 | 0 | 0 | 0
16.05. | 10 | 29.813 |  | 29.813 | 0 | 0 | 0 | 0
16.05. | 11 | 29.813 |  | 29.813 | 0 | 0 | 0 | 0
16.05. | 12 | 29.813 |  | 29.813 | 0 | 0 | 0 | 0
16.05. | 13 | 29.813 |  | 29.813 | 0 | 0 | 0 | 0
16.05. | 14 | 29.813 |  | 29.813 | 0 | 0 | 0 | 0
16.05. | 15 | 29.813 |  | 29.813 | 0 | 0 | 0 | 0
16.05. | 16 | 29.813 |  | 29.813 | 0 | 0 | 0 | 0
16.05. | 17 | 29.813 |  | 29.813 | 0 | 0 | 0 | 0
16.05. | 18 | 29.813 |  | 29.813 | 0 | 0 | 0 | 0
16.05. | 19 | 29.813 |  | 29.813 | 0 | 0 | 0 | 0
16.05. | 20 | 29.813 |  | 29.813 | 0 | 0 | 0 | 0
16.05. | 21 | 29.813 |  | 29.813 | 0 | 0 | 0 | 0
16.05. | 22 | 29.813 |  | 29.813 | 0 | 0 | 0 | 0
16.05. | 23 | 29.813 |  | 29.813 | 0 | 0 | 0 | 0
16.05. | 24 | 29.813 |  | 29.813 | 0 | 0 | 0 | 0
17.05. | 1 | 29.813 |  | 29.813 | 0 | 0 | 0 | 0
17.05. | 2 | 29.813 |  | 29.813 | 0 | 0 | 0 | 0
17.05. | 3 | 29.813 |  | 29.813 | 0 | 0 | 0 | 0
17.05. | 4 | 29.813 |  | 29.813 | 0 | 0 | 0 | 0
17.05. | 5 | 29.813 |  | 29.813 | 0 | 0 | 0 | 0
17.05. | 6 | 29.813 |  | 29.813 | 0 | 0 | 0 | 0
17.05. | 7 | 29.813 |  | 29.813 | 0 | 0 | 0 | 0
17.05. | 8 | 29.813 |  | 29.813 | 0 | 0 | 0 | 0
17.05. | 9 | 29.813 |  | 29.813 | 0 | 0 | 0 | 0
17.05. | 10 | 29.813 |  | 29.813 | 0 | 0 | 0 | 0
17.05. | 11 | 29.813 |  | 29.813 | 0 | 0 | 0 | 0
17.05. | 12 | 29.813 |  | 29.813 | 0 | 0 | 0 | 0
17.05. | 13 | 29.813 |  | 29.813 | 0 | 0 | 0 | 0
17.05. | 14 | 29.813 |  | 29.813 | 0 | 0 | 0 | 0
17.05. | 15 | 29.813 |  | 29.813 | 0 | 0 | 0 | 0
17.05. | 16 | 29.813 |  | 29.813 | 0 | 0 | 0 | 0
17.05. | 17 | 29.813 |  | 29.813 | 0 | 0 | 0 | 0
17.05. | 18 | 29.813 |  | 29.813 | 0 | 0 | 0 | 0
17.05. | 19 | 29.813 |  | 29.813 | 0 | 0 | 0 | 0
17.05. | 20 | 29.813 |  | 29.813 | 0 | 0 | 0 | 0
17.05. | 21 | 29.813 |  | 29.813 | 0 | 0 | 0 | 0
17.05. | 22 | 29.813 |  | 29.813 | 0 | 0 | 0 | 0
17.05. | 23 | 29.813 |  | 29.813 | 0 | 0 | 0 | 0
17.05. | 24 | 29.813 |  | 29.813 | 0 | 0 | 0 | 0
18.05. | 1 | 29.813 |  | 29.813 | 0 | 0 | 0 | 0
18.05. | 2 | 29.813 |  | 29.813 | 0 | 0 | 0 | 0
18.05. | 3 | 29.813 |  | 29.813 | 0 | 0 | 0 | 0
18.05. | 4 | 29.813 |  | 29.813 | 0 | 0 | 0 | 0
18.05. | 5 | 29.813 |  | 29.813 | 0 | 0 | 0 | 0
18.05. | 6 | 29.813 |  | 29.813 | 0 | 0 | 0 | 0
18.05. | 7 | 29.813 |  | 29.813 | 0 | 0 | 0 | 0
18.05. | 8 | 29.813 |  | 29.813 | 0 | 0 | 0 | 0
18.05. | 9 | 29.813 |  | 29.813 | 0 | 0 | 0 | 0
18.05. | 10 | 29.813 |  | 29.813 | 0 | 0 | 0 | 0
18.05. | 11 | 29.813 |  | 29.813 | 0 | 0 | 0 | 0
18.05. | 12 | 29.813 |  | 29.813 | 0 | 0 | 0 | 0
18.05. | 13 | 29.813 |  | 29.813 | 0 | 0 | 0 | 0
18.05. | 14 | 29.813 |  | 29.813 | 0 | 0 | 0 | 0
18.05. | 15 | 29.813 |  | 29.813 | 0 | 0 | 0 | 0
18.05. | 16 | 29.813 |  | 29.813 | 0 | 0 | 0 | 0
18.05. | 17 | 29.813 |  | 29.813 | 0 | 0 | 0 | 0
18.05. | 18 | 29.813 |  | 29.813 | 0 | 0 | 0 | 0
18.05. | 19 | 29.813 |  | 29.813 | 0 | 0 | 0 | 0
18.05. | 20 | 29.813 |  | 29.813 | 0 | 0 | 0 | 0
18.05. | 21 | 29.813 |  | 29.813 | 0 | 0 | 0 | 0
18.05. | 22 | 29.813 |  | 29.813 | 0 | 0 | 0 | 0
18.05. | 23 | 29.813 |  | 29.813 | 0 | 0 | 0 | 0
18.05. | 24 | 29.813 |  | 29.813 | 0 | 0 | 0 | 0
19.05. | 1 | 29.813 |  | 29.813 | 0 | 0 | 0 | 0
19.05. | 2 | 29.813 |  | 29.813 | 0 | 0 | 0 | 0
19.05. | 3 | 29.813 |  | 29.813 | 0 | 0 | 0 | 0
19.05. | 4 | 29.813 |  | 29.813 | 0 | 0 | 0 | 0
19.05. | 5 | 29.813 |  | 29.813 | 0 | 0 | 0 | 0
19.05. | 6 | 29.813 |  | 29.813 | 0 | 0 | 0 | 0
19.05. | 7 | 29.813 |  | 29.813 | 0 | 0 | 0 | 0
19.05. | 8 | 29.813 |  | 29.813 | 0 | 0 | 0 | 0
19.05. | 9 | 29.813 |  | 29.813 | 0 | 0 | 0 | 0
19.05. | 10 | 29.813 |  | 29.813 | 0 | 0 | 0 | 0
19.05. | 11 | 29.813 |  | 29.813 | 0 | 0 | 0 | 0
19.05. | 12 | 29.813 |  | 29.813 | 0 | 0 | 0 | 0
19.05. | 13 | 29.813 |  | 29.813 | 0 | 0 | 0 | 0
19.05. | 14 | 29.813 |  | 29.813 | 0 | 0 | 0 | 0
19.05. | 15 | 29.813 |  | 29.813 | 0 | 0 | 0 | 0
19.05. | 16 | 29.813 |  | 29.813 | 0 | 0 | 0 | 0
19.05. | 17 | 29.813 |  | 29.813 | 0 | 0 | 0 | 0
19.05. | 18 | 29.813 |  | 29.813 | 0 | 0 | 0 | 0
19.05. | 19 | 29.813 |  | 29.813 | 0 | 0 | 0 | 0
19.05. | 20 | 29.813 |  | 29.813 | 0 | 0 | 0 | 0
19.05. | 21 | 29.813 |  | 29.813 | 0 | 0 | 0 | 0
19.05. | 22 | 29.813 |  | 29.813 | 0 | 0 | 0 | 0
19.05. | 23 | 29.813 |  | 29.813 | 0 | 0 | 0 | 0
19.05. | 24 | 29.813 |  | 29.813 | 0 | 0 | 0 | 0
20.05. | 1 | 29.813 |  | 29.813 | 0 | 0 | 0 | 0
20.05. | 2 | 29.813 |  | 29.813 | 0 | 0 | 0 | 0
20.05. | 3 | 29.813 |  | 29.813 | 0 | 0 | 0 | 0
20.05. | 4 | 29.813 |  | 29.813 | 0 | 0 | 0 | 0
20.05. | 5 | 29.813 |  | 29.813 | 0 | 0 | 0 | 0
20.05. | 6 | 29.813 |  | 29.813 | 0 | 0 | 0 | 0
20.05. | 7 | 29.813 |  | 29.813 | 0 | 0 | 0 | 0
20.05. | 8 | 29.813 |  | 29.813 | 0 | 0 | 0 | 0
20.05. | 9 | 29.813 |  | 29.813 | 0 | 0 | 0 | 0
20.05. | 10 | 29.813 |  | 29.813 | 0 | 0 | 0 | 0
20.05. | 11 | 29.813 |  | 29.813 | 0 | 0 | 0 | 0
20.05. | 12 | 29.813 |  | 29.813 | 0 | 0 | 0 | 0
20.05. | 13 | 29.813 |  | 29.813 | 0 | 0 | 0 | 0
20.05. | 14 | 29.813 |  | 29.813 | 0 | 0 | 0 | 0
20.05. | 15 | 29.813 |  | 29.813 | 0 | 0 | 0 | 0
20.05. | 16 | 29.813 |  | 29.813 | 0 | 0 | 0 | 0
20.05. | 17 | 29.813 |  | 29.813 | 0 | 0 | 0 | 0
20.05. | 18 | 29.813 |  | 29.813 | 0 | 0 | 0 | 0
20.05. | 19 | 29.813 |  | 29.813 | 0 | 0 | 0 | 0
20.05. | 20 | 29.813 |  | 29.813 | 0 | 0 | 0 | 0
20.05. | 21 | 29.813 |  | 29.813 | 0 | 0 | 0 | 0
20.05. | 22 | 29.813 |  | 29.813 | 0 | 0 | 0 | 0
20.05. | 23 | 29.813 |  | 29.813 | 0 | 0 | 0 | 0
20.05. | 24 | 29.813 |  | 29.813 | 0 | 0 | 0 | 0
21.05. | 1 | 29.813 |  | 29.813 | 0 | 0 | 0 | 0
21.05. | 2 | 29.813 |  | 29.813 | 0 | 0 | 0 | 0
21.05. | 3 | 29.813 |  | 29.813 | 0 | 0 | 0 | 0
21.05. | 4 | 29.813 |  | 29.813 | 0 | 0 | 0 | 0
21.05. | 5 | 29.813 |  | 29.813 | 0 | 0 | 0 | 0
21.05. | 6 | 29.813 |  | 29.813 | 0 | 0 | 0 | 0
21.05. | 7 | 29.813 |  | 29.813 | 0 | 0 | 0 | 0
21.05. | 8 | 29.813 |  | 29.813 | 0 | 0 | 0 | 0
21.05. | 9 | 29.813 |  | 29.813 | 0 | 0 | 0 | 0
21.05. | 10 | 29.813 |  | 29.813 | 0 | 0 | 0 | 0
21.05. | 11 | 29.813 |  | 29.813 | 0 | 0 | 0 | 0
21.05. | 12 | 29.813 |  | 29.813 | 0 | 0 | 0 | 0
21.05. | 13 | 29.813 |  | 29.813 | 0 | 0 | 0 | 0
21.05. | 14 | 29.813 |  | 29.813 | 0 | 0 | 0 | 0
21.05. | 15 | 29.813 |  | 29.813 | 0 | 0 | 0 | 0
21.05. | 16 | 29.813 |  | 29.813 | 0 | 0 | 0 | 0
21.05. | 17 | 29.813 |  | 29.813 | 0 | 0 | 0 | 0
21.05. | 18 | 29.813 |  | 29.813 | 0 | 0 | 0 | 0
21.05. | 19 | 29.813 |  | 29.813 | 0 | 0 | 0 | 0
21.05. | 20 | 29.813 |  | 29.813 | 0 | 0 | 0 | 0
21.05. | 21 | 29.813 |  | 29.813 | 0 | 0 | 0 | 0
21.05. | 22 | 29.813 |  | 29.813 | 0 | 0 | 0 | 0
21.05. | 23 | 29.813 |  | 29.813 | 0 | 0 | 0 | 0
21.05. | 24 | 29.813 |  | 29.813 | 0 | 0 | 0 | 0
22.05. | 1 | 29.813 |  | 29.813 | 0 | 0 | 0 | 0
22.05. | 2 | 29.813 |  | 29.813 | 0 | 0 | 0 | 0
22.05. | 3 | 29.813 |  | 29.813 | 0 | 0 | 0 | 0
22.05. | 4 | 29.813 |  | 29.813 | 0 | 0 | 0 | 0
22.05. | 5 | 29.813 |  | 29.813 | 0 | 0 | 0 | 0
22.05. | 6 | 29.813 |  | 29.813 | 0 | 0 | 0 | 0
22.05. | 7 | 29.813 |  | 29.813 | 0 | 0 | 0 | 0
22.05. | 8 | 29.813 |  | 29.813 | 0 | 0 | 0 | 0
22.05. | 9 | 29.813 |  | 29.813 | 0 | 0 | 0 | 0
22.05. | 10 | 29.813 |  | 29.813 | 0 | 0 | 0 | 0
22.05. | 11 | 29.813 |  | 29.813 | 0 | 0 | 0 | 0
22.05. | 12 | 29.813 |  | 29.813 | 0 | 0 | 0 | 0
22.05. | 13 | 29.813 |  | 29.813 | 0 | 0 | 0 | 0
22.05. | 14 | 29.813 |  | 29.813 | 0 | 0 | 0 | 0
22.05. | 15 | 29.813 |  | 29.813 | 0 | 0 | 0 | 0
22.05. | 16 | 29.813 |  | 29.813 | 0 | 0 | 0 | 0
22.05. | 17 | 29.813 |  | 29.813 | 0 | 0 | 0 | 0
22.05. | 18 | 29.813 |  | 29.813 | 0 | 0 | 0 | 0
22.05. | 19 | 29.813 |  | 29.813 | 0 | 0 | 0 | 0
22.05. | 20 | 29.813 |  | 29.813 | 0 | 0 | 0 | 0
22.05. | 21 | 29.813 |  | 29.813 | 0 | 0 | 0 | 0
22.05. | 22 | 29.813 |  | 29.813 | 0 | 0 | 0 | 0
22.05. | 23 | 29.813 |  | 29.813 | 0 | 0 | 0 | 0
22.05. | 24 | 29.813 |  | 29.813 | 0 | 0 | 0 | 0
23.05. | 1 | 29.813 |  | 29.813 | 0 | 0 | 0 | 0
23.05. | 2 | 29.813 |  | 29.813 | 0 | 0 | 0 | 0
23.05. | 3 | 29.813 |  | 29.813 | 0 | 0 | 0 | 0
23.05. | 4 | 29.813 |  | 29.813 | 0 | 0 | 0 | 0
23.05. | 5 | 29.813 |  | 29.813 | 0 | 0 | 0 | 0
23.05. | 6 | 29.813 |  | 29.813 | 0 | 0 | 0 | 0
23.05. | 7 | 29.813 |  | 29.813 | 0 | 0 | 0 | 0
23.05. | 8 | 29.813 |  | 29.813 | 0 | 0 | 0 | 0
23.05. | 9 | 29.813 |  | 29.813 | 0 | 0 | 0 | 0
23.05. | 10 | 29.813 |  | 29.813 | 0 | 0 | 0 | 0
23.05. | 11 | 29.813 |  | 29.813 | 0 | 0 | 0 | 0
23.05. | 12 | 29.813 |  | 29.813 | 0 | 0 | 0 | 0
23.05. | 13 | 29.813 |  | 29.813 | 0 | 0 | 0 | 0
23.05. | 14 | 29.813 |  | 29.813 | 0 | 0 | 0 | 0
23.05. | 15 | 29.813 |  | 29.813 | 0 | 0 | 0 | 0
23.05. | 16 | 29.813 |  | 29.813 | 0 | 0 | 0 | 0
23.05. | 17 | 29.813 |  | 29.813 | 0 | 0 | 0 | 0
23.05. | 18 | 29.813 |  | 29.813 | 0 | 0 | 0 | 0
23.05. | 19 | 29.813 |  | 29.813 | 0 | 0 | 0 | 0
23.05. | 20 | 29.813 |  | 29.813 | 0 | 0 | 0 | 0
23.05. | 21 | 29.813 |  | 29.813 | 0 | 0 | 0 | 0
23.05. | 22 | 29.813 |  | 29.813 | 0 | 0 | 0 | 0
23.05. | 23 | 29.813 |  | 29.813 | 0 | 0 | 0 | 0
23.05. | 24 | 29.813 |  | 29.813 | 0 | 0 | 0 | 0
24.05. | 1 | 29.813 |  | 29.813 | 0 | 0 | 0 | 0
24.05. | 2 | 29.813 |  | 29.813 | 0 | 0 | 0 | 0
24.05. | 3 | 29.813 |  | 29.813 | 0 | 0 | 0 | 0
24.05. | 4 | 29.813 |  | 29.813 | 0 | 0 | 0 | 0
24.05. | 5 | 29.813 |  | 29.813 | 0 | 0 | 0 | 0
24.05. | 6 | 29.813 |  | 29.813 | 0 | 0 | 0 | 0
24.05. | 7 | 29.813 |  | 29.813 | 0 | 0 | 0 | 0
24.05. | 8 | 29.813 |  | 29.813 | 0 | 0 | 0 | 0
24.05. | 9 | 29.813 |  | 29.813 | 0 | 0 | 0 | 0
24.05. | 10 | 29.813 |  | 29.813 | 0 | 0 | 0 | 0
24.05. | 11 | 29.813 |  | 29.813 | 0 | 0 | 0 | 0
24.05. | 12 | 29.813 |  | 29.813 | 0 | 0 | 0 | 0
24.05. | 13 | 29.813 |  | 29.813 | 0 | 0 | 0 | 0
24.05. | 14 | 29.813 |  | 29.813 | 0 | 0 | 0 | 0
24.05. | 15 | 29.813 |  | 29.813 | 0 | 0 | 0 | 0
24.05. | 16 | 29.813 |  | 29.813 | 0 | 0 | 0 | 0
24.05. | 17 | 29.813 |  | 29.813 | 0 | 0 | 0 | 0
24.05. | 18 | 29.813 |  | 29.813 | 0 | 0 | 0 | 0
24.05. | 19 | 29.813 |  | 29.813 | 0 | 0 | 0 | 0
24.05. | 20 | 29.813 |  | 29.813 | 0 | 0 | 0 | 0
24.05. | 21 | 29.813 |  | 29.813 | 0 | 0 | 0 | 0
24.05. | 22 | 29.813 |  | 29.813 | 0 | 0 | 0 | 0
24.05. | 23 | 29.813 |  | 29.813 | 0 | 0 | 0 | 0
24.05. | 24 | 29.813 |  | 29.813 | 0 | 0 | 0 | 0
25.05. | 1 | 29.813 |  | 29.813 | 0 | 0 | 0 | 0
25.05. | 2 | 29.813 |  | 29.813 | 0 | 0 | 0 | 0
25.05. | 3 | 29.813 |  | 29.813 | 0 | 0 | 0 | 0
25.05. | 4 | 29.813 |  | 29.813 | 0 | 0 | 0 | 0
25.05. | 5 | 29.813 |  | 29.813 | 0 | 0 | 0 | 0
25.05. | 6 | 29.813 |  | 29.813 | 0 | 0 | 0 | 0
25.05. | 7 | 29.813 |  | 29.813 | 0 | 0 | 0 | 0
25.05. | 8 | 29.813 |  | 29.813 | 0 | 0 | 0 | 0
25.05. | 9 | 29.813 |  | 29.813 | 0 | 0 | 0 | 0
25.05. | 10 | 29.813 |  | 29.813 | 0 | 0 | 0 | 0
25.05. | 11 | 29.813 |  | 29.813 | 0 | 0 | 0 | 0
25.05. | 12 | 29.813 |  | 29.813 | 0 | 0 | 0 | 0
25.05. | 13 | 29.813 |  | 29.813 | 0 | 0 | 0 | 0
25.05. | 14 | 29.813 |  | 29.813 | 0 | 0 | 0 | 0
25.05. | 15 | 29.813 |  | 29.813 | 0 | 0 | 0 | 0
25.05. | 16 | 29.813 |  | 29.813 | 0 | 0 | 0 | 0
25.05. | 17 | 29.813 |  | 29.813 | 0 | 0 | 0 | 0
25.05. | 18 | 29.813 |  | 29.813 | 0 | 0 | 0 | 0
25.05. | 19 | 29.813 |  | 29.813 | 0 | 0 | 0 | 0
25.05. | 20 | 29.813 |  | 29.813 | 0 | 0 | 0 | 0
25.05. | 21 | 29.813 |  | 29.813 | 0 | 0 | 0 | 0
25.05. | 22 | 29.813 |  | 29.813 | 0 | 0 | 0 | 0
25.05. | 23 | 29.813 |  | 29.813 | 0 | 0 | 0 | 0
25.05. | 24 | 29.813 |  | 29.813 | 0 | 0 | 0 | 0
26.05. | 1 | 29.813 |  | 29.813 | 0 | 0 | 0 | 0
26.05. | 2 | 29.813 |  | 29.813 | 0 | 0 | 0 | 0
26.05. | 3 | 29.813 |  | 29.813 | 0 | 0 | 0 | 0
26.05. | 4 | 29.813 |  | 29.813 | 0 | 0 | 0 | 0
26.05. | 5 | 29.813 |  | 29.813 | 0 | 0 | 0 | 0
26.05. | 6 | 29.813 |  | 29.813 | 0 | 0 | 0 | 0
26.05. | 7 | 29.813 |  | 29.813 | 0 | 0 | 0 | 0
26.05. | 8 | 29.813 |  | 29.813 | 0 | 0 | 0 | 0
26.05. | 9 | 29.813 |  | 29.813 | 0 | 0 | 0 | 0
26.05. | 10 | 29.813 |  | 29.813 | 0 | 0 | 0 | 0
26.05. | 11 | 29.813 |  | 29.813 | 0 | 0 | 0 | 0
26.05. | 12 | 29.813 |  | 29.813 | 0 | 0 | 0 | 0
26.05. | 13 | 29.813 |  | 29.813 | 0 | 0 | 0 | 0
26.05. | 14 | 29.813 |  | 29.813 | 0 | 0 | 0 | 0
26.05. | 15 | 29.813 |  | 29.813 | 0 | 0 | 0 | 0
26.05. | 16 | 29.813 |  | 29.813 | 0 | 0 | 0 | 0
26.05. | 17 | 29.813 |  | 29.813 | 0 | 0 | 0 | 0
26.05. | 18 | 29.813 |  | 29.813 | 0 | 0 | 0 | 0
26.05. | 19 | 29.813 |  | 29.813 | 0 | 0 | 0 | 0
26.05. | 20 | 29.813 |  | 29.813 | 0 | 0 | 0 | 0
26.05. | 21 | 29.813 |  | 29.813 | 0 | 0 | 0 | 0
26.05. | 22 | 29.813 |  | 29.813 | 0 | 0 | 0 | 0
26.05. | 23 | 29.813 |  | 29.813 | 0 | 0 | 0 | 0
26.05. | 24 | 29.813 |  | 29.813 | 0 | 0 | 0 | 0
27.05. | 1 | 29.813 |  | 29.813 | 0 | 0 | 0 | 0
27.05. | 2 | 29.813 |  | 29.813 | 0 | 0 | 0 | 0
27.05. | 3 | 29.813 |  | 29.813 | 0 | 0 | 0 | 0
27.05. | 4 | 29.813 |  | 29.813 | 0 | 0 | 0 | 0
27.05. | 5 | 29.813 |  | 29.813 | 0 | 0 | 0 | 0
27.05. | 6 | 29.813 |  | 29.813 | 0 | 0 | 0 | 0
27.05. | 7 | 29.813 |  | 29.813 | 0 | 0 | 0 | 0
27.05. | 8 | 29.813 |  | 29.813 | 0 | 0 | 0 | 0
27.05. | 9 | 29.813 |  | 29.813 | 0 | 0 | 0 | 0
27.05. | 10 | 29.813 |  | 29.813 | 0 | 0 | 0 | 0
27.05. | 11 | 29.813 |  | 29.813 | 0 | 0 | 0 | 0
27.05. | 12 | 29.813 |  | 29.813 | 0 | 0 | 0 | 0
27.05. | 13 | 29.813 |  | 29.813 | 0 | 0 | 0 | 0
27.05. | 14 | 29.813 |  | 29.813 | 0 | 0 | 0 | 0
27.05. | 15 | 29.813 |  | 29.813 | 0 | 0 | 0 | 0
27.05. | 16 | 29.813 |  | 29.813 | 0 | 0 | 0 | 0
27.05. | 17 | 29.813 |  | 29.813 | 0 | 0 | 0 | 0
27.05. | 18 | 29.813 |  | 29.813 | 0 | 0 | 0 | 0
27.05. | 19 | 29.813 |  | 29.813 | 0 | 0 | 0 | 0
27.05. | 20 | 29.813 |  | 29.813 | 0 | 0 | 0 | 0
27.05. | 21 | 29.813 |  | 29.813 | 0 | 0 | 0 | 0
27.05. | 22 | 29.813 |  | 29.813 | 0 | 0 | 0 | 0
27.05. | 23 | 29.813 |  | 29.813 | 0 | 0 | 0 | 0
27.05. | 24 | 29.813 |  | 29.813 | 0 | 0 | 0 | 0
28.05. | 1 | 29.813 |  | 29.813 | 0 | 0 | 0 | 0
28.05. | 2 | 29.813 |  | 29.813 | 0 | 0 | 0 | 0
28.05. | 3 | 29.813 |  | 29.813 | 0 | 0 | 0 | 0
28.05. | 4 | 29.813 |  | 29.813 | 0 | 0 | 0 | 0
28.05. | 5 | 29.813 |  | 29.813 | 0 | 0 | 0 | 0
28.05. | 6 | 29.813 |  | 29.813 | 0 | 0 | 0 | 0
28.05. | 7 | 29.813 |  | 29.813 | 0 | 0 | 0 | 0
28.05. | 8 | 29.813 |  | 29.813 | 0 | 0 | 0 | 0
28.05. | 9 | 29.813 |  | 29.813 | 0 | 0 | 0 | 0
28.05. | 10 | 29.813 |  | 29.813 | 0 | 0 | 0 | 0
28.05. | 11 | 29.813 |  | 29.813 | 0 | 0 | 0 | 0
28.05. | 12 | 29.813 |  | 29.813 | 0 | 0 | 0 | 0
28.05. | 13 | 29.813 |  | 29.813 | 0 | 0 | 0 | 0
28.05. | 14 | 29.813 |  | 29.813 | 0 | 0 | 0 | 0
28.05. | 15 | 29.813 |  | 29.813 | 0 | 0 | 0 | 0
28.05. | 16 | 29.813 |  | 29.813 | 0 | 0 | 0 | 0
28.05. | 17 | 29.813 |  | 29.813 | 0 | 0 | 0 | 0
28.05. | 18 | 29.813 |  | 29.813 | 0 | 0 | 0 | 0
28.05. | 19 | 29.813 |  | 29.813 | 0 | 0 | 0 | 0
28.05. | 20 | 29.813 |  | 29.813 | 0 | 0 | 0 | 0
28.05. | 21 | 29.813 |  | 29.813 | 0 | 0 | 0 | 0
28.05. | 22 | 29.813 |  | 29.813 | 0 | 0 | 0 | 0
28.05. | 23 | 29.813 |  | 29.813 | 0 | 0 | 0 | 0
28.05. | 24 | 29.813 |  | 29.813 | 0 | 0 | 0 | 0
29.05. | 1 | 29.813 |  | 29.813 | 0 | 0 | 0 | 0
29.05. | 2 | 29.813 |  | 29.813 | 0 | 0 | 0 | 0
29.05. | 3 | 29.813 |  | 29.813 | 0 | 0 | 0 | 0
29.05. | 4 | 29.813 |  | 29.813 | 0 | 0 | 0 | 0
29.05. | 5 | 29.813 |  | 29.813 | 0 | 0 | 0 | 0
29.05. | 6 | 29.813 |  | 29.813 | 0 | 0 | 0 | 0
29.05. | 7 | 29.813 |  | 29.813 | 0 | 0 | 0 | 0
29.05. | 8 | 29.813 |  | 29.813 | 0 | 0 | 0 | 0
29.05. | 9 | 29.813 |  | 29.813 | 0 | 0 | 0 | 0
29.05. | 10 | 29.813 |  | 29.813 | 0 | 0 | 0 | 0
29.05. | 11 | 29.813 |  | 29.813 | 0 | 0 | 0 | 0
29.05. | 12 | 29.813 |  | 29.813 | 0 | 0 | 0 | 0
29.05. | 13 | 29.813 |  | 29.813 | 0 | 0 | 0 | 0
29.05. | 14 | 29.813 |  | 29.813 | 0 | 0 | 0 | 0
29.05. | 15 | 29.813 |  | 29.813 | 0 | 0 | 0 | 0
29.05. | 16 | 29.813 |  | 29.813 | 0 | 0 | 0 | 0
29.05. | 17 | 29.813 |  | 29.813 | 0 | 0 | 0 | 0
29.05. | 18 | 29.813 |  | 29.813 | 0 | 0 | 0 | 0
29.05. | 19 | 29.813 |  | 29.813 | 0 | 0 | 0 | 0
29.05. | 20 | 29.813 |  | 29.813 | 0 | 0 | 0 | 0
29.05. | 21 | 29.813 |  | 29.813 | 0 | 0 | 0 | 0
29.05. | 22 | 29.813 |  | 29.813 | 0 | 0 | 0 | 0
29.05. | 23 | 29.813 |  | 29.813 | 0 | 0 | 0 | 0
29.05. | 24 | 29.813 |  | 29.813 | 0 | 0 | 0 | 0
30.05. | 1 | 29.813 |  | 29.813 | 0 | 0 | 0 | 0
30.05. | 2 | 29.813 |  | 29.813 | 0 | 0 | 0 | 0
30.05. | 3 | 29.813 |  | 29.813 | 0 | 0 | 0 | 0
30.05. | 4 | 29.813 |  | 29.813 | 0 | 0 | 0 | 0
30.05. | 5 | 29.813 |  | 29.813 | 0 | 0 | 0 | 0
30.05. | 6 | 29.813 |  | 29.813 | 0 | 0 | 0 | 0
30.05. | 7 | 29.813 |  | 29.813 | 0 | 0 | 0 | 0
30.05. | 8 | 29.813 |  | 29.813 | 0 | 0 | 0 | 0
30.05. | 9 | 29.813 |  | 29.813 | 0 | 0 | 0 | 0
30.05. | 10 | 29.813 |  | 29.813 | 0 | 0 | 0 | 0
30.05. | 11 | 29.813 |  | 29.813 | 0 | 0 | 0 | 0
30.05. | 12 | 29.813 |  | 29.813 | 0 | 0 | 0 | 0
30.05. | 13 | 29.813 |  | 29.813 | 0 | 0 | 0 | 0
30.05. | 14 | 29.813 |  | 29.813 | 0 | 0 | 0 | 0
30.05. | 15 | 29.813 |  | 29.813 | 0 | 0 | 0 | 0
30.05. | 16 | 29.813 |  | 29.813 | 0 | 0 | 0 | 0
30.05. | 17 | 29.813 |  | 29.813 | 0 | 0 | 0 | 0
30.05. | 18 | 29.813 |  | 29.813 | 0 | 0 | 0 | 0
30.05. | 19 | 29.813 |  | 29.813 | 0 | 0 | 0 | 0
30.05. | 20 | 29.813 |  | 29.813 | 0 | 0 | 0 | 0
30.05. | 21 | 29.813 |  | 29.813 | 0 | 0 | 0 | 0
30.05. | 22 | 29.813 |  | 29.813 | 0 | 0 | 0 | 0
30.05. | 23 | 29.813 |  | 29.813 | 0 | 0 | 0 | 0
30.05. | 24 | 29.813 |  | 29.813 | 0 | 0 | 0 | 0
31.05. | 1 | 29.813 |  | 29.813 | 0 | 0 | 0 | 0
31.05. | 2 | 29.813 |  | 29.813 | 0 | 0 | 0 | 0
31.05. | 3 | 29.813 |  | 29.813 | 0 | 0 | 0 | 0
31.05. | 4 | 29.813 |  | 29.813 | 0 | 0 | 0 | 0
31.05. | 5 | 29.813 |  | 29.813 | 0 | 0 | 0 | 0
31.05. | 6 | 29.813 |  | 29.813 | 0 | 0 | 0 | 0
31.05. | 7 | 29.813 |  | 29.813 | 0 | 0 | 0 | 0
31.05. | 8 | 29.813 |  | 29.813 | 0 | 0 | 0 | 0
31.05. | 9 | 29.813 |  | 29.813 | 0 | 0 | 0 | 0
31.05. | 10 | 29.813 |  | 29.813 | 0 | 0 | 0 | 0
31.05. | 11 | 29.813 |  | 29.813 | 0 | 0 | 0 | 0
31.05. | 12 | 29.813 |  | 29.813 | 0 | 0 | 0 | 0
31.05. | 13 | 29.813 |  | 29.813 | 0 | 0 | 0 | 0
31.05. | 14 | 29.813 |  | 29.813 | 0 | 0 | 0 | 0
31.05. | 15 | 29.813 |  | 29.813 | 0 | 0 | 0 | 0
31.05. | 16 | 29.813 |  | 29.813 | 0 | 0 | 0 | 0
31.05. | 17 | 29.813 |  | 29.813 | 0 | 0 | 0 | 0
31.05. | 18 | 29.813 |  | 29.813 | 0 | 0 | 0 | 0
31.05. | 19 | 29.813 |  | 29.813 | 0 | 0 | 0 | 0
31.05. | 20 | 29.813 |  | 29.813 | 0 | 0 | 0 | 0
31.05. | 21 | 29.813 |  | 29.813 | 0 | 0 | 0 | 0
31.05. | 22 | 29.813 |  | 29.813 | 0 | 0 | 0 | 0
31.05. | 23 | 29.813 |  | 29.813 | 0 | 0 | 0 | 0
31.05. | 24 | 29.813 |  | 29.813 | 0 | 0 | 0 | 0
01.06. | 1 | 29.813 |  | 29.813 | 0 | 0 | 0 | 0
01.06. | 2 | 29.813 |  | 29.813 | 0 | 0 | 0 | 0
01.06. | 3 | 29.813 |  | 29.813 | 0 | 0 | 0 | 0
01.06. | 4 | 29.813 |  | 29.813 | 0 | 0 | 0 | 0
01.06. | 5 | 29.813 |  | 29.813 | 0 | 0 | 0 | 0
01.06. | 6 | 29.813 |  | 29.813 | 0 | 0 | 0 | 0
01.06. | 7 | 29.813 |  | 29.813 | 0 | 0 | 0 | 0
01.06. | 8 | 29.813 |  | 29.813 | 0 | 0 | 0 | 0
01.06. | 9 | 29.813 |  | 29.813 | 0 | 0 | 0 | 0
01.06. | 10 | 29.813 |  | 29.813 | 0 | 0 | 0 | 0
01.06. | 11 | 29.813 |  | 29.813 | 0 | 0 | 0 | 0
01.06. | 12 | 29.813 |  | 29.813 | 0 | 0 | 0 | 0
01.06. | 13 | 29.813 |  | 29.813 | 0 | 0 | 0 | 0
01.06. | 14 | 29.813 |  | 29.813 | 0 | 0 | 0 | 0
01.06. | 15 | 29.813 |  | 29.813 | 0 | 0 | 0 | 0
01.06. | 16 | 29.813 |  | 29.813 | 0 | 0 | 0 | 0
01.06. | 17 | 29.813 |  | 29.813 | 0 | 0 | 0 | 0
01.06. | 18 | 29.813 |  | 29.813 | 0 | 0 | 0 | 0
01.06. | 19 | 29.813 |  | 29.813 | 0 | 0 | 0 | 0
01.06. | 20 | 29.813 |  | 29.813 | 0 | 0 | 0 | 0
01.06. | 21 | 29.813 |  | 29.813 | 0 | 0 | 0 | 0
01.06. | 22 | 29.813 |  | 29.813 | 0 | 0 | 0 | 0
01.06. | 23 | 29.813 |  | 29.813 | 0 | 0 | 0 | 0
01.06. | 24 | 29.813 |  | 29.813 | 0 | 0 | 0 | 0
02.06. | 1 | 29.813 |  | 29.813 | 0 | 0 | 0 | 0
02.06. | 2 | 29.813 |  | 29.813 | 0 | 0 | 0 | 0
02.06. | 3 | 29.813 |  | 29.813 | 0 | 0 | 0 | 0
02.06. | 4 | 29.813 |  | 29.813 | 0 | 0 | 0 | 0
02.06. | 5 | 29.813 |  | 29.813 | 0 | 0 | 0 | 0
02.06. | 6 | 29.813 |  | 29.813 | 0 | 0 | 0 | 0
02.06. | 7 | 29.813 |  | 29.813 | 0 | 0 | 0 | 0
02.06. | 8 | 29.813 |  | 29.813 | 0 | 0 | 0 | 0
02.06. | 9 | 29.813 |  | 29.813 | 0 | 0 | 0 | 0
02.06. | 10 | 29.813 |  | 29.813 | 0 | 0 | 0 | 0
02.06. | 11 | 29.813 |  | 29.813 | 0 | 0 | 0 | 0
02.06. | 12 | 29.813 |  | 29.813 | 0 | 0 | 0 | 0
02.06. | 13 | 29.813 |  | 29.813 | 0 | 0 | 0 | 0
02.06. | 14 | 29.813 |  | 29.813 | 0 | 0 | 0 | 0
02.06. | 15 | 29.813 |  | 29.813 | 0 | 0 | 0 | 0
02.06. | 16 | 29.813 |  | 29.813 | 0 | 0 | 0 | 0
02.06. | 17 | 29.813 |  | 29.813 | 0 | 0 | 0 | 0
02.06. | 18 | 29.813 |  | 29.813 | 0 | 0 | 0 | 0
02.06. | 19 | 29.813 |  | 29.813 | 0 | 0 | 0 | 0
02.06. | 20 | 29.813 |  | 29.813 | 0 | 0 | 0 | 0
02.06. | 21 | 29.813 |  | 29.813 | 0 | 0 | 0 | 0
02.06. | 22 | 29.813 |  | 29.813 | 0 | 0 | 0 | 0
02.06. | 23 | 29.813 |  | 29.813 | 0 | 0 | 0 | 0
02.06. | 24 | 29.813 |  | 29.813 | 0 | 0 | 0 | 0
03.06. | 1 | 29.813 |  | 29.813 | 0 | 0 | 0 | 0
03.06. | 2 | 29.813 |  | 29.813 | 0 | 0 | 0 | 0
03.06. | 3 | 29.813 |  | 29.813 | 0 | 0 | 0 | 0
03.06. | 4 | 29.813 |  | 29.813 | 0 | 0 | 0 | 0
03.06. | 5 | 29.813 |  | 29.813 | 0 | 0 | 0 | 0
03.06. | 6 | 29.813 |  | 29.813 | 0 | 0 | 0 | 0
03.06. | 7 | 29.813 |  | 29.813 | 0 | 0 | 0 | 0
03.06. | 8 | 29.813 |  | 29.813 | 0 | 0 | 0 | 0
03.06. | 9 | 29.813 |  | 29.813 | 0 | 0 | 0 | 0
03.06. | 10 | 29.813 |  | 29.813 | 0 | 0 | 0 | 0
03.06. | 11 | 29.813 |  | 29.813 | 0 | 0 | 0 | 0
03.06. | 12 | 29.813 |  | 29.813 | 0 | 0 | 0 | 0
03.06. | 13 | 29.813 |  | 29.813 | 0 | 0 | 0 | 0
03.06. | 14 | 29.813 |  | 29.813 | 0 | 0 | 0 | 0
03.06. | 15 | 29.813 |  | 29.813 | 0 | 0 | 0 | 0
03.06. | 16 | 29.813 |  | 29.813 | 0 | 0 | 0 | 0
03.06. | 17 | 29.813 |  | 29.813 | 0 | 0 | 0 | 0
03.06. | 18 | 29.813 |  | 29.813 | 0 | 0 | 0 | 0
03.06. | 19 | 29.813 |  | 29.813 | 0 | 0 | 0 | 0
03.06. | 20 | 29.813 |  | 29.813 | 0 | 0 | 0 | 0
03.06. | 21 | 29.813 |  | 29.813 | 0 | 0 | 0 | 0
03.06. | 22 | 29.813 |  | 29.813 | 0 | 0 | 0 | 0
03.06. | 23 | 29.813 |  | 29.813 | 0 | 0 | 0 | 0
03.06. | 24 | 29.813 |  | 29.813 | 0 | 0 | 0 | 0
04.06. | 1 | 29.813 |  | 29.813 | 0 | 0 | 0 | 0
04.06. | 2 | 29.813 |  | 29.813 | 0 | 0 | 0 | 0
04.06. | 3 | 29.813 |  | 29.813 | 0 | 0 | 0 | 0
04.06. | 4 | 29.813 |  | 29.813 | 0 | 0 | 0 | 0
04.06. | 5 | 29.813 |  | 29.813 | 0 | 0 | 0 | 0
04.06. | 6 | 29.813 |  | 29.813 | 0 | 0 | 0 | 0
04.06. | 7 | 29.813 |  | 29.813 | 0 | 0 | 0 | 0
04.06. | 8 | 29.813 |  | 29.813 | 0 | 0 | 0 | 0
04.06. | 9 | 29.813 |  | 29.813 | 0 | 0 | 0 | 0
04.06. | 10 | 29.813 |  | 29.813 | 0 | 0 | 0 | 0
04.06. | 11 | 29.813 |  | 29.813 | 0 | 0 | 0 | 0
04.06. | 12 | 29.813 |  | 29.813 | 0 | 0 | 0 | 0
04.06. | 13 | 29.813 |  | 29.813 | 0 | 0 | 0 | 0
04.06. | 14 | 29.813 |  | 29.813 | 0 | 0 | 0 | 0
04.06. | 15 | 29.813 |  | 29.813 | 0 | 0 | 0 | 0
04.06. | 16 | 29.813 |  | 29.813 | 0 | 0 | 0 | 0
04.06. | 17 | 29.813 |  | 29.813 | 0 | 0 | 0 | 0
04.06. | 18 | 29.813 |  | 29.813 | 0 | 0 | 0 | 0
04.06. | 19 | 29.813 |  | 29.813 | 0 | 0 | 0 | 0
04.06. | 20 | 29.813 |  | 29.813 | 0 | 0 | 0 | 0
04.06. | 21 | 29.813 |  | 29.813 | 0 | 0 | 0 | 0
04.06. | 22 | 29.813 |  | 29.813 | 0 | 0 | 0 | 0
04.06. | 23 | 29.813 |  | 29.813 | 0 | 0 | 0 | 0
04.06. | 24 | 29.813 |  | 29.813 | 0 | 0 | 0 | 0
05.06. | 1 | 29.813 |  | 29.813 | 0 | 0 | 0 | 0
05.06. | 2 | 29.813 |  | 29.813 | 0 | 0 | 0 | 0
05.06. | 3 | 29.813 |  | 29.813 | 0 | 0 | 0 | 0
05.06. | 4 | 29.813 |  | 29.813 | 0 | 0 | 0 | 0
05.06. | 5 | 29.813 |  | 29.813 | 0 | 0 | 0 | 0
05.06. | 6 | 29.813 |  | 29.813 | 0 | 0 | 0 | 0
05.06. | 7 | 29.813 |  | 29.813 | 0 | 0 | 0 | 0
05.06. | 8 | 29.813 |  | 29.813 | 0 | 0 | 0 | 0
05.06. | 9 | 29.813 |  | 29.813 | 0 | 0 | 0 | 0
05.06. | 10 | 29.813 |  | 29.813 | 0 | 0 | 0 | 0
05.06. | 11 | 29.813 |  | 29.813 | 0 | 0 | 0 | 0
05.06. | 12 | 29.813 |  | 29.813 | 0 | 0 | 0 | 0
05.06. | 13 | 29.813 |  | 29.813 | 0 | 0 | 0 | 0
05.06. | 14 | 29.813 |  | 29.813 | 0 | 0 | 0 | 0
05.06. | 15 | 29.813 |  | 29.813 | 0 | 0 | 0 | 0
05.06. | 16 | 29.813 |  | 29.813 | 0 | 0 | 0 | 0
05.06. | 17 | 29.813 |  | 29.813 | 0 | 0 | 0 | 0
05.06. | 18 | 29.813 |  | 29.813 | 0 | 0 | 0 | 0
05.06. | 19 | 29.813 |  | 29.813 | 0 | 0 | 0 | 0
05.06. | 20 | 29.813 |  | 29.813 | 0 | 0 | 0 | 0
05.06. | 21 | 29.813 |  | 29.813 | 0 | 0 | 0 | 0
05.06. | 22 | 29.813 |  | 29.813 | 0 | 0 | 0 | 0
05.06. | 23 | 29.813 |  | 29.813 | 0 | 0 | 0 | 0
05.06. | 24 | 29.813 |  | 29.813 | 0 | 0 | 0 | 0
06.06. | 1 | 29.813 |  | 29.813 | 0 | 0 | 0 | 0
06.06. | 2 | 29.813 |  | 29.813 | 0 | 0 | 0 | 0
06.06. | 3 | 29.813 |  | 29.813 | 0 | 0 | 0 | 0
06.06. | 4 | 29.813 |  | 29.813 | 0 | 0 | 0 | 0
06.06. | 5 | 29.813 |  | 29.813 | 0 | 0 | 0 | 0
06.06. | 6 | 29.813 |  | 29.813 | 0 | 0 | 0 | 0
06.06. | 7 | 29.813 |  | 29.813 | 0 | 0 | 0 | 0
06.06. | 8 | 29.813 |  | 29.813 | 0 | 0 | 0 | 0
06.06. | 9 | 29.813 |  | 29.813 | 0 | 0 | 0 | 0
06.06. | 10 | 29.813 |  | 29.813 | 0 | 0 | 0 | 0
06.06. | 11 | 29.813 |  | 29.813 | 0 | 0 | 0 | 0
06.06. | 12 | 29.813 |  | 29.813 | 0 | 0 | 0 | 0
06.06. | 13 | 29.813 |  | 29.813 | 0 | 0 | 0 | 0
06.06. | 14 | 29.813 |  | 29.813 | 0 | 0 | 0 | 0
06.06. | 15 | 29.813 |  | 29.813 | 0 | 0 | 0 | 0
06.06. | 16 | 29.813 |  | 29.813 | 0 | 0 | 0 | 0
06.06. | 17 | 29.813 |  | 29.813 | 0 | 0 | 0 | 0
06.06. | 18 | 29.813 |  | 29.813 | 0 | 0 | 0 | 0
06.06. | 19 | 29.813 |  | 29.813 | 0 | 0 | 0 | 0
06.06. | 20 | 29.813 |  | 29.813 | 0 | 0 | 0 | 0
06.06. | 21 | 29.813 |  | 29.813 | 0 | 0 | 0 | 0
06.06. | 22 | 29.813 |  | 29.813 | 0 | 0 | 0 | 0
06.06. | 23 | 29.813 |  | 29.813 | 0 | 0 | 0 | 0
06.06. | 24 | 29.813 |  | 29.813 | 0 | 0 | 0 | 0
07.06. | 1 | 29.813 |  | 29.813 | 0 | 0 | 0 | 0
07.06. | 2 | 29.813 |  | 29.813 | 0 | 0 | 0 | 0
07.06. | 3 | 29.813 |  | 29.813 | 0 | 0 | 0 | 0
07.06. | 4 | 29.813 |  | 29.813 | 0 | 0 | 0 | 0
07.06. | 5 | 29.813 |  | 29.813 | 0 | 0 | 0 | 0
07.06. | 6 | 29.813 |  | 29.813 | 0 | 0 | 0 | 0
07.06. | 7 | 29.813 |  | 29.813 | 0 | 0 | 0 | 0
07.06. | 8 | 29.813 |  | 29.813 | 0 | 0 | 0 | 0
07.06. | 9 | 29.813 |  | 29.813 | 0 | 0 | 0 | 0
07.06. | 10 | 29.813 |  | 29.813 | 0 | 0 | 0 | 0
07.06. | 11 | 29.813 |  | 29.813 | 0 | 0 | 0 | 0
07.06. | 12 | 29.813 |  | 29.813 | 0 | 0 | 0 | 0
07.06. | 13 | 29.813 |  | 29.813 | 0 | 0 | 0 | 0
07.06. | 14 | 29.813 |  | 29.813 | 0 | 0 | 0 | 0
07.06. | 15 | 29.813 |  | 29.813 | 0 | 0 | 0 | 0
07.06. | 16 | 29.813 |  | 29.813 | 0 | 0 | 0 | 0
07.06. | 17 | 29.813 |  | 29.813 | 0 | 0 | 0 | 0
07.06. | 18 | 29.813 |  | 29.813 | 0 | 0 | 0 | 0
07.06. | 19 | 29.813 |  | 29.813 | 0 | 0 | 0 | 0
07.06. | 20 | 29.813 |  | 29.813 | 0 | 0 | 0 | 0
07.06. | 21 | 29.813 |  | 29.813 | 0 | 0 | 0 | 0
07.06. | 22 | 29.813 |  | 29.813 | 0 | 0 | 0 | 0
07.06. | 23 | 29.813 |  | 29.813 | 0 | 0 | 0 | 0
07.06. | 24 | 29.813 |  | 29.813 | 0 | 0 | 0 | 0
08.06. | 1 | 29.813 |  | 29.813 | 0 | 0 | 0 | 0
08.06. | 2 | 29.813 |  | 29.813 | 0 | 0 | 0 | 0
08.06. | 3 | 29.813 |  | 29.813 | 0 | 0 | 0 | 0
08.06. | 4 | 29.813 |  | 29.813 | 0 | 0 | 0 | 0
08.06. | 5 | 29.813 |  | 29.813 | 0 | 0 | 0 | 0
08.06. | 6 | 29.813 |  | 29.813 | 0 | 0 | 0 | 0
08.06. | 7 | 29.813 |  | 29.813 | 0 | 0 | 0 | 0
08.06. | 8 | 29.813 |  | 29.813 | 0 | 0 | 0 | 0
08.06. | 9 | 29.813 |  | 29.813 | 0 | 0 | 0 | 0
08.06. | 10 | 29.813 |  | 29.813 | 0 | 0 | 0 | 0
08.06. | 11 | 29.813 |  | 29.813 | 0 | 0 | 0 | 0
08.06. | 12 | 29.813 |  | 29.813 | 0 | 0 | 0 | 0
08.06. | 13 | 29.813 |  | 29.813 | 0 | 0 | 0 | 0
08.06. | 14 | 29.813 |  | 29.813 | 0 | 0 | 0 | 0
08.06. | 15 | 29.813 |  | 29.813 | 0 | 0 | 0 | 0
08.06. | 16 | 29.813 |  | 29.813 | 0 | 0 | 0 | 0
08.06. | 17 | 29.813 |  | 29.813 | 0 | 0 | 0 | 0
08.06. | 18 | 29.813 |  | 29.813 | 0 | 0 | 0 | 0
08.06. | 19 | 29.813 |  | 29.813 | 0 | 0 | 0 | 0
08.06. | 20 | 29.813 |  | 29.813 | 0 | 0 | 0 | 0
08.06. | 21 | 29.813 |  | 29.813 | 0 | 0 | 0 | 0
08.06. | 22 | 29.813 |  | 29.813 | 0 | 0 | 0 | 0
08.06. | 23 | 29.813 |  | 29.813 | 0 | 0 | 0 | 0
08.06. | 24 | 29.813 |  | 29.813 | 0 | 0 | 0 | 0
09.06. | 1 | 29.813 |  | 29.813 | 0 | 0 | 0 | 0
09.06. | 2 | 29.813 |  | 29.813 | 0 | 0 | 0 | 0
09.06. | 3 | 29.813 |  | 29.813 | 0 | 0 | 0 | 0
09.06. | 4 | 29.813 |  | 29.813 | 0 | 0 | 0 | 0
09.06. | 5 | 29.813 |  | 29.813 | 0 | 0 | 0 | 0
09.06. | 6 | 29.813 |  | 29.813 | 0 | 0 | 0 | 0
09.06. | 7 | 29.813 |  | 29.813 | 0 | 0 | 0 | 0
09.06. | 8 | 29.813 |  | 29.813 | 0 | 0 | 0 | 0
09.06. | 9 | 29.813 |  | 29.813 | 0 | 0 | 0 | 0
09.06. | 10 | 29.813 |  | 29.813 | 0 | 0 | 0 | 0
09.06. | 11 | 29.813 |  | 29.813 | 0 | 0 | 0 | 0
09.06. | 12 | 29.813 |  | 29.813 | 0 | 0 | 0 | 0
09.06. | 13 | 29.813 |  | 29.813 | 0 | 0 | 0 | 0
09.06. | 14 | 29.813 |  | 29.813 | 0 | 0 | 0 | 0
09.06. | 15 | 29.813 |  | 29.813 | 0 | 0 | 0 | 0
09.06. | 16 | 29.813 |  | 29.813 | 0 | 0 | 0 | 0
09.06. | 17 | 29.813 |  | 29.813 | 0 | 0 | 0 | 0
09.06. | 18 | 29.813 |  | 29.813 | 0 | 0 | 0 | 0
09.06. | 19 | 29.813 |  | 29.813 | 0 | 0 | 0 | 0
09.06. | 20 | 29.813 |  | 29.813 | 0 | 0 | 0 | 0
09.06. | 21 | 29.813 |  | 29.813 | 0 | 0 | 0 | 0
09.06. | 22 | 29.813 |  | 29.813 | 0 | 0 | 0 | 0
09.06. | 23 | 29.813 |  | 29.813 | 0 | 0 | 0 | 0
09.06. | 24 | 29.813 |  | 29.813 | 0 | 0 | 0 | 0
10.06. | 1 | 29.813 |  | 29.813 | 0 | 0 | 0 | 0
10.06. | 2 | 29.813 |  | 29.813 | 0 | 0 | 0 | 0
10.06. | 3 | 29.813 |  | 29.813 | 0 | 0 | 0 | 0
10.06. | 4 | 29.813 |  | 29.813 | 0 | 0 | 0 | 0
10.06. | 5 | 29.813 |  | 29.813 | 0 | 0 | 0 | 0
10.06. | 6 | 29.813 |  | 29.813 | 0 | 0 | 0 | 0
10.06. | 7 | 29.813 |  | 29.813 | 0 | 0 | 0 | 0
10.06. | 8 | 29.813 |  | 29.813 | 0 | 0 | 0 | 0
10.06. | 9 | 29.813 |  | 29.813 | 0 | 0 | 0 | 0
10.06. | 10 | 29.813 |  | 29.813 | 0 | 0 | 0 | 0
10.06. | 11 | 29.813 |  | 29.813 | 0 | 0 | 0 | 0
10.06. | 12 | 29.813 |  | 29.813 | 0 | 0 | 0 | 0
10.06. | 13 | 29.813 |  | 29.813 | 0 | 0 | 0 | 0
10.06. | 14 | 29.813 |  | 29.813 | 0 | 0 | 0 | 0
10.06. | 15 | 29.813 |  | 29.813 | 0 | 0 | 0 | 0
10.06. | 16 | 29.813 |  | 29.813 | 0 | 0 | 0 | 0
10.06. | 17 | 29.813 |  | 29.813 | 0 | 0 | 0 | 0
10.06. | 18 | 29.813 |  | 29.813 | 0 | 0 | 0 | 0
10.06. | 19 | 29.813 |  | 29.813 | 0 | 0 | 0 | 0
10.06. | 20 | 29.813 |  | 29.813 | 0 | 0 | 0 | 0
10.06. | 21 | 29.813 |  | 29.813 | 0 | 0 | 0 | 0
10.06. | 22 | 29.813 |  | 29.813 | 0 | 0 | 0 | 0
10.06. | 23 | 29.813 |  | 29.813 | 0 | 0 | 0 | 0
10.06. | 24 | 29.813 |  | 29.813 | 0 | 0 | 0 | 0
11.06. | 1 | 29.813 |  | 29.813 | 0 | 0 | 0 | 0
11.06. | 2 | 29.813 |  | 29.813 | 0 | 0 | 0 | 0
11.06. | 3 | 29.813 |  | 29.813 | 0 | 0 | 0 | 0
11.06. | 4 | 29.813 |  | 29.813 | 0 | 0 | 0 | 0
11.06. | 5 | 29.813 |  | 29.813 | 0 | 0 | 0 | 0
11.06. | 6 | 29.813 |  | 29.813 | 0 | 0 | 0 | 0
11.06. | 7 | 29.813 |  | 29.813 | 0 | 0 | 0 | 0
11.06. | 8 | 29.813 |  | 29.813 | 0 | 0 | 0 | 0
11.06. | 9 | 29.813 |  | 29.813 | 0 | 0 | 0 | 0
11.06. | 10 | 29.813 |  | 29.813 | 0 | 0 | 0 | 0
11.06. | 11 | 29.813 |  | 29.813 | 0 | 0 | 0 | 0
11.06. | 12 | 29.813 |  | 29.813 | 0 | 0 | 0 | 0
11.06. | 13 | 29.813 |  | 29.813 | 0 | 0 | 0 | 0
11.06. | 14 | 29.813 |  | 29.813 | 0 | 0 | 0 | 0
11.06. | 15 | 29.813 |  | 29.813 | 0 | 0 | 0 | 0
11.06. | 16 | 29.813 |  | 29.813 | 0 | 0 | 0 | 0
11.06. | 17 | 29.813 |  | 29.813 | 0 | 0 | 0 | 0
11.06. | 18 | 29.813 |  | 29.813 | 0 | 0 | 0 | 0
11.06. | 19 | 29.813 |  | 29.813 | 0 | 0 | 0 | 0
11.06. | 20 | 29.813 |  | 29.813 | 0 | 0 | 0 | 0
11.06. | 21 | 29.813 |  | 29.813 | 0 | 0 | 0 | 0
11.06. | 22 | 29.813 |  | 29.813 | 0 | 0 | 0 | 0
11.06. | 23 | 29.813 |  | 29.813 | 0 | 0 | 0 | 0
11.06. | 24 | 29.813 |  | 29.813 | 0 | 0 | 0 | 0
12.06. | 1 | 29.813 |  | 29.813 | 0 | 0 | 0 | 0
12.06. | 2 | 29.813 |  | 29.813 | 0 | 0 | 0 | 0
12.06. | 3 | 29.813 |  | 29.813 | 0 | 0 | 0 | 0
12.06. | 4 | 29.813 |  | 29.813 | 0 | 0 | 0 | 0
12.06. | 5 | 29.813 |  | 29.813 | 0 | 0 | 0 | 0
12.06. | 6 | 29.813 |  | 29.813 | 0 | 0 | 0 | 0
12.06. | 7 | 29.813 |  | 29.813 | 0 | 0 | 0 | 0
12.06. | 8 | 29.813 |  | 29.813 | 0 | 0 | 0 | 0
12.06. | 9 | 29.813 |  | 29.813 | 0 | 0 | 0 | 0
12.06. | 10 | 29.813 |  | 29.813 | 0 | 0 | 0 | 0
12.06. | 11 | 29.813 |  | 29.813 | 0 | 0 | 0 | 0
12.06. | 12 | 29.813 |  | 29.813 | 0 | 0 | 0 | 0
12.06. | 13 | 29.813 |  | 29.813 | 0 | 0 | 0 | 0
12.06. | 14 | 29.813 |  | 29.813 | 0 | 0 | 0 | 0
12.06. | 15 | 29.813 |  | 29.813 | 0 | 0 | 0 | 0
12.06. | 16 | 29.813 |  | 29.813 | 0 | 0 | 0 | 0
12.06. | 17 | 29.813 |  | 29.813 | 0 | 0 | 0 | 0
12.06. | 18 | 29.813 |  | 29.813 | 0 | 0 | 0 | 0
12.06. | 19 | 29.813 |  | 29.813 | 0 | 0 | 0 | 0
12.06. | 20 | 29.813 |  | 29.813 | 0 | 0 | 0 | 0
12.06. | 21 | 29.813 |  | 29.813 | 0 | 0 | 0 | 0
12.06. | 22 | 29.813 |  | 29.813 | 0 | 0 | 0 | 0
12.06. | 23 | 29.813 |  | 29.813 | 0 | 0 | 0 | 0
12.06. | 24 | 29.813 |  | 29.813 | 0 | 0 | 0 | 0
13.06. | 1 | 29.813 |  | 29.813 | 0 | 0 | 0 | 0
13.06. | 2 | 29.813 |  | 29.813 | 0 | 0 | 0 | 0
13.06. | 3 | 29.813 |  | 29.813 | 0 | 0 | 0 | 0
13.06. | 4 | 29.813 |  | 29.813 | 0 | 0 | 0 | 0
13.06. | 5 | 29.813 |  | 29.813 | 0 | 0 | 0 | 0
13.06. | 6 | 29.813 |  | 29.813 | 0 | 0 | 0 | 0
13.06. | 7 | 29.813 |  | 29.813 | 0 | 0 | 0 | 0
13.06. | 8 | 29.813 |  | 29.813 | 0 | 0 | 0 | 0
13.06. | 9 | 29.813 |  | 29.813 | 0 | 0 | 0 | 0
13.06. | 10 | 29.813 |  | 29.813 | 0 | 0 | 0 | 0
13.06. | 11 | 29.813 |  | 29.813 | 0 | 0 | 0 | 0
13.06. | 12 | 29.813 |  | 29.813 | 0 | 0 | 0 | 0
13.06. | 13 | 29.813 |  | 29.813 | 0 | 0 | 0 | 0
13.06. | 14 | 29.813 |  | 29.813 | 0 | 0 | 0 | 0
13.06. | 15 | 29.813 |  | 29.813 | 0 | 0 | 0 | 0
13.06. | 16 | 29.813 |  | 29.813 | 0 | 0 | 0 | 0
13.06. | 17 | 29.813 |  | 29.813 | 0 | 0 | 0 | 0
13.06. | 18 | 29.813 |  | 29.813 | 0 | 0 | 0 | 0
13.06. | 19 | 29.813 |  | 29.813 | 0 | 0 | 0 | 0
13.06. | 20 | 29.813 |  | 29.813 | 0 | 0 | 0 | 0
13.06. | 21 | 29.813 |  | 29.813 | 0 | 0 | 0 | 0
13.06. | 22 | 29.813 |  | 29.813 | 0 | 0 | 0 | 0
13.06. | 23 | 29.813 |  | 29.813 | 0 | 0 | 0 | 0
13.06. | 24 | 29.813 |  | 29.813 | 0 | 0 | 0 | 0
14.06. | 1 | 29.813 |  | 29.813 | 0 | 0 | 0 | 0
14.06. | 2 | 29.813 |  | 29.813 | 0 | 0 | 0 | 0
14.06. | 3 | 29.813 |  | 29.813 | 0 | 0 | 0 | 0
14.06. | 4 | 29.813 |  | 29.813 | 0 | 0 | 0 | 0
14.06. | 5 | 29.813 |  | 29.813 | 0 | 0 | 0 | 0
14.06. | 6 | 29.813 |  | 29.813 | 0 | 0 | 0 | 0
14.06. | 7 | 29.813 |  | 29.813 | 0 | 0 | 0 | 0
14.06. | 8 | 29.813 |  | 29.813 | 0 | 0 | 0 | 0
14.06. | 9 | 29.813 |  | 29.813 | 0 | 0 | 0 | 0
14.06. | 10 | 29.813 |  | 29.813 | 0 | 0 | 0 | 0
14.06. | 11 | 29.813 |  | 29.813 | 0 | 0 | 0 | 0
14.06. | 12 | 29.813 |  | 29.813 | 0 | 0 | 0 | 0
14.06. | 13 | 29.813 |  | 29.813 | 0 | 0 | 0 | 0
14.06. | 14 | 29.813 |  | 29.813 | 0 | 0 | 0 | 0
14.06. | 15 | 29.813 |  | 29.813 | 0 | 0 | 0 | 0
14.06. | 16 | 29.813 |  | 29.813 | 0 | 0 | 0 | 0
14.06. | 17 | 29.813 |  | 29.813 | 0 | 0 | 0 | 0
14.06. | 18 | 29.813 |  | 29.813 | 0 | 0 | 0 | 0
14.06. | 19 | 29.813 |  | 29.813 | 0 | 0 | 0 | 0
14.06. | 20 | 29.813 |  | 29.813 | 0 | 0 | 0 | 0
14.06. | 21 | 29.813 |  | 29.813 | 0 | 0 | 0 | 0
14.06. | 22 | 29.813 |  | 29.813 | 0 | 0 | 0 | 0
14.06. | 23 | 29.813 |  | 29.813 | 0 | 0 | 0 | 0
14.06. | 24 | 29.813 |  | 29.813 | 0 | 0 | 0 | 0
15.06. | 1 | 29.813 |  | 29.813 | 0 | 0 | 0 | 0
15.06. | 2 | 29.813 |  | 29.813 | 0 | 0 | 0 | 0
15.06. | 3 | 29.813 |  | 29.813 | 0 | 0 | 0 | 0
15.06. | 4 | 29.813 |  | 29.813 | 0 | 0 | 0 | 0
15.06. | 5 | 29.813 |  | 29.813 | 0 | 0 | 0 | 0
15.06. | 6 | 29.813 |  | 29.813 | 0 | 0 | 0 | 0
15.06. | 7 | 29.813 |  | 29.813 | 0 | 0 | 0 | 0
15.06. | 8 | 29.813 |  | 29.813 | 0 | 0 | 0 | 0
15.06. | 9 | 29.813 |  | 29.813 | 0 | 0 | 0 | 0
15.06. | 10 | 29.813 |  | 29.813 | 0 | 0 | 0 | 0
15.06. | 11 | 29.813 |  | 29.813 | 0 | 0 | 0 | 0
15.06. | 12 | 29.813 |  | 29.813 | 0 | 0 | 0 | 0
15.06. | 13 | 29.813 |  | 29.813 | 0 | 0 | 0 | 0
15.06. | 14 | 29.813 |  | 29.813 | 0 | 0 | 0 | 0
15.06. | 15 | 29.813 |  | 29.813 | 0 | 0 | 0 | 0
15.06. | 16 | 29.813 |  | 29.813 | 0 | 0 | 0 | 0
15.06. | 17 | 29.813 |  | 29.813 | 0 | 0 | 0 | 0
15.06. | 18 | 29.813 |  | 29.813 | 0 | 0 | 0 | 0
15.06. | 19 | 29.813 |  | 29.813 | 0 | 0 | 0 | 0
15.06. | 20 | 29.813 |  | 29.813 | 0 | 0 | 0 | 0
15.06. | 21 | 29.813 |  | 29.813 | 0 | 0 | 0 | 0
15.06. | 22 | 29.813 |  | 29.813 | 0 | 0 | 0 | 0
15.06. | 23 | 29.813 |  | 29.813 | 0 | 0 | 0 | 0
15.06. | 24 | 29.813 |  | 29.813 | 0 | 0 | 0 | 0
16.06. | 1 | 29.813 |  | 29.813 | 0 | 0 | 0 | 0
16.06. | 2 | 29.813 |  | 29.813 | 0 | 0 | 0 | 0
16.06. | 3 | 29.813 |  | 29.813 | 0 | 0 | 0 | 0
16.06. | 4 | 29.813 |  | 29.813 | 0 | 0 | 0 | 0
16.06. | 5 | 29.813 |  | 29.813 | 0 | 0 | 0 | 0
16.06. | 6 | 29.813 |  | 29.813 | 0 | 0 | 0 | 0
16.06. | 7 | 29.813 |  | 29.813 | 0 | 0 | 0 | 0
16.06. | 8 | 29.813 |  | 29.813 | 0 | 0 | 0 | 0
16.06. | 9 | 29.813 |  | 29.813 | 0 | 0 | 0 | 0
16.06. | 10 | 29.813 |  | 29.813 | 0 | 0 | 0 | 0
16.06. | 11 | 29.813 |  | 29.813 | 0 | 0 | 0 | 0
16.06. | 12 | 29.813 |  | 29.813 | 0 | 0 | 0 | 0
16.06. | 13 | 29.813 |  | 29.813 | 0 | 0 | 0 | 0
16.06. | 14 | 29.813 |  | 29.813 | 0 | 0 | 0 | 0
16.06. | 15 | 29.813 |  | 29.813 | 0 | 0 | 0 | 0
16.06. | 16 | 29.813 |  | 29.813 | 0 | 0 | 0 | 0
16.06. | 17 | 29.813 |  | 29.813 | 0 | 0 | 0 | 0
16.06. | 18 | 29.813 |  | 29.813 | 0 | 0 | 0 | 0
16.06. | 19 | 29.813 |  | 29.813 | 0 | 0 | 0 | 0
16.06. | 20 | 29.813 |  | 29.813 | 0 | 0 | 0 | 0
16.06. | 21 | 29.813 |  | 29.813 | 0 | 0 | 0 | 0
16.06. | 22 | 29.813 |  | 29.813 | 0 | 0 | 0 | 0
16.06. | 23 | 29.813 |  | 29.813 | 0 | 0 | 0 | 0
16.06. | 24 | 29.813 |  | 29.813 | 0 | 0 | 0 | 0
17.06. | 1 | 29.813 |  | 29.813 | 0 | 0 | 0 | 0
17.06. | 2 | 29.813 |  | 29.813 | 0 | 0 | 0 | 0
17.06. | 3 | 29.813 |  | 29.813 | 0 | 0 | 0 | 0
17.06. | 4 | 29.813 |  | 29.813 | 0 | 0 | 0 | 0
17.06. | 5 | 29.813 |  | 29.813 | 0 | 0 | 0 | 0
17.06. | 6 | 29.813 |  | 29.813 | 0 | 0 | 0 | 0
17.06. | 7 | 29.813 |  | 29.813 | 0 | 0 | 0 | 0
17.06. | 8 | 29.813 |  | 29.813 | 0 | 0 | 0 | 0
17.06. | 9 | 29.813 |  | 29.813 | 0 | 0 | 0 | 0
17.06. | 10 | 29.813 |  | 29.813 | 0 | 0 | 0 | 0
17.06. | 11 | 29.813 |  | 29.813 | 0 | 0 | 0 | 0
17.06. | 12 | 29.813 |  | 29.813 | 0 | 0 | 0 | 0
17.06. | 13 | 29.813 |  | 29.813 | 0 | 0 | 0 | 0
17.06. | 14 | 29.813 |  | 29.813 | 0 | 0 | 0 | 0
17.06. | 15 | 29.813 |  | 29.813 | 0 | 0 | 0 | 0
17.06. | 16 | 29.813 |  | 29.813 | 0 | 0 | 0 | 0
17.06. | 17 | 29.813 |  | 29.813 | 0 | 0 | 0 | 0
17.06. | 18 | 29.813 |  | 29.813 | 0 | 0 | 0 | 0
17.06. | 19 | 29.813 |  | 29.813 | 0 | 0 | 0 | 0
17.06. | 20 | 29.813 |  | 29.813 | 0 | 0 | 0 | 0
17.06. | 21 | 29.813 |  | 29.813 | 0 | 0 | 0 | 0
17.06. | 22 | 29.813 |  | 29.813 | 0 | 0 | 0 | 0
17.06. | 23 | 29.813 |  | 29.813 | 0 | 0 | 0 | 0
17.06. | 24 | 29.813 |  | 29.813 | 0 | 0 | 0 | 0
18.06. | 1 | 29.813 |  | 29.813 | 0 | 0 | 0 | 0
18.06. | 2 | 29.813 |  | 29.813 | 0 | 0 | 0 | 0
18.06. | 3 | 29.813 |  | 29.813 | 0 | 0 | 0 | 0
18.06. | 4 | 29.813 |  | 29.813 | 0 | 0 | 0 | 0
18.06. | 5 | 29.813 |  | 29.813 | 0 | 0 | 0 | 0
18.06. | 6 | 29.813 |  | 29.813 | 0 | 0 | 0 | 0
18.06. | 7 | 29.813 |  | 29.813 | 0 | 0 | 0 | 0
18.06. | 8 | 29.813 |  | 29.813 | 0 | 0 | 0 | 0
18.06. | 9 | 29.813 |  | 29.813 | 0 | 0 | 0 | 0
18.06. | 10 | 29.813 |  | 29.813 | 0 | 0 | 0 | 0
18.06. | 11 | 29.813 |  | 29.813 | 0 | 0 | 0 | 0
18.06. | 12 | 29.813 |  | 29.813 | 0 | 0 | 0 | 0
18.06. | 13 | 29.813 |  | 29.813 | 0 | 0 | 0 | 0
18.06. | 14 | 29.813 |  | 29.813 | 0 | 0 | 0 | 0
18.06. | 15 | 29.813 |  | 29.813 | 0 | 0 | 0 | 0
18.06. | 16 | 29.813 |  | 29.813 | 0 | 0 | 0 | 0
18.06. | 17 | 29.813 |  | 29.813 | 0 | 0 | 0 | 0
18.06. | 18 | 29.813 |  | 29.813 | 0 | 0 | 0 | 0
18.06. | 19 | 29.813 |  | 29.813 | 0 | 0 | 0 | 0
18.06. | 20 | 29.813 |  | 29.813 | 0 | 0 | 0 | 0
18.06. | 21 | 29.813 |  | 29.813 | 0 | 0 | 0 | 0
18.06. | 22 | 29.813 |  | 29.813 | 0 | 0 | 0 | 0
18.06. | 23 | 29.813 |  | 29.813 | 0 | 0 | 0 | 0
18.06. | 24 | 29.813 |  | 29.813 | 0 | 0 | 0 | 0
19.06. | 1 | 29.813 |  | 29.813 | 0 | 0 | 0 | 0
19.06. | 2 | 29.813 |  | 29.813 | 0 | 0 | 0 | 0
19.06. | 3 | 29.813 |  | 29.813 | 0 | 0 | 0 | 0
19.06. | 4 | 29.813 |  | 29.813 | 0 | 0 | 0 | 0
19.06. | 5 | 29.813 |  | 29.813 | 0 | 0 | 0 | 0
19.06. | 6 | 29.813 |  | 29.813 | 0 | 0 | 0 | 0
19.06. | 7 | 29.813 |  | 29.813 | 0 | 0 | 0 | 0
19.06. | 8 | 29.813 |  | 29.813 | 0 | 0 | 0 | 0
19.06. | 9 | 29.813 |  | 29.813 | 0 | 0 | 0 | 0
19.06. | 10 | 29.813 |  | 29.813 | 0 | 0 | 0 | 0
19.06. | 11 | 29.813 |  | 29.813 | 0 | 0 | 0 | 0
19.06. | 12 | 29.813 |  | 29.813 | 0 | 0 | 0 | 0
19.06. | 13 | 29.813 |  | 29.813 | 0 | 0 | 0 | 0
19.06. | 14 | 29.813 |  | 29.813 | 0 | 0 | 0 | 0
19.06. | 15 | 29.813 |  | 29.813 | 0 | 0 | 0 | 0
19.06. | 16 | 29.813 |  | 29.813 | 0 | 0 | 0 | 0
19.06. | 17 | 29.813 |  | 29.813 | 0 | 0 | 0 | 0
19.06. | 18 | 29.813 |  | 29.813 | 0 | 0 | 0 | 0
19.06. | 19 | 29.813 |  | 29.813 | 0 | 0 | 0 | 0
19.06. | 20 | 29.813 |  | 29.813 | 0 | 0 | 0 | 0
19.06. | 21 | 29.813 |  | 29.813 | 0 | 0 | 0 | 0
19.06. | 22 | 29.813 |  | 29.813 | 0 | 0 | 0 | 0
19.06. | 23 | 29.813 |  | 29.813 | 0 | 0 | 0 | 0
19.06. | 24 | 29.813 |  | 29.813 | 0 | 0 | 0 | 0
20.06. | 1 | 29.813 |  | 29.813 | 0 | 0 | 0 | 0
20.06. | 2 | 29.813 |  | 29.813 | 0 | 0 | 0 | 0
20.06. | 3 | 29.813 |  | 29.813 | 0 | 0 | 0 | 0
20.06. | 4 | 29.813 |  | 29.813 | 0 | 0 | 0 | 0
20.06. | 5 | 29.813 |  | 29.813 | 0 | 0 | 0 | 0
20.06. | 6 | 29.813 |  | 29.813 | 0 | 0 | 0 | 0
20.06. | 7 | 29.813 |  | 29.813 | 0 | 0 | 0 | 0
20.06. | 8 | 29.813 |  | 29.813 | 0 | 0 | 0 | 0
20.06. | 9 | 29.813 |  | 29.813 | 0 | 0 | 0 | 0
20.06. | 10 | 29.813 |  | 29.813 | 0 | 0 | 0 | 0
20.06. | 11 | 29.813 |  | 29.813 | 0 | 0 | 0 | 0
20.06. | 12 | 29.813 |  | 29.813 | 0 | 0 | 0 | 0
20.06. | 13 | 29.813 |  | 29.813 | 0 | 0 | 0 | 0
20.06. | 14 | 29.813 |  | 29.813 | 0 | 0 | 0 | 0
20.06. | 15 | 29.813 |  | 29.813 | 0 | 0 | 0 | 0
20.06. | 16 | 29.813 |  | 29.813 | 0 | 0 | 0 | 0
20.06. | 17 | 29.813 |  | 29.813 | 0 | 0 | 0 | 0
20.06. | 18 | 29.813 |  | 29.813 | 0 | 0 | 0 | 0
20.06. | 19 | 29.813 |  | 29.813 | 0 | 0 | 0 | 0
20.06. | 20 | 29.813 |  | 29.813 | 0 | 0 | 0 | 0
20.06. | 21 | 29.813 |  | 29.813 | 0 | 0 | 0 | 0
20.06. | 22 | 29.813 |  | 29.813 | 0 | 0 | 0 | 0
20.06. | 23 | 29.813 |  | 29.813 | 0 | 0 | 0 | 0
20.06. | 24 | 29.813 |  | 29.813 | 0 | 0 | 0 | 0
21.06. | 1 | 29.813 |  | 29.813 | 0 | 0 | 0 | 0
21.06. | 2 | 29.813 |  | 29.813 | 0 | 0 | 0 | 0
21.06. | 3 | 29.813 |  | 29.813 | 0 | 0 | 0 | 0
21.06. | 4 | 29.813 |  | 29.813 | 0 | 0 | 0 | 0
21.06. | 5 | 29.813 |  | 29.813 | 0 | 0 | 0 | 0
21.06. | 6 | 29.813 |  | 29.813 | 0 | 0 | 0 | 0
21.06. | 7 | 29.813 |  | 29.813 | 0 | 0 | 0 | 0
21.06. | 8 | 29.813 |  | 29.813 | 0 | 0 | 0 | 0
21.06. | 9 | 29.813 |  | 29.813 | 0 | 0 | 0 | 0
21.06. | 10 | 29.813 |  | 29.813 | 0 | 0 | 0 | 0
21.06. | 11 | 29.813 |  | 29.813 | 0 | 0 | 0 | 0
21.06. | 12 | 29.813 |  | 29.813 | 0 | 0 | 0 | 0
21.06. | 13 | 29.813 |  | 29.813 | 0 | 0 | 0 | 0
21.06. | 14 | 29.813 |  | 29.813 | 0 | 0 | 0 | 0
21.06. | 15 | 29.813 |  | 29.813 | 0 | 0 | 0 | 0
21.06. | 16 | 29.813 |  | 29.813 | 0 | 0 | 0 | 0
21.06. | 17 | 29.813 |  | 29.813 | 0 | 0 | 0 | 0
21.06. | 18 | 29.813 |  | 29.813 | 0 | 0 | 0 | 0
21.06. | 19 | 29.813 |  | 29.813 | 0 | 0 | 0 | 0
21.06. | 20 | 29.813 |  | 29.813 | 0 | 0 | 0 | 0
21.06. | 21 | 29.813 |  | 29.813 | 0 | 0 | 0 | 0
21.06. | 22 | 29.813 |  | 29.813 | 0 | 0 | 0 | 0
21.06. | 23 | 29.813 |  | 29.813 | 0 | 0 | 0 | 0
21.06. | 24 | 29.813 |  | 29.813 | 0 | 0 | 0 | 0
22.06. | 1 | 29.813 |  | 29.813 | 0 | 0 | 0 | 0
22.06. | 2 | 29.813 |  | 29.813 | 0 | 0 | 0 | 0
22.06. | 3 | 29.813 |  | 29.813 | 0 | 0 | 0 | 0
22.06. | 4 | 29.813 |  | 29.813 | 0 | 0 | 0 | 0
22.06. | 5 | 29.813 |  | 29.813 | 0 | 0 | 0 | 0
22.06. | 6 | 29.813 |  | 29.813 | 0 | 0 | 0 | 0
22.06. | 7 | 29.813 |  | 29.813 | 0 | 0 | 0 | 0
22.06. | 8 | 29.813 |  | 29.813 | 0 | 0 | 0 | 0
22.06. | 9 | 29.813 |  | 29.813 | 0 | 0 | 0 | 0
22.06. | 10 | 29.813 |  | 29.813 | 0 | 0 | 0 | 0
22.06. | 11 | 29.813 |  | 29.813 | 0 | 0 | 0 | 0
22.06. | 12 | 29.813 |  | 29.813 | 0 | 0 | 0 | 0
22.06. | 13 | 29.813 |  | 29.813 | 0 | 0 | 0 | 0
22.06. | 14 | 29.813 |  | 29.813 | 0 | 0 | 0 | 0
22.06. | 15 | 29.813 |  | 29.813 | 0 | 0 | 0 | 0
22.06. | 16 | 29.813 |  | 29.813 | 0 | 0 | 0 | 0
22.06. | 17 | 29.813 |  | 29.813 | 0 | 0 | 0 | 0
22.06. | 18 | 29.813 |  | 29.813 | 0 | 0 | 0 | 0
22.06. | 19 | 29.813 |  | 29.813 | 0 | 0 | 0 | 0
22.06. | 20 | 29.813 |  | 29.813 | 0 | 0 | 0 | 0
22.06. | 21 | 29.813 |  | 29.813 | 0 | 0 | 0 | 0
22.06. | 22 | 29.813 |  | 29.813 | 0 | 0 | 0 | 0
22.06. | 23 | 29.813 |  | 29.813 | 0 | 0 | 0 | 0
22.06. | 24 | 29.813 |  | 29.813 | 0 | 0 | 0 | 0
23.06. | 1 | 29.813 |  | 29.813 | 0 | 0 | 0 | 0
23.06. | 2 | 29.813 |  | 29.813 | 0 | 0 | 0 | 0
23.06. | 3 | 29.813 |  | 29.813 | 0 | 0 | 0 | 0
23.06. | 4 | 29.813 |  | 29.813 | 0 | 0 | 0 | 0
23.06. | 5 | 29.813 |  | 29.813 | 0 | 0 | 0 | 0
23.06. | 6 | 29.813 |  | 29.813 | 0 | 0 | 0 | 0
23.06. | 7 | 29.813 |  | 29.813 | 0 | 0 | 0 | 0
23.06. | 8 | 29.813 |  | 29.813 | 0 | 0 | 0 | 0
23.06. | 9 | 29.813 |  | 29.813 | 0 | 0 | 0 | 0
23.06. | 10 | 29.813 |  | 29.813 | 0 | 0 | 0 | 0
23.06. | 11 | 29.813 |  | 29.813 | 0 | 0 | 0 | 0
23.06. | 12 | 29.813 |  | 29.813 | 0 | 0 | 0 | 0
23.06. | 13 | 29.813 |  | 29.813 | 0 | 0 | 0 | 0
23.06. | 14 | 29.813 |  | 29.813 | 0 | 0 | 0 | 0
23.06. | 15 | 29.813 |  | 29.813 | 0 | 0 | 0 | 0
23.06. | 16 | 29.813 |  | 29.813 | 0 | 0 | 0 | 0
23.06. | 17 | 29.813 |  | 29.813 | 0 | 0 | 0 | 0
23.06. | 18 | 29.813 |  | 29.813 | 0 | 0 | 0 | 0
23.06. | 19 | 29.813 |  | 29.813 | 0 | 0 | 0 | 0
23.06. | 20 | 29.813 |  | 29.813 | 0 | 0 | 0 | 0
23.06. | 21 | 29.813 |  | 29.813 | 0 | 0 | 0 | 0
23.06. | 22 | 29.813 |  | 29.813 | 0 | 0 | 0 | 0
23.06. | 23 | 29.813 |  | 29.813 | 0 | 0 | 0 | 0
23.06. | 24 | 29.813 |  | 29.813 | 0 | 0 | 0 | 0
24.06. | 1 | 29.813 |  | 29.813 | 0 | 0 | 0 | 0
24.06. | 2 | 29.813 |  | 29.813 | 0 | 0 | 0 | 0
24.06. | 3 | 29.813 |  | 29.813 | 0 | 0 | 0 | 0
24.06. | 4 | 29.813 |  | 29.813 | 0 | 0 | 0 | 0
24.06. | 5 | 29.813 |  | 29.813 | 0 | 0 | 0 | 0
24.06. | 6 | 29.813 |  | 29.813 | 0 | 0 | 0 | 0
24.06. | 7 | 29.813 |  | 29.813 | 0 | 0 | 0 | 0
24.06. | 8 | 29.813 |  | 29.813 | 0 | 0 | 0 | 0
24.06. | 9 | 29.813 |  | 29.813 | 0 | 0 | 0 | 0
24.06. | 10 | 29.813 |  | 29.813 | 0 | 0 | 0 | 0
24.06. | 11 | 29.813 |  | 29.813 | 0 | 0 | 0 | 0
24.06. | 12 | 29.813 |  | 29.813 | 0 | 0 | 0 | 0
24.06. | 13 | 29.813 |  | 29.813 | 0 | 0 | 0 | 0
24.06. | 14 | 29.813 |  | 29.813 | 0 | 0 | 0 | 0
24.06. | 15 | 29.813 |  | 29.813 | 0 | 0 | 0 | 0
24.06. | 16 | 29.813 |  | 29.813 | 0 | 0 | 0 | 0
24.06. | 17 | 29.813 |  | 29.813 | 0 | 0 | 0 | 0
24.06. | 18 | 29.813 |  | 29.813 | 0 | 0 | 0 | 0
24.06. | 19 | 29.813 |  | 29.813 | 0 | 0 | 0 | 0
24.06. | 20 | 29.813 |  | 29.813 | 0 | 0 | 0 | 0
24.06. | 21 | 29.813 |  | 29.813 | 0 | 0 | 0 | 0
24.06. | 22 | 29.813 |  | 29.813 | 0 | 0 | 0 | 0
24.06. | 23 | 29.813 |  | 29.813 | 0 | 0 | 0 | 0
24.06. | 24 | 29.813 |  | 29.813 | 0 | 0 | 0 | 0
25.06. | 1 | 29.813 |  | 29.813 | 0 | 0 | 0 | 0
25.06. | 2 | 29.813 |  | 29.813 | 0 | 0 | 0 | 0
25.06. | 3 | 29.813 |  | 29.813 | 0 | 0 | 0 | 0
25.06. | 4 | 29.813 |  | 29.813 | 0 | 0 | 0 | 0
25.06. | 5 | 29.813 |  | 29.813 | 0 | 0 | 0 | 0
25.06. | 6 | 29.813 |  | 29.813 | 0 | 0 | 0 | 0
25.06. | 7 | 29.813 |  | 29.813 | 0 | 0 | 0 | 0
25.06. | 8 | 29.813 |  | 29.813 | 0 | 0 | 0 | 0
25.06. | 9 | 29.813 |  | 29.813 | 0 | 0 | 0 | 0
25.06. | 10 | 29.813 |  | 29.813 | 0 | 0 | 0 | 0
25.06. | 11 | 29.813 |  | 29.813 | 0 | 0 | 0 | 0
25.06. | 12 | 29.813 |  | 29.813 | 0 | 0 | 0 | 0
25.06. | 13 | 29.813 |  | 29.813 | 0 | 0 | 0 | 0
25.06. | 14 | 29.813 |  | 29.813 | 0 | 0 | 0 | 0
25.06. | 15 | 29.813 |  | 29.813 | 0 | 0 | 0 | 0
25.06. | 16 | 29.813 |  | 29.813 | 0 | 0 | 0 | 0
25.06. | 17 | 29.813 |  | 29.813 | 0 | 0 | 0 | 0
25.06. | 18 | 29.813 |  | 29.813 | 0 | 0 | 0 | 0
25.06. | 19 | 29.813 |  | 29.813 | 0 | 0 | 0 | 0
25.06. | 20 | 29.813 |  | 29.813 | 0 | 0 | 0 | 0
25.06. | 21 | 29.813 |  | 29.813 | 0 | 0 | 0 | 0
25.06. | 22 | 29.813 |  | 29.813 | 0 | 0 | 0 | 0
25.06. | 23 | 29.813 |  | 29.813 | 0 | 0 | 0 | 0
25.06. | 24 | 29.813 |  | 29.813 | 0 | 0 | 0 | 0
26.06. | 1 | 29.813 |  | 29.813 | 0 | 0 | 0 | 0
26.06. | 2 | 29.813 |  | 29.813 | 0 | 0 | 0 | 0
26.06. | 3 | 29.813 |  | 29.813 | 0 | 0 | 0 | 0
26.06. | 4 | 29.813 |  | 29.813 | 0 | 0 | 0 | 0
26.06. | 5 | 29.813 |  | 29.813 | 0 | 0 | 0 | 0
26.06. | 6 | 29.813 |  | 29.813 | 0 | 0 | 0 | 0
26.06. | 7 | 29.813 |  | 29.813 | 0 | 0 | 0 | 0
26.06. | 8 | 29.813 |  | 29.813 | 0 | 0 | 0 | 0
26.06. | 9 | 29.813 |  | 29.813 | 0 | 0 | 0 | 0
26.06. | 10 | 29.813 |  | 29.813 | 0 | 0 | 0 | 0
26.06. | 11 | 29.813 |  | 29.813 | 0 | 0 | 0 | 0
26.06. | 12 | 29.813 |  | 29.813 | 0 | 0 | 0 | 0
26.06. | 13 | 29.813 |  | 29.813 | 0 | 0 | 0 | 0
26.06. | 14 | 29.813 |  | 29.813 | 0 | 0 | 0 | 0
26.06. | 15 | 29.813 |  | 29.813 | 0 | 0 | 0 | 0
26.06. | 16 | 29.813 |  | 29.813 | 0 | 0 | 0 | 0
26.06. | 17 | 29.813 |  | 29.813 | 0 | 0 | 0 | 0
26.06. | 18 | 29.813 |  | 29.813 | 0 | 0 | 0 | 0
26.06. | 19 | 29.813 |  | 29.813 | 0 | 0 | 0 | 0
26.06. | 20 | 29.813 |  | 29.813 | 0 | 0 | 0 | 0
26.06. | 21 | 29.813 |  | 29.813 | 0 | 0 | 0 | 0
26.06. | 22 | 29.813 |  | 29.813 | 0 | 0 | 0 | 0
26.06. | 23 | 29.813 |  | 29.813 | 0 | 0 | 0 | 0
26.06. | 24 | 29.813 |  | 29.813 | 0 | 0 | 0 | 0
27.06. | 1 | 29.813 |  | 29.813 | 0 | 0 | 0 | 0
27.06. | 2 | 29.813 |  | 29.813 | 0 | 0 | 0 | 0
27.06. | 3 | 29.813 |  | 29.813 | 0 | 0 | 0 | 0
27.06. | 4 | 29.813 |  | 29.813 | 0 | 0 | 0 | 0
27.06. | 5 | 29.813 |  | 29.813 | 0 | 0 | 0 | 0
27.06. | 6 | 29.813 |  | 29.813 | 0 | 0 | 0 | 0
27.06. | 7 | 29.813 |  | 29.813 | 0 | 0 | 0 | 0
27.06. | 8 | 29.813 |  | 29.813 | 0 | 0 | 0 | 0
27.06. | 9 | 29.813 |  | 29.813 | 0 | 0 | 0 | 0
27.06. | 10 | 29.813 |  | 29.813 | 0 | 0 | 0 | 0
27.06. | 11 | 29.813 |  | 29.813 | 0 | 0 | 0 | 0
27.06. | 12 | 29.813 |  | 29.813 | 0 | 0 | 0 | 0
27.06. | 13 | 29.813 |  | 29.813 | 0 | 0 | 0 | 0
27.06. | 14 | 29.813 |  | 29.813 | 0 | 0 | 0 | 0
27.06. | 15 | 29.813 |  | 29.813 | 0 | 0 | 0 | 0
27.06. | 16 | 29.813 |  | 29.813 | 0 | 0 | 0 | 0
27.06. | 17 | 29.813 |  | 29.813 | 0 | 0 | 0 | 0
27.06. | 18 | 29.813 |  | 29.813 | 0 | 0 | 0 | 0
27.06. | 19 | 29.813 |  | 29.813 | 0 | 0 | 0 | 0
27.06. | 20 | 29.813 |  | 29.813 | 0 | 0 | 0 | 0
27.06. | 21 | 29.813 |  | 29.813 | 0 | 0 | 0 | 0
27.06. | 22 | 29.813 |  | 29.813 | 0 | 0 | 0 | 0
27.06. | 23 | 29.813 |  | 29.813 | 0 | 0 | 0 | 0
27.06. | 24 | 29.813 |  | 29.813 | 0 | 0 | 0 | 0
28.06. | 1 | 29.813 |  | 29.813 | 0 | 0 | 0 | 0
28.06. | 2 | 29.813 |  | 29.813 | 0 | 0 | 0 | 0
28.06. | 3 | 29.813 |  | 29.813 | 0 | 0 | 0 | 0
28.06. | 4 | 29.813 |  | 29.813 | 0 | 0 | 0 | 0
28.06. | 5 | 29.813 |  | 29.813 | 0 | 0 | 0 | 0
28.06. | 6 | 29.813 |  | 29.813 | 0 | 0 | 0 | 0
28.06. | 7 | 29.813 |  | 29.813 | 0 | 0 | 0 | 0
28.06. | 8 | 29.813 |  | 29.813 | 0 | 0 | 0 | 0
28.06. | 9 | 29.813 |  | 29.813 | 0 | 0 | 0 | 0
28.06. | 10 | 29.813 |  | 29.813 | 0 | 0 | 0 | 0
28.06. | 11 | 29.813 |  | 29.813 | 0 | 0 | 0 | 0
28.06. | 12 | 29.813 |  | 29.813 | 0 | 0 | 0 | 0
28.06. | 13 | 29.813 |  | 29.813 | 0 | 0 | 0 | 0
28.06. | 14 | 29.813 |  | 29.813 | 0 | 0 | 0 | 0
28.06. | 15 | 29.813 |  | 29.813 | 0 | 0 | 0 | 0
28.06. | 16 | 29.813 |  | 29.813 | 0 | 0 | 0 | 0
28.06. | 17 | 29.813 |  | 29.813 | 0 | 0 | 0 | 0
28.06. | 18 | 29.813 |  | 29.813 | 0 | 0 | 0 | 0
28.06. | 19 | 29.813 |  | 29.813 | 0 | 0 | 0 | 0
28.06. | 20 | 29.813 |  | 29.813 | 0 | 0 | 0 | 0
28.06. | 21 | 29.813 |  | 29.813 | 0 | 0 | 0 | 0
28.06. | 22 | 29.813 |  | 29.813 | 0 | 0 | 0 | 0
28.06. | 23 | 29.813 |  | 29.813 | 0 | 0 | 0 | 0
28.06. | 24 | 29.813 |  | 29.813 | 0 | 0 | 0 | 0
29.06. | 1 | 29.813 |  | 29.813 | 0 | 0 | 0 | 0
29.06. | 2 | 29.813 |  | 29.813 | 0 | 0 | 0 | 0
29.06. | 3 | 29.813 |  | 29.813 | 0 | 0 | 0 | 0
29.06. | 4 | 29.813 |  | 29.813 | 0 | 0 | 0 | 0
29.06. | 5 | 29.813 |  | 29.813 | 0 | 0 | 0 | 0
29.06. | 6 | 29.813 |  | 29.813 | 0 | 0 | 0 | 0
29.06. | 7 | 29.813 |  | 29.813 | 0 | 0 | 0 | 0
29.06. | 8 | 29.813 |  | 29.813 | 0 | 0 | 0 | 0
29.06. | 9 | 29.813 |  | 29.813 | 0 | 0 | 0 | 0
29.06. | 10 | 29.813 |  | 29.813 | 0 | 0 | 0 | 0
29.06. | 11 | 29.813 |  | 29.813 | 0 | 0 | 0 | 0
29.06. | 12 | 29.813 |  | 29.813 | 0 | 0 | 0 | 0
29.06. | 13 | 29.813 |  | 29.813 | 0 | 0 | 0 | 0
29.06. | 14 | 29.813 |  | 29.813 | 0 | 0 | 0 | 0
29.06. | 15 | 29.813 |  | 29.813 | 0 | 0 | 0 | 0
29.06. | 16 | 29.813 |  | 29.813 | 0 | 0 | 0 | 0
29.06. | 17 | 29.813 |  | 29.813 | 0 | 0 | 0 | 0
29.06. | 18 | 29.813 |  | 29.813 | 0 | 0 | 0 | 0
29.06. | 19 | 29.813 |  | 29.813 | 0 | 0 | 0 | 0
29.06. | 20 | 29.813 |  | 29.813 | 0 | 0 | 0 | 0
29.06. | 21 | 29.813 |  | 29.813 | 0 | 0 | 0 | 0
29.06. | 22 | 29.813 |  | 29.813 | 0 | 0 | 0 | 0
29.06. | 23 | 29.813 |  | 29.813 | 0 | 0 | 0 | 0
29.06. | 24 | 29.813 |  | 29.813 | 0 | 0 | 0 | 0
30.06. | 1 | 29.813 |  | 29.813 | 0 | 0 | 0 | 0
30.06. | 2 | 29.813 |  | 29.813 | 0 | 0 | 0 | 0
30.06. | 3 | 29.813 |  | 29.813 | 0 | 0 | 0 | 0
30.06. | 4 | 29.813 |  | 29.813 | 0 | 0 | 0 | 0
30.06. | 5 | 29.813 |  | 29.813 | 0 | 0 | 0 | 0
30.06. | 6 | 29.813 |  | 29.813 | 0 | 0 | 0 | 0
30.06. | 7 | 29.813 |  | 29.813 | 0 | 0 | 0 | 0
30.06. | 8 | 29.813 |  | 29.813 | 0 | 0 | 0 | 0
30.06. | 9 | 29.813 |  | 29.813 | 0 | 0 | 0 | 0
30.06. | 10 | 29.813 |  | 29.813 | 0 | 0 | 0 | 0
30.06. | 11 | 29.813 |  | 29.813 | 0 | 0 | 0 | 0
30.06. | 12 | 29.813 |  | 29.813 | 0 | 0 | 0 | 0
30.06. | 13 | 29.813 |  | 29.813 | 0 | 0 | 0 | 0
30.06. | 14 | 29.813 |  | 29.813 | 0 | 0 | 0 | 0
30.06. | 15 | 29.813 |  | 29.813 | 0 | 0 | 0 | 0
30.06. | 16 | 29.813 |  | 29.813 | 0 | 0 | 0 | 0
30.06. | 17 | 29.813 |  | 29.813 | 0 | 0 | 0 | 0
30.06. | 18 | 29.813 |  | 29.813 | 0 | 0 | 0 | 0
30.06. | 19 | 29.813 |  | 29.813 | 0 | 0 | 0 | 0
30.06. | 20 | 29.813 |  | 29.813 | 0 | 0 | 0 | 0
30.06. | 21 | 29.813 |  | 29.813 | 0 | 0 | 0 | 0
30.06. | 22 | 29.813 |  | 29.813 | 0 | 0 | 0 | 0
30.06. | 23 | 29.813 |  | 29.813 | 0 | 0 | 0 | 0
30.06. | 24 | 29.813 |  | 29.813 | 0 | 0 | 0 | 0
01.07. | 1 | 29.813 |  | 29.813 | 0 | 0 | 0 | 0
01.07. | 2 | 29.813 |  | 29.813 | 0 | 0 | 0 | 0
01.07. | 3 | 29.813 |  | 29.813 | 0 | 0 | 0 | 0
01.07. | 4 | 29.813 |  | 29.813 | 0 | 0 | 0 | 0
01.07. | 5 | 29.813 |  | 29.813 | 0 | 0 | 0 | 0
01.07. | 6 | 29.813 |  | 29.813 | 0 | 0 | 0 | 0
01.07. | 7 | 29.813 |  | 29.813 | 0 | 0 | 0 | 0
01.07. | 8 | 29.813 |  | 29.813 | 0 | 0 | 0 | 0
01.07. | 9 | 29.813 |  | 29.813 | 0 | 0 | 0 | 0
01.07. | 10 | 29.813 |  | 29.813 | 0 | 0 | 0 | 0
01.07. | 11 | 29.813 |  | 29.813 | 0 | 0 | 0 | 0
01.07. | 12 | 29.813 |  | 29.813 | 0 | 0 | 0 | 0
01.07. | 13 | 29.813 |  | 29.813 | 0 | 0 | 0 | 0
01.07. | 14 | 29.813 |  | 29.813 | 0 | 0 | 0 | 0
01.07. | 15 | 29.813 |  | 29.813 | 0 | 0 | 0 | 0
01.07. | 16 | 29.813 |  | 29.813 | 0 | 0 | 0 | 0
01.07. | 17 | 29.813 |  | 29.813 | 0 | 0 | 0 | 0
01.07. | 18 | 29.813 |  | 29.813 | 0 | 0 | 0 | 0
01.07. | 19 | 29.813 |  | 29.813 | 0 | 0 | 0 | 0
01.07. | 20 | 29.813 |  | 29.813 | 0 | 0 | 0 | 0
01.07. | 21 | 29.813 |  | 29.813 | 0 | 0 | 0 | 0
01.07. | 22 | 29.813 |  | 29.813 | 0 | 0 | 0 | 0
01.07. | 23 | 29.813 |  | 29.813 | 0 | 0 | 0 | 0
01.07. | 24 | 29.813 |  | 29.813 | 0 | 0 | 0 | 0
02.07. | 1 | 29.813 |  | 29.813 | 0 | 0 | 0 | 0
02.07. | 2 | 29.813 |  | 29.813 | 0 | 0 | 0 | 0
02.07. | 3 | 29.813 |  | 29.813 | 0 | 0 | 0 | 0
02.07. | 4 | 29.813 |  | 29.813 | 0 | 0 | 0 | 0
02.07. | 5 | 29.813 |  | 29.813 | 0 | 0 | 0 | 0
02.07. | 6 | 29.813 |  | 29.813 | 0 | 0 | 0 | 0
02.07. | 7 | 29.813 |  | 29.813 | 0 | 0 | 0 | 0
02.07. | 8 | 29.813 |  | 29.813 | 0 | 0 | 0 | 0
02.07. | 9 | 29.813 |  | 29.813 | 0 | 0 | 0 | 0
02.07. | 10 | 29.813 |  | 29.813 | 0 | 0 | 0 | 0
02.07. | 11 | 29.813 |  | 29.813 | 0 | 0 | 0 | 0
02.07. | 12 | 29.813 |  | 29.813 | 0 | 0 | 0 | 0
02.07. | 13 | 29.813 |  | 29.813 | 0 | 0 | 0 | 0
02.07. | 14 | 29.813 |  | 29.813 | 0 | 0 | 0 | 0
02.07. | 15 | 29.813 |  | 29.813 | 0 | 0 | 0 | 0
02.07. | 16 | 29.813 |  | 29.813 | 0 | 0 | 0 | 0
02.07. | 17 | 29.813 |  | 29.813 | 0 | 0 | 0 | 0
02.07. | 18 | 29.813 |  | 29.813 | 0 | 0 | 0 | 0
02.07. | 19 | 29.813 |  | 29.813 | 0 | 0 | 0 | 0
02.07. | 20 | 29.813 |  | 29.813 | 0 | 0 | 0 | 0
02.07. | 21 | 29.813 |  | 29.813 | 0 | 0 | 0 | 0
02.07. | 22 | 29.813 |  | 29.813 | 0 | 0 | 0 | 0
02.07. | 23 | 29.813 |  | 29.813 | 0 | 0 | 0 | 0
02.07. | 24 | 29.813 |  | 29.813 | 0 | 0 | 0 | 0
03.07. | 1 | 29.813 |  | 29.813 | 0 | 0 | 0 | 0
03.07. | 2 | 29.813 |  | 29.813 | 0 | 0 | 0 | 0
03.07. | 3 | 29.813 |  | 29.813 | 0 | 0 | 0 | 0
03.07. | 4 | 29.813 |  | 29.813 | 0 | 0 | 0 | 0
03.07. | 5 | 29.813 |  | 29.813 | 0 | 0 | 0 | 0
03.07. | 6 | 29.813 |  | 29.813 | 0 | 0 | 0 | 0
03.07. | 7 | 29.813 |  | 29.813 | 0 | 0 | 0 | 0
03.07. | 8 | 29.813 |  | 29.813 | 0 | 0 | 0 | 0
03.07. | 9 | 29.813 |  | 29.813 | 0 | 0 | 0 | 0
03.07. | 10 | 29.813 |  | 29.813 | 0 | 0 | 0 | 0
03.07. | 11 | 29.813 |  | 29.813 | 0 | 0 | 0 | 0
03.07. | 12 | 29.813 |  | 29.813 | 0 | 0 | 0 | 0
03.07. | 13 | 29.813 |  | 29.813 | 0 | 0 | 0 | 0
03.07. | 14 | 29.813 |  | 29.813 | 0 | 0 | 0 | 0
03.07. | 15 | 29.813 |  | 29.813 | 0 | 0 | 0 | 0
03.07. | 16 | 29.813 |  | 29.813 | 0 | 0 | 0 | 0
03.07. | 17 | 29.813 |  | 29.813 | 0 | 0 | 0 | 0
03.07. | 18 | 29.813 |  | 29.813 | 0 | 0 | 0 | 0
03.07. | 19 | 29.813 |  | 29.813 | 0 | 0 | 0 | 0
03.07. | 20 | 29.813 |  | 29.813 | 0 | 0 | 0 | 0
03.07. | 21 | 29.813 |  | 29.813 | 0 | 0 | 0 | 0
03.07. | 22 | 29.813 |  | 29.813 | 0 | 0 | 0 | 0
03.07. | 23 | 29.813 |  | 29.813 | 0 | 0 | 0 | 0
03.07. | 24 | 29.813 |  | 29.813 | 0 | 0 | 0 | 0
04.07. | 1 | 29.813 |  | 29.813 | 0 | 0 | 0 | 0
04.07. | 2 | 29.813 |  | 29.813 | 0 | 0 | 0 | 0
04.07. | 3 | 29.813 |  | 29.813 | 0 | 0 | 0 | 0
04.07. | 4 | 29.813 |  | 29.813 | 0 | 0 | 0 | 0
04.07. | 5 | 29.813 |  | 29.813 | 0 | 0 | 0 | 0
04.07. | 6 | 29.813 |  | 29.813 | 0 | 0 | 0 | 0
04.07. | 7 | 29.813 |  | 29.813 | 0 | 0 | 0 | 0
04.07. | 8 | 29.813 |  | 29.813 | 0 | 0 | 0 | 0
04.07. | 9 | 29.813 |  | 29.813 | 0 | 0 | 0 | 0
04.07. | 10 | 29.813 |  | 29.813 | 0 | 0 | 0 | 0
04.07. | 11 | 29.813 |  | 29.813 | 0 | 0 | 0 | 0
04.07. | 12 | 29.813 |  | 29.813 | 0 | 0 | 0 | 0
04.07. | 13 | 29.813 |  | 29.813 | 0 | 0 | 0 | 0
04.07. | 14 | 29.813 |  | 29.813 | 0 | 0 | 0 | 0
04.07. | 15 | 29.813 |  | 29.813 | 0 | 0 | 0 | 0
04.07. | 16 | 29.813 |  | 29.813 | 0 | 0 | 0 | 0
04.07. | 17 | 29.813 |  | 29.813 | 0 | 0 | 0 | 0
04.07. | 18 | 29.813 |  | 29.813 | 0 | 0 | 0 | 0
04.07. | 19 | 29.813 |  | 29.813 | 0 | 0 | 0 | 0
04.07. | 20 | 29.813 |  | 29.813 | 0 | 0 | 0 | 0
04.07. | 21 | 29.813 |  | 29.813 | 0 | 0 | 0 | 0
04.07. | 22 | 29.813 |  | 29.813 | 0 | 0 | 0 | 0
04.07. | 23 | 29.813 |  | 29.813 | 0 | 0 | 0 | 0
04.07. | 24 | 29.813 |  | 29.813 | 0 | 0 | 0 | 0
05.07. | 1 | 29.813 |  | 29.813 | 0 | 0 | 0 | 0
05.07. | 2 | 29.813 |  | 29.813 | 0 | 0 | 0 | 0
05.07. | 3 | 29.813 |  | 29.813 | 0 | 0 | 0 | 0
05.07. | 4 | 29.813 |  | 29.813 | 0 | 0 | 0 | 0
05.07. | 5 | 29.813 |  | 29.813 | 0 | 0 | 0 | 0
05.07. | 6 | 29.813 |  | 29.813 | 0 | 0 | 0 | 0
05.07. | 7 | 29.813 |  | 29.813 | 0 | 0 | 0 | 0
05.07. | 8 | 29.813 |  | 29.813 | 0 | 0 | 0 | 0
05.07. | 9 | 29.813 |  | 29.813 | 0 | 0 | 0 | 0
05.07. | 10 | 29.813 |  | 29.813 | 0 | 0 | 0 | 0
05.07. | 11 | 29.813 |  | 29.813 | 0 | 0 | 0 | 0
05.07. | 12 | 29.813 |  | 29.813 | 0 | 0 | 0 | 0
05.07. | 13 | 29.813 |  | 29.813 | 0 | 0 | 0 | 0
05.07. | 14 | 29.813 |  | 29.813 | 0 | 0 | 0 | 0
05.07. | 15 | 29.813 |  | 29.813 | 0 | 0 | 0 | 0
05.07. | 16 | 29.813 |  | 29.813 | 0 | 0 | 0 | 0
05.07. | 17 | 29.813 |  | 29.813 | 0 | 0 | 0 | 0
05.07. | 18 | 29.813 |  | 29.813 | 0 | 0 | 0 | 0
05.07. | 19 | 29.813 |  | 29.813 | 0 | 0 | 0 | 0
05.07. | 20 | 29.813 |  | 29.813 | 0 | 0 | 0 | 0
05.07. | 21 | 29.813 |  | 29.813 | 0 | 0 | 0 | 0
05.07. | 22 | 29.813 |  | 29.813 | 0 | 0 | 0 | 0
05.07. | 23 | 29.813 |  | 29.813 | 0 | 0 | 0 | 0
05.07. | 24 | 29.813 |  | 29.813 | 0 | 0 | 0 | 0
06.07. | 1 | 29.813 |  | 29.813 | 0 | 0 | 0 | 0
06.07. | 2 | 29.813 |  | 29.813 | 0 | 0 | 0 | 0
06.07. | 3 | 29.813 |  | 29.813 | 0 | 0 | 0 | 0
06.07. | 4 | 29.813 |  | 29.813 | 0 | 0 | 0 | 0
06.07. | 5 | 29.813 |  | 29.813 | 0 | 0 | 0 | 0
06.07. | 6 | 29.813 |  | 29.813 | 0 | 0 | 0 | 0
06.07. | 7 | 29.813 |  | 29.813 | 0 | 0 | 0 | 0
06.07. | 8 | 29.813 |  | 29.813 | 0 | 0 | 0 | 0
06.07. | 9 | 29.813 |  | 29.813 | 0 | 0 | 0 | 0
06.07. | 10 | 29.813 |  | 29.813 | 0 | 0 | 0 | 0
06.07. | 11 | 29.813 |  | 29.813 | 0 | 0 | 0 | 0
06.07. | 12 | 29.813 |  | 29.813 | 0 | 0 | 0 | 0
06.07. | 13 | 29.813 |  | 29.813 | 0 | 0 | 0 | 0
06.07. | 14 | 29.813 |  | 29.813 | 0 | 0 | 0 | 0
06.07. | 15 | 29.813 |  | 29.813 | 0 | 0 | 0 | 0
06.07. | 16 | 29.813 |  | 29.813 | 0 | 0 | 0 | 0
06.07. | 17 | 29.813 |  | 29.813 | 0 | 0 | 0 | 0
06.07. | 18 | 29.813 |  | 29.813 | 0 | 0 | 0 | 0
06.07. | 19 | 29.813 |  | 29.813 | 0 | 0 | 0 | 0
06.07. | 20 | 29.813 |  | 29.813 | 0 | 0 | 0 | 0
06.07. | 21 | 29.813 |  | 29.813 | 0 | 0 | 0 | 0
06.07. | 22 | 29.813 |  | 29.813 | 0 | 0 | 0 | 0
06.07. | 23 | 29.813 |  | 29.813 | 0 | 0 | 0 | 0
06.07. | 24 | 29.813 |  | 29.813 | 0 | 0 | 0 | 0
07.07. | 1 | 29.813 |  | 29.813 | 0 | 0 | 0 | 0
07.07. | 2 | 29.813 |  | 29.813 | 0 | 0 | 0 | 0
07.07. | 3 | 29.813 |  | 29.813 | 0 | 0 | 0 | 0
07.07. | 4 | 29.813 |  | 29.813 | 0 | 0 | 0 | 0
07.07. | 5 | 29.813 |  | 29.813 | 0 | 0 | 0 | 0
07.07. | 6 | 29.813 |  | 29.813 | 0 | 0 | 0 | 0
07.07. | 7 | 29.813 |  | 29.813 | 0 | 0 | 0 | 0
07.07. | 8 | 29.813 |  | 29.813 | 0 | 0 | 0 | 0
07.07. | 9 | 29.813 |  | 29.813 | 0 | 0 | 0 | 0
07.07. | 10 | 29.813 |  | 29.813 | 0 | 0 | 0 | 0
07.07. | 11 | 29.813 |  | 29.813 | 0 | 0 | 0 | 0
07.07. | 12 | 29.813 |  | 29.813 | 0 | 0 | 0 | 0
07.07. | 13 | 29.813 |  | 29.813 | 0 | 0 | 0 | 0
07.07. | 14 | 29.813 |  | 29.813 | 0 | 0 | 0 | 0
07.07. | 15 | 29.813 |  | 29.813 | 0 | 0 | 0 | 0
07.07. | 16 | 29.813 |  | 29.813 | 0 | 0 | 0 | 0
07.07. | 17 | 29.813 |  | 29.813 | 0 | 0 | 0 | 0
07.07. | 18 | 29.813 |  | 29.813 | 0 | 0 | 0 | 0
07.07. | 19 | 29.813 |  | 29.813 | 0 | 0 | 0 | 0
07.07. | 20 | 29.813 |  | 29.813 | 0 | 0 | 0 | 0
07.07. | 21 | 29.813 |  | 29.813 | 0 | 0 | 0 | 0
07.07. | 22 | 29.813 |  | 29.813 | 0 | 0 | 0 | 0
07.07. | 23 | 29.813 |  | 29.813 | 0 | 0 | 0 | 0
07.07. | 24 | 29.813 |  | 29.813 | 0 | 0 | 0 | 0
08.07. | 1 | 29.813 |  | 29.813 | 0 | 0 | 0 | 0
08.07. | 2 | 29.813 |  | 29.813 | 0 | 0 | 0 | 0
08.07. | 3 | 29.813 |  | 29.813 | 0 | 0 | 0 | 0
08.07. | 4 | 29.813 |  | 29.813 | 0 | 0 | 0 | 0
08.07. | 5 | 29.813 |  | 29.813 | 0 | 0 | 0 | 0
08.07. | 6 | 29.813 |  | 29.813 | 0 | 0 | 0 | 0
08.07. | 7 | 29.813 |  | 29.813 | 0 | 0 | 0 | 0
08.07. | 8 | 29.813 |  | 29.813 | 0 | 0 | 0 | 0
08.07. | 9 | 29.813 |  | 29.813 | 0 | 0 | 0 | 0
08.07. | 10 | 29.813 |  | 29.813 | 0 | 0 | 0 | 0
08.07. | 11 | 29.813 |  | 29.813 | 0 | 0 | 0 | 0
08.07. | 12 | 29.813 |  | 29.813 | 0 | 0 | 0 | 0
08.07. | 13 | 29.813 |  | 29.813 | 0 | 0 | 0 | 0
08.07. | 14 | 29.813 |  | 29.813 | 0 | 0 | 0 | 0
08.07. | 15 | 29.813 |  | 29.813 | 0 | 0 | 0 | 0
08.07. | 16 | 29.813 |  | 29.813 | 0 | 0 | 0 | 0
08.07. | 17 | 29.813 |  | 29.813 | 0 | 0 | 0 | 0
08.07. | 18 | 29.813 |  | 29.813 | 0 | 0 | 0 | 0
08.07. | 19 | 29.813 |  | 29.813 | 0 | 0 | 0 | 0
08.07. | 20 | 29.813 |  | 29.813 | 0 | 0 | 0 | 0
08.07. | 21 | 29.813 |  | 29.813 | 0 | 0 | 0 | 0
08.07. | 22 | 29.813 |  | 29.813 | 0 | 0 | 0 | 0
08.07. | 23 | 29.813 |  | 29.813 | 0 | 0 | 0 | 0
08.07. | 24 | 29.813 |  | 29.813 | 0 | 0 | 0 | 0
09.07. | 1 | 29.813 |  | 29.813 | 0 | 0 | 0 | 0
09.07. | 2 | 29.813 |  | 29.813 | 0 | 0 | 0 | 0
09.07. | 3 | 29.813 |  | 29.813 | 0 | 0 | 0 | 0
09.07. | 4 | 29.813 |  | 29.813 | 0 | 0 | 0 | 0
09.07. | 5 | 29.813 |  | 29.813 | 0 | 0 | 0 | 0
09.07. | 6 | 29.813 |  | 29.813 | 0 | 0 | 0 | 0
09.07. | 7 | 29.813 |  | 29.813 | 0 | 0 | 0 | 0
09.07. | 8 | 29.813 |  | 29.813 | 0 | 0 | 0 | 0
09.07. | 9 | 29.813 |  | 29.813 | 0 | 0 | 0 | 0
09.07. | 10 | 29.813 |  | 29.813 | 0 | 0 | 0 | 0
09.07. | 11 | 29.813 |  | 29.813 | 0 | 0 | 0 | 0
09.07. | 12 | 29.813 |  | 29.813 | 0 | 0 | 0 | 0
09.07. | 13 | 29.813 |  | 29.813 | 0 | 0 | 0 | 0
09.07. | 14 | 29.813 |  | 29.813 | 0 | 0 | 0 | 0
09.07. | 15 | 29.813 |  | 29.813 | 0 | 0 | 0 | 0
09.07. | 16 | 29.813 |  | 29.813 | 0 | 0 | 0 | 0
09.07. | 17 | 29.813 |  | 29.813 | 0 | 0 | 0 | 0
09.07. | 18 | 29.813 |  | 29.813 | 0 | 0 | 0 | 0
09.07. | 19 | 29.813 |  | 29.813 | 0 | 0 | 0 | 0
09.07. | 20 | 29.813 |  | 29.813 | 0 | 0 | 0 | 0
09.07. | 21 | 29.813 |  | 29.813 | 0 | 0 | 0 | 0
09.07. | 22 | 29.813 |  | 29.813 | 0 | 0 | 0 | 0
09.07. | 23 | 29.813 |  | 29.813 | 0 | 0 | 0 | 0
09.07. | 24 | 29.813 |  | 29.813 | 0 | 0 | 0 | 0
10.07. | 1 | 29.813 |  | 29.813 | 0 | 0 | 0 | 0
10.07. | 2 | 29.813 |  | 29.813 | 0 | 0 | 0 | 0
10.07. | 3 | 29.813 |  | 29.813 | 0 | 0 | 0 | 0
10.07. | 4 | 29.813 |  | 29.813 | 0 | 0 | 0 | 0
10.07. | 5 | 29.813 |  | 29.813 | 0 | 0 | 0 | 0
10.07. | 6 | 29.813 |  | 29.813 | 0 | 0 | 0 | 0
10.07. | 7 | 29.813 |  | 29.813 | 0 | 0 | 0 | 0
10.07. | 8 | 29.813 |  | 29.813 | 0 | 0 | 0 | 0
10.07. | 9 | 29.813 |  | 29.813 | 0 | 0 | 0 | 0
10.07. | 10 | 29.813 |  | 29.813 | 0 | 0 | 0 | 0
10.07. | 11 | 29.813 |  | 29.813 | 0 | 0 | 0 | 0
10.07. | 12 | 29.813 |  | 29.813 | 0 | 0 | 0 | 0
10.07. | 13 | 29.813 |  | 29.813 | 0 | 0 | 0 | 0
10.07. | 14 | 29.813 |  | 29.813 | 0 | 0 | 0 | 0
10.07. | 15 | 29.813 |  | 29.813 | 0 | 0 | 0 | 0
10.07. | 16 | 29.813 |  | 29.813 | 0 | 0 | 0 | 0
10.07. | 17 | 29.813 |  | 29.813 | 0 | 0 | 0 | 0
10.07. | 18 | 29.813 |  | 29.813 | 0 | 0 | 0 | 0
10.07. | 19 | 29.813 |  | 29.813 | 0 | 0 | 0 | 0
10.07. | 20 | 29.813 |  | 29.813 | 0 | 0 | 0 | 0
10.07. | 21 | 29.813 |  | 29.813 | 0 | 0 | 0 | 0
10.07. | 22 | 29.813 |  | 29.813 | 0 | 0 | 0 | 0
10.07. | 23 | 29.813 |  | 29.813 | 0 | 0 | 0 | 0
10.07. | 24 | 29.813 |  | 29.813 | 0 | 0 | 0 | 0
11.07. | 1 | 29.813 |  | 29.813 | 0 | 0 | 0 | 0
11.07. | 2 | 29.813 |  | 29.813 | 0 | 0 | 0 | 0
11.07. | 3 | 29.813 |  | 29.813 | 0 | 0 | 0 | 0
11.07. | 4 | 29.813 |  | 29.813 | 0 | 0 | 0 | 0
11.07. | 5 | 29.813 |  | 29.813 | 0 | 0 | 0 | 0
11.07. | 6 | 29.813 |  | 29.813 | 0 | 0 | 0 | 0
11.07. | 7 | 29.813 |  | 29.813 | 0 | 0 | 0 | 0
11.07. | 8 | 29.813 |  | 29.813 | 0 | 0 | 0 | 0
11.07. | 9 | 29.813 |  | 29.813 | 0 | 0 | 0 | 0
11.07. | 10 | 29.813 |  | 29.813 | 0 | 0 | 0 | 0
11.07. | 11 | 29.813 |  | 29.813 | 0 | 0 | 0 | 0
11.07. | 12 | 29.813 |  | 29.813 | 0 | 0 | 0 | 0
11.07. | 13 | 29.813 |  | 29.813 | 0 | 0 | 0 | 0
11.07. | 14 | 29.813 |  | 29.813 | 0 | 0 | 0 | 0
11.07. | 15 | 29.813 |  | 29.813 | 0 | 0 | 0 | 0
11.07. | 16 | 29.813 |  | 29.813 | 0 | 0 | 0 | 0
11.07. | 17 | 29.813 |  | 29.813 | 0 | 0 | 0 | 0
11.07. | 18 | 29.813 |  | 29.813 | 0 | 0 | 0 | 0
11.07. | 19 | 29.813 |  | 29.813 | 0 | 0 | 0 | 0
11.07. | 20 | 29.813 |  | 29.813 | 0 | 0 | 0 | 0
11.07. | 21 | 29.813 |  | 29.813 | 0 | 0 | 0 | 0
11.07. | 22 | 29.813 |  | 29.813 | 0 | 0 | 0 | 0
11.07. | 23 | 29.813 |  | 29.813 | 0 | 0 | 0 | 0
11.07. | 24 | 29.813 |  | 29.813 | 0 | 0 | 0 | 0
12.07. | 1 | 29.813 |  | 29.813 | 0 | 0 | 0 | 0
12.07. | 2 | 29.813 |  | 29.813 | 0 | 0 | 0 | 0
12.07. | 3 | 29.813 |  | 29.813 | 0 | 0 | 0 | 0
12.07. | 4 | 29.813 |  | 29.813 | 0 | 0 | 0 | 0
12.07. | 5 | 29.813 |  | 29.813 | 0 | 0 | 0 | 0
12.07. | 6 | 29.813 |  | 29.813 | 0 | 0 | 0 | 0
12.07. | 7 | 29.813 |  | 29.813 | 0 | 0 | 0 | 0
12.07. | 8 | 29.813 |  | 29.813 | 0 | 0 | 0 | 0
12.07. | 9 | 29.813 |  | 29.813 | 0 | 0 | 0 | 0
12.07. | 10 | 29.813 |  | 29.813 | 0 | 0 | 0 | 0
12.07. | 11 | 29.813 |  | 29.813 | 0 | 0 | 0 | 0
12.07. | 12 | 29.813 |  | 29.813 | 0 | 0 | 0 | 0
12.07. | 13 | 29.813 |  | 29.813 | 0 | 0 | 0 | 0
12.07. | 14 | 29.813 |  | 29.813 | 0 | 0 | 0 | 0
12.07. | 15 | 29.813 |  | 29.813 | 0 | 0 | 0 | 0
12.07. | 16 | 29.813 |  | 29.813 | 0 | 0 | 0 | 0
12.07. | 17 | 29.813 |  | 29.813 | 0 | 0 | 0 | 0
12.07. | 18 | 29.813 |  | 29.813 | 0 | 0 | 0 | 0
12.07. | 19 | 29.813 |  | 29.813 | 0 | 0 | 0 | 0
12.07. | 20 | 29.813 |  | 29.813 | 0 | 0 | 0 | 0
12.07. | 21 | 29.813 |  | 29.813 | 0 | 0 | 0 | 0
12.07. | 22 | 29.813 |  | 29.813 | 0 | 0 | 0 | 0
12.07. | 23 | 29.813 |  | 29.813 | 0 | 0 | 0 | 0
12.07. | 24 | 29.813 |  | 29.813 | 0 | 0 | 0 | 0
13.07. | 1 | 29.813 |  | 29.813 | 0 | 0 | 0 | 0
13.07. | 2 | 29.813 |  | 29.813 | 0 | 0 | 0 | 0
13.07. | 3 | 29.813 |  | 29.813 | 0 | 0 | 0 | 0
13.07. | 4 | 29.813 |  | 29.813 | 0 | 0 | 0 | 0
13.07. | 5 | 29.813 |  | 29.813 | 0 | 0 | 0 | 0
13.07. | 6 | 29.813 |  | 29.813 | 0 | 0 | 0 | 0
13.07. | 7 | 29.813 |  | 29.813 | 0 | 0 | 0 | 0
13.07. | 8 | 29.813 |  | 29.813 | 0 | 0 | 0 | 0
13.07. | 9 | 29.813 |  | 29.813 | 0 | 0 | 0 | 0
13.07. | 10 | 29.813 |  | 29.813 | 0 | 0 | 0 | 0
13.07. | 11 | 29.813 |  | 29.813 | 0 | 0 | 0 | 0
13.07. | 12 | 29.813 |  | 29.813 | 0 | 0 | 0 | 0
13.07. | 13 | 29.813 |  | 29.813 | 0 | 0 | 0 | 0
13.07. | 14 | 29.813 |  | 29.813 | 0 | 0 | 0 | 0
13.07. | 15 | 29.813 |  | 29.813 | 0 | 0 | 0 | 0
13.07. | 16 | 29.813 |  | 29.813 | 0 | 0 | 0 | 0
13.07. | 17 | 29.813 |  | 29.813 | 0 | 0 | 0 | 0
13.07. | 18 | 29.813 |  | 29.813 | 0 | 0 | 0 | 0
13.07. | 19 | 29.813 |  | 29.813 | 0 | 0 | 0 | 0
13.07. | 20 | 29.813 |  | 29.813 | 0 | 0 | 0 | 0
13.07. | 21 | 29.813 |  | 29.813 | 0 | 0 | 0 | 0
13.07. | 22 | 29.813 |  | 29.813 | 0 | 0 | 0 | 0
13.07. | 23 | 29.813 |  | 29.813 | 0 | 0 | 0 | 0
13.07. | 24 | 29.813 |  | 29.813 | 0 | 0 | 0 | 0
14.07. | 1 | 29.813 |  | 29.813 | 0 | 0 | 0 | 0
14.07. | 2 | 29.813 |  | 29.813 | 0 | 0 | 0 | 0
14.07. | 3 | 29.813 |  | 29.813 | 0 | 0 | 0 | 0
14.07. | 4 | 29.813 |  | 29.813 | 0 | 0 | 0 | 0
14.07. | 5 | 29.813 |  | 29.813 | 0 | 0 | 0 | 0
14.07. | 6 | 29.813 |  | 29.813 | 0 | 0 | 0 | 0
14.07. | 7 | 29.813 |  | 29.813 | 0 | 0 | 0 | 0
14.07. | 8 | 29.813 |  | 29.813 | 0 | 0 | 0 | 0
14.07. | 9 | 29.813 |  | 29.813 | 0 | 0 | 0 | 0
14.07. | 10 | 29.813 |  | 29.813 | 0 | 0 | 0 | 0
14.07. | 11 | 29.813 |  | 29.813 | 0 | 0 | 0 | 0
14.07. | 12 | 29.813 |  | 29.813 | 0 | 0 | 0 | 0
14.07. | 13 | 29.813 |  | 29.813 | 0 | 0 | 0 | 0
14.07. | 14 | 29.813 |  | 29.813 | 0 | 0 | 0 | 0
14.07. | 15 | 29.813 |  | 29.813 | 0 | 0 | 0 | 0
14.07. | 16 | 29.813 |  | 29.813 | 0 | 0 | 0 | 0
14.07. | 17 | 29.813 |  | 29.813 | 0 | 0 | 0 | 0
14.07. | 18 | 29.813 |  | 29.813 | 0 | 0 | 0 | 0
14.07. | 19 | 29.813 |  | 29.813 | 0 | 0 | 0 | 0
14.07. | 20 | 29.813 |  | 29.813 | 0 | 0 | 0 | 0
14.07. | 21 | 29.813 |  | 29.813 | 0 | 0 | 0 | 0
14.07. | 22 | 29.813 |  | 29.813 | 0 | 0 | 0 | 0
14.07. | 23 | 29.813 |  | 29.813 | 0 | 0 | 0 | 0
14.07. | 24 | 29.813 |  | 29.813 | 0 | 0 | 0 | 0
15.07. | 1 | 29.813 |  | 29.813 | 0 | 0 | 0 | 0
15.07. | 2 | 29.813 |  | 29.813 | 0 | 0 | 0 | 0
15.07. | 3 | 29.813 |  | 29.813 | 0 | 0 | 0 | 0
15.07. | 4 | 29.813 |  | 29.813 | 0 | 0 | 0 | 0
15.07. | 5 | 29.813 |  | 29.813 | 0 | 0 | 0 | 0
15.07. | 6 | 29.813 |  | 29.813 | 0 | 0 | 0 | 0
15.07. | 7 | 29.813 |  | 29.813 | 0 | 0 | 0 | 0
15.07. | 8 | 29.813 |  | 29.813 | 0 | 0 | 0 | 0
15.07. | 9 | 29.813 |  | 29.813 | 0 | 0 | 0 | 0
15.07. | 10 | 29.813 |  | 29.813 | 0 | 0 | 0 | 0
15.07. | 11 | 29.813 |  | 29.813 | 0 | 0 | 0 | 0
15.07. | 12 | 29.813 |  | 29.813 | 0 | 0 | 0 | 0
15.07. | 13 | 29.813 |  | 29.813 | 0 | 0 | 0 | 0
15.07. | 14 | 29.813 |  | 29.813 | 0 | 0 | 0 | 0
15.07. | 15 | 29.813 |  | 29.813 | 0 | 0 | 0 | 0
15.07. | 16 | 29.813 |  | 29.813 | 0 | 0 | 0 | 0
15.07. | 17 | 29.813 |  | 29.813 | 0 | 0 | 0 | 0
15.07. | 18 | 29.813 |  | 29.813 | 0 | 0 | 0 | 0
15.07. | 19 | 29.813 |  | 29.813 | 0 | 0 | 0 | 0
15.07. | 20 | 29.813 |  | 29.813 | 0 | 0 | 0 | 0
15.07. | 21 | 29.813 |  | 29.813 | 0 | 0 | 0 | 0
15.07. | 22 | 29.813 |  | 29.813 | 0 | 0 | 0 | 0
15.07. | 23 | 29.813 |  | 29.813 | 0 | 0 | 0 | 0
15.07. | 24 | 29.813 |  | 29.813 | 0 | 0 | 0 | 0
16.07. | 1 | 29.813 |  | 29.813 | 0 | 0 | 0 | 0
16.07. | 2 | 29.813 |  | 29.813 | 0 | 0 | 0 | 0
16.07. | 3 | 29.813 |  | 29.813 | 0 | 0 | 0 | 0
16.07. | 4 | 29.813 |  | 29.813 | 0 | 0 | 0 | 0
16.07. | 5 | 29.813 |  | 29.813 | 0 | 0 | 0 | 0
16.07. | 6 | 29.813 |  | 29.813 | 0 | 0 | 0 | 0
16.07. | 7 | 29.813 |  | 29.813 | 0 | 0 | 0 | 0
16.07. | 8 | 29.813 |  | 29.813 | 0 | 0 | 0 | 0
16.07. | 9 | 29.813 |  | 29.813 | 0 | 0 | 0 | 0
16.07. | 10 | 29.813 |  | 29.813 | 0 | 0 | 0 | 0
16.07. | 11 | 29.813 |  | 29.813 | 0 | 0 | 0 | 0
16.07. | 12 | 29.813 |  | 29.813 | 0 | 0 | 0 | 0
16.07. | 13 | 29.813 |  | 29.813 | 0 | 0 | 0 | 0
16.07. | 14 | 29.813 |  | 29.813 | 0 | 0 | 0 | 0
16.07. | 15 | 29.813 |  | 29.813 | 0 | 0 | 0 | 0
16.07. | 16 | 29.813 |  | 29.813 | 0 | 0 | 0 | 0
16.07. | 17 | 29.813 |  | 29.813 | 0 | 0 | 0 | 0
16.07. | 18 | 29.813 |  | 29.813 | 0 | 0 | 0 | 0
16.07. | 19 | 29.813 |  | 29.813 | 0 | 0 | 0 | 0
16.07. | 20 | 29.813 |  | 29.813 | 0 | 0 | 0 | 0
16.07. | 21 | 29.813 |  | 29.813 | 0 | 0 | 0 | 0
16.07. | 22 | 29.813 |  | 29.813 | 0 | 0 | 0 | 0
16.07. | 23 | 29.813 |  | 29.813 | 0 | 0 | 0 | 0
16.07. | 24 | 29.813 |  | 29.813 | 0 | 0 | 0 | 0
17.07. | 1 | 29.813 |  | 29.813 | 0 | 0 | 0 | 0
17.07. | 2 | 29.813 |  | 29.813 | 0 | 0 | 0 | 0
17.07. | 3 | 29.813 |  | 29.813 | 0 | 0 | 0 | 0
17.07. | 4 | 29.813 |  | 29.813 | 0 | 0 | 0 | 0
17.07. | 5 | 29.813 |  | 29.813 | 0 | 0 | 0 | 0
17.07. | 6 | 29.813 |  | 29.813 | 0 | 0 | 0 | 0
17.07. | 7 | 29.813 |  | 29.813 | 0 | 0 | 0 | 0
17.07. | 8 | 29.813 |  | 29.813 | 0 | 0 | 0 | 0
17.07. | 9 | 29.813 |  | 29.813 | 0 | 0 | 0 | 0
17.07. | 10 | 29.813 |  | 29.813 | 0 | 0 | 0 | 0
17.07. | 11 | 29.813 |  | 29.813 | 0 | 0 | 0 | 0
17.07. | 12 | 29.813 |  | 29.813 | 0 | 0 | 0 | 0
17.07. | 13 | 29.813 |  | 29.813 | 0 | 0 | 0 | 0
17.07. | 14 | 29.813 |  | 29.813 | 0 | 0 | 0 | 0
17.07. | 15 | 29.813 |  | 29.813 | 0 | 0 | 0 | 0
17.07. | 16 | 29.813 |  | 29.813 | 0 | 0 | 0 | 0
17.07. | 17 | 29.813 |  | 29.813 | 0 | 0 | 0 | 0
17.07. | 18 | 29.813 |  | 29.813 | 0 | 0 | 0 | 0
17.07. | 19 | 29.813 |  | 29.813 | 0 | 0 | 0 | 0
17.07. | 20 | 29.813 |  | 29.813 | 0 | 0 | 0 | 0
17.07. | 21 | 29.813 |  | 29.813 | 0 | 0 | 0 | 0
17.07. | 22 | 29.813 |  | 29.813 | 0 | 0 | 0 | 0
17.07. | 23 | 29.813 |  | 29.813 | 0 | 0 | 0 | 0
17.07. | 24 | 29.813 |  | 29.813 | 0 | 0 | 0 | 0
18.07. | 1 | 29.813 |  | 29.813 | 0 | 0 | 0 | 0
18.07. | 2 | 29.813 |  | 29.813 | 0 | 0 | 0 | 0
18.07. | 3 | 29.813 |  | 29.813 | 0 | 0 | 0 | 0
18.07. | 4 | 29.813 |  | 29.813 | 0 | 0 | 0 | 0
18.07. | 5 | 29.813 |  | 29.813 | 0 | 0 | 0 | 0
18.07. | 6 | 29.813 |  | 29.813 | 0 | 0 | 0 | 0
18.07. | 7 | 29.813 |  | 29.813 | 0 | 0 | 0 | 0
18.07. | 8 | 29.813 |  | 29.813 | 0 | 0 | 0 | 0
18.07. | 9 | 29.813 |  | 29.813 | 0 | 0 | 0 | 0
18.07. | 10 | 29.813 |  | 29.813 | 0 | 0 | 0 | 0
18.07. | 11 | 29.813 |  | 29.813 | 0 | 0 | 0 | 0
18.07. | 12 | 29.813 |  | 29.813 | 0 | 0 | 0 | 0
18.07. | 13 | 29.813 |  | 29.813 | 0 | 0 | 0 | 0
18.07. | 14 | 29.813 |  | 29.813 | 0 | 0 | 0 | 0
18.07. | 15 | 29.813 |  | 29.813 | 0 | 0 | 0 | 0
18.07. | 16 | 29.813 |  | 29.813 | 0 | 0 | 0 | 0
18.07. | 17 | 29.813 |  | 29.813 | 0 | 0 | 0 | 0
18.07. | 18 | 29.813 |  | 29.813 | 0 | 0 | 0 | 0
18.07. | 19 | 29.813 |  | 29.813 | 0 | 0 | 0 | 0
18.07. | 20 | 29.813 |  | 29.813 | 0 | 0 | 0 | 0
18.07. | 21 | 29.813 |  | 29.813 | 0 | 0 | 0 | 0
18.07. | 22 | 29.813 |  | 29.813 | 0 | 0 | 0 | 0
18.07. | 23 | 29.813 |  | 29.813 | 0 | 0 | 0 | 0
18.07. | 24 | 29.813 |  | 29.813 | 0 | 0 | 0 | 0
19.07. | 1 | 29.813 |  | 29.813 | 0 | 0 | 0 | 0
19.07. | 2 | 29.813 |  | 29.813 | 0 | 0 | 0 | 0
19.07. | 3 | 29.813 |  | 29.813 | 0 | 0 | 0 | 0
19.07. | 4 | 29.813 |  | 29.813 | 0 | 0 | 0 | 0
19.07. | 5 | 29.813 |  | 29.813 | 0 | 0 | 0 | 0
19.07. | 6 | 29.813 |  | 29.813 | 0 | 0 | 0 | 0
19.07. | 7 | 29.813 |  | 29.813 | 0 | 0 | 0 | 0
19.07. | 8 | 29.813 |  | 29.813 | 0 | 0 | 0 | 0
19.07. | 9 | 29.813 |  | 29.813 | 0 | 0 | 0 | 0
19.07. | 10 | 29.813 |  | 29.813 | 0 | 0 | 0 | 0
19.07. | 11 | 29.813 |  | 29.813 | 0 | 0 | 0 | 0
19.07. | 12 | 29.813 |  | 29.813 | 0 | 0 | 0 | 0
19.07. | 13 | 29.813 |  | 29.813 | 0 | 0 | 0 | 0
19.07. | 14 | 29.813 |  | 29.813 | 0 | 0 | 0 | 0
19.07. | 15 | 29.813 |  | 29.813 | 0 | 0 | 0 | 0
19.07. | 16 | 29.813 |  | 29.813 | 0 | 0 | 0 | 0
19.07. | 17 | 29.813 |  | 29.813 | 0 | 0 | 0 | 0
19.07. | 18 | 29.813 |  | 29.813 | 0 | 0 | 0 | 0
19.07. | 19 | 29.813 |  | 29.813 | 0 | 0 | 0 | 0
19.07. | 20 | 29.813 |  | 29.813 | 0 | 0 | 0 | 0
19.07. | 21 | 29.813 |  | 29.813 | 0 | 0 | 0 | 0
19.07. | 22 | 29.813 |  | 29.813 | 0 | 0 | 0 | 0
19.07. | 23 | 29.813 |  | 29.813 | 0 | 0 | 0 | 0
19.07. | 24 | 29.813 |  | 29.813 | 0 | 0 | 0 | 0
20.07. | 1 | 29.813 |  | 29.813 | 0 | 0 | 0 | 0
20.07. | 2 | 29.813 |  | 29.813 | 0 | 0 | 0 | 0
20.07. | 3 | 29.813 |  | 29.813 | 0 | 0 | 0 | 0
20.07. | 4 | 29.813 |  | 29.813 | 0 | 0 | 0 | 0
20.07. | 5 | 29.813 |  | 29.813 | 0 | 0 | 0 | 0
20.07. | 6 | 29.813 |  | 29.813 | 0 | 0 | 0 | 0
20.07. | 7 | 29.813 |  | 29.813 | 0 | 0 | 0 | 0
20.07. | 8 | 29.813 |  | 29.813 | 0 | 0 | 0 | 0
20.07. | 9 | 29.813 |  | 29.813 | 0 | 0 | 0 | 0
20.07. | 10 | 29.813 |  | 29.813 | 0 | 0 | 0 | 0
20.07. | 11 | 29.813 |  | 29.813 | 0 | 0 | 0 | 0
20.07. | 12 | 29.813 |  | 29.813 | 0 | 0 | 0 | 0
20.07. | 13 | 29.813 |  | 29.813 | 0 | 0 | 0 | 0
20.07. | 14 | 29.813 |  | 29.813 | 0 | 0 | 0 | 0
20.07. | 15 | 29.813 |  | 29.813 | 0 | 0 | 0 | 0
20.07. | 16 | 29.813 |  | 29.813 | 0 | 0 | 0 | 0
20.07. | 17 | 29.813 |  | 29.813 | 0 | 0 | 0 | 0
20.07. | 18 | 29.813 |  | 29.813 | 0 | 0 | 0 | 0
20.07. | 19 | 29.813 |  | 29.813 | 0 | 0 | 0 | 0
20.07. | 20 | 29.813 |  | 29.813 | 0 | 0 | 0 | 0
20.07. | 21 | 29.813 |  | 29.813 | 0 | 0 | 0 | 0
20.07. | 22 | 29.813 |  | 29.813 | 0 | 0 | 0 | 0
20.07. | 23 | 29.813 |  | 29.813 | 0 | 0 | 0 | 0
20.07. | 24 | 29.813 |  | 29.813 | 0 | 0 | 0 | 0
21.07. | 1 | 29.813 |  | 29.813 | 0 | 0 | 0 | 0
21.07. | 2 | 29.813 |  | 29.813 | 0 | 0 | 0 | 0
21.07. | 3 | 29.813 |  | 29.813 | 0 | 0 | 0 | 0
21.07. | 4 | 29.813 |  | 29.813 | 0 | 0 | 0 | 0
21.07. | 5 | 29.813 |  | 29.813 | 0 | 0 | 0 | 0
21.07. | 6 | 29.813 |  | 29.813 | 0 | 0 | 0 | 0
21.07. | 7 | 29.813 |  | 29.813 | 0 | 0 | 0 | 0
21.07. | 8 | 29.813 |  | 29.813 | 0 | 0 | 0 | 0
21.07. | 9 | 29.813 |  | 29.813 | 0 | 0 | 0 | 0
21.07. | 10 | 29.813 |  | 29.813 | 0 | 0 | 0 | 0
21.07. | 11 | 29.813 |  | 29.813 | 0 | 0 | 0 | 0
21.07. | 12 | 29.813 |  | 29.813 | 0 | 0 | 0 | 0
21.07. | 13 | 29.813 |  | 29.813 | 0 | 0 | 0 | 0
21.07. | 14 | 29.813 |  | 29.813 | 0 | 0 | 0 | 0
21.07. | 15 | 29.813 |  | 29.813 | 0 | 0 | 0 | 0
21.07. | 16 | 29.813 |  | 29.813 | 0 | 0 | 0 | 0
21.07. | 17 | 29.813 |  | 29.813 | 0 | 0 | 0 | 0
21.07. | 18 | 29.813 |  | 29.813 | 0 | 0 | 0 | 0
21.07. | 19 | 29.813 |  | 29.813 | 0 | 0 | 0 | 0
21.07. | 20 | 29.813 |  | 29.813 | 0 | 0 | 0 | 0
21.07. | 21 | 29.813 |  | 29.813 | 0 | 0 | 0 | 0
21.07. | 22 | 29.813 |  | 29.813 | 0 | 0 | 0 | 0
21.07. | 23 | 29.813 |  | 29.813 | 0 | 0 | 0 | 0
21.07. | 24 | 29.813 |  | 29.813 | 0 | 0 | 0 | 0
22.07. | 1 | 29.813 |  | 29.813 | 0 | 0 | 0 | 0
22.07. | 2 | 29.813 |  | 29.813 | 0 | 0 | 0 | 0
22.07. | 3 | 29.813 |  | 29.813 | 0 | 0 | 0 | 0
22.07. | 4 | 29.813 |  | 29.813 | 0 | 0 | 0 | 0
22.07. | 5 | 29.813 |  | 29.813 | 0 | 0 | 0 | 0
22.07. | 6 | 29.813 |  | 29.813 | 0 | 0 | 0 | 0
22.07. | 7 | 29.813 |  | 29.813 | 0 | 0 | 0 | 0
22.07. | 8 | 29.813 |  | 29.813 | 0 | 0 | 0 | 0
22.07. | 9 | 29.813 |  | 29.813 | 0 | 0 | 0 | 0
22.07. | 10 | 29.813 |  | 29.813 | 0 | 0 | 0 | 0
22.07. | 11 | 29.813 |  | 29.813 | 0 | 0 | 0 | 0
22.07. | 12 | 29.813 |  | 29.813 | 0 | 0 | 0 | 0
22.07. | 13 | 29.813 |  | 29.813 | 0 | 0 | 0 | 0
22.07. | 14 | 29.813 |  | 29.813 | 0 | 0 | 0 | 0
22.07. | 15 | 29.813 |  | 29.813 | 0 | 0 | 0 | 0
22.07. | 16 | 29.813 |  | 29.813 | 0 | 0 | 0 | 0
22.07. | 17 | 29.813 |  | 29.813 | 0 | 0 | 0 | 0
22.07. | 18 | 29.813 |  | 29.813 | 0 | 0 | 0 | 0
22.07. | 19 | 29.813 |  | 29.813 | 0 | 0 | 0 | 0
22.07. | 20 | 29.813 |  | 29.813 | 0 | 0 | 0 | 0
22.07. | 21 | 29.813 |  | 29.813 | 0 | 0 | 0 | 0
22.07. | 22 | 29.813 |  | 29.813 | 0 | 0 | 0 | 0
22.07. | 23 | 29.813 |  | 29.813 | 0 | 0 | 0 | 0
22.07. | 24 | 29.813 |  | 29.813 | 0 | 0 | 0 | 0
23.07. | 1 | 29.813 |  | 29.813 | 0 | 0 | 0 | 0
23.07. | 2 | 29.813 |  | 29.813 | 0 | 0 | 0 | 0
23.07. | 3 | 29.813 |  | 29.813 | 0 | 0 | 0 | 0
23.07. | 4 | 29.813 |  | 29.813 | 0 | 0 | 0 | 0
23.07. | 5 | 29.813 |  | 29.813 | 0 | 0 | 0 | 0
23.07. | 6 | 29.813 |  | 29.813 | 0 | 0 | 0 | 0
23.07. | 7 | 29.813 |  | 29.813 | 0 | 0 | 0 | 0
23.07. | 8 | 29.813 |  | 29.813 | 0 | 0 | 0 | 0
23.07. | 9 | 29.813 |  | 29.813 | 0 | 0 | 0 | 0
23.07. | 10 | 29.813 |  | 29.813 | 0 | 0 | 0 | 0
23.07. | 11 | 29.813 |  | 29.813 | 0 | 0 | 0 | 0
23.07. | 12 | 29.813 |  | 29.813 | 0 | 0 | 0 | 0
23.07. | 13 | 29.813 |  | 29.813 | 0 | 0 | 0 | 0
23.07. | 14 | 29.813 |  | 29.813 | 0 | 0 | 0 | 0
23.07. | 15 | 29.813 |  | 29.813 | 0 | 0 | 0 | 0
23.07. | 16 | 29.813 |  | 29.813 | 0 | 0 | 0 | 0
23.07. | 17 | 29.813 |  | 29.813 | 0 | 0 | 0 | 0
23.07. | 18 | 29.813 |  | 29.813 | 0 | 0 | 0 | 0
23.07. | 19 | 29.813 |  | 29.813 | 0 | 0 | 0 | 0
23.07. | 20 | 29.813 |  | 29.813 | 0 | 0 | 0 | 0
23.07. | 21 | 29.813 |  | 29.813 | 0 | 0 | 0 | 0
23.07. | 22 | 29.813 |  | 29.813 | 0 | 0 | 0 | 0
23.07. | 23 | 29.813 |  | 29.813 | 0 | 0 | 0 | 0
23.07. | 24 | 29.813 |  | 29.813 | 0 | 0 | 0 | 0
24.07. | 1 | 29.813 |  | 29.813 | 0 | 0 | 0 | 0
24.07. | 2 | 29.813 |  | 29.813 | 0 | 0 | 0 | 0
24.07. | 3 | 29.813 |  | 29.813 | 0 | 0 | 0 | 0
24.07. | 4 | 29.813 |  | 29.813 | 0 | 0 | 0 | 0
24.07. | 5 | 29.813 |  | 29.813 | 0 | 0 | 0 | 0
24.07. | 6 | 29.813 |  | 29.813 | 0 | 0 | 0 | 0
24.07. | 7 | 29.813 |  | 29.813 | 0 | 0 | 0 | 0
24.07. | 8 | 29.813 |  | 29.813 | 0 | 0 | 0 | 0
24.07. | 9 | 29.813 |  | 29.813 | 0 | 0 | 0 | 0
24.07. | 10 | 29.813 |  | 29.813 | 0 | 0 | 0 | 0
24.07. | 11 | 29.813 |  | 29.813 | 0 | 0 | 0 | 0
24.07. | 12 | 29.813 |  | 29.813 | 0 | 0 | 0 | 0
24.07. | 13 | 29.813 |  | 29.813 | 0 | 0 | 0 | 0
24.07. | 14 | 29.813 |  | 29.813 | 0 | 0 | 0 | 0
24.07. | 15 | 29.813 |  | 29.813 | 0 | 0 | 0 | 0
24.07. | 16 | 29.813 |  | 29.813 | 0 | 0 | 0 | 0
24.07. | 17 | 29.813 |  | 29.813 | 0 | 0 | 0 | 0
24.07. | 18 | 29.813 |  | 29.813 | 0 | 0 | 0 | 0
24.07. | 19 | 29.813 |  | 29.813 | 0 | 0 | 0 | 0
24.07. | 20 | 29.813 |  | 29.813 | 0 | 0 | 0 | 0
24.07. | 21 | 29.813 |  | 29.813 | 0 | 0 | 0 | 0
24.07. | 22 | 29.813 |  | 29.813 | 0 | 0 | 0 | 0
24.07. | 23 | 29.813 |  | 29.813 | 0 | 0 | 0 | 0
24.07. | 24 | 29.813 |  | 29.813 | 0 | 0 | 0 | 0
25.07. | 1 | 29.813 |  | 29.813 | 0 | 0 | 0 | 0
25.07. | 2 | 29.813 |  | 29.813 | 0 | 0 | 0 | 0
25.07. | 3 | 29.813 |  | 29.813 | 0 | 0 | 0 | 0
25.07. | 4 | 29.813 |  | 29.813 | 0 | 0 | 0 | 0
25.07. | 5 | 29.813 |  | 29.813 | 0 | 0 | 0 | 0
25.07. | 6 | 29.813 |  | 29.813 | 0 | 0 | 0 | 0
25.07. | 7 | 29.813 |  | 29.813 | 0 | 0 | 0 | 0
25.07. | 8 | 29.813 |  | 29.813 | 0 | 0 | 0 | 0
25.07. | 9 | 29.813 |  | 29.813 | 0 | 0 | 0 | 0
25.07. | 10 | 29.813 |  | 29.813 | 0 | 0 | 0 | 0
25.07. | 11 | 29.813 |  | 29.813 | 0 | 0 | 0 | 0
25.07. | 12 | 29.813 |  | 29.813 | 0 | 0 | 0 | 0
25.07. | 13 | 29.813 |  | 29.813 | 0 | 0 | 0 | 0
25.07. | 14 | 29.813 |  | 29.813 | 0 | 0 | 0 | 0
25.07. | 15 | 29.813 |  | 29.813 | 0 | 0 | 0 | 0
25.07. | 16 | 29.813 |  | 29.813 | 0 | 0 | 0 | 0
25.07. | 17 | 29.813 |  | 29.813 | 0 | 0 | 0 | 0
25.07. | 18 | 29.813 |  | 29.813 | 0 | 0 | 0 | 0
25.07. | 19 | 29.813 |  | 29.813 | 0 | 0 | 0 | 0
25.07. | 20 | 29.813 |  | 29.813 | 0 | 0 | 0 | 0
25.07. | 21 | 29.813 |  | 29.813 | 0 | 0 | 0 | 0
25.07. | 22 | 29.813 |  | 29.813 | 0 | 0 | 0 | 0
25.07. | 23 | 29.813 |  | 29.813 | 0 | 0 | 0 | 0
25.07. | 24 | 29.813 |  | 29.813 | 0 | 0 | 0 | 0
26.07. | 1 | 29.813 |  | 29.813 | 0 | 0 | 0 | 0
26.07. | 2 | 29.813 |  | 29.813 | 0 | 0 | 0 | 0
26.07. | 3 | 29.813 |  | 29.813 | 0 | 0 | 0 | 0
26.07. | 4 | 29.813 |  | 29.813 | 0 | 0 | 0 | 0
26.07. | 5 | 29.813 |  | 29.813 | 0 | 0 | 0 | 0
26.07. | 6 | 29.813 |  | 29.813 | 0 | 0 | 0 | 0
26.07. | 7 | 29.813 |  | 29.813 | 0 | 0 | 0 | 0
26.07. | 8 | 29.813 |  | 29.813 | 0 | 0 | 0 | 0
26.07. | 9 | 29.813 |  | 29.813 | 0 | 0 | 0 | 0
26.07. | 10 | 29.813 |  | 29.813 | 0 | 0 | 0 | 0
26.07. | 11 | 29.813 |  | 29.813 | 0 | 0 | 0 | 0
26.07. | 12 | 29.813 |  | 29.813 | 0 | 0 | 0 | 0
26.07. | 13 | 29.813 |  | 29.813 | 0 | 0 | 0 | 0
26.07. | 14 | 29.813 |  | 29.813 | 0 | 0 | 0 | 0
26.07. | 15 | 29.813 |  | 29.813 | 0 | 0 | 0 | 0
26.07. | 16 | 29.813 |  | 29.813 | 0 | 0 | 0 | 0
26.07. | 17 | 29.813 |  | 29.813 | 0 | 0 | 0 | 0
26.07. | 18 | 29.813 |  | 29.813 | 0 | 0 | 0 | 0
26.07. | 19 | 29.813 |  | 29.813 | 0 | 0 | 0 | 0
26.07. | 20 | 29.813 |  | 29.813 | 0 | 0 | 0 | 0
26.07. | 21 | 29.813 |  | 29.813 | 0 | 0 | 0 | 0
26.07. | 22 | 29.813 |  | 29.813 | 0 | 0 | 0 | 0
26.07. | 23 | 29.813 |  | 29.813 | 0 | 0 | 0 | 0
26.07. | 24 | 29.813 |  | 29.813 | 0 | 0 | 0 | 0
27.07. | 1 | 29.813 |  | 29.813 | 0 | 0 | 0 | 0
27.07. | 2 | 29.813 |  | 29.813 | 0 | 0 | 0 | 0
27.07. | 3 | 29.813 |  | 29.813 | 0 | 0 | 0 | 0
27.07. | 4 | 29.813 |  | 29.813 | 0 | 0 | 0 | 0
27.07. | 5 | 29.813 |  | 29.813 | 0 | 0 | 0 | 0
27.07. | 6 | 29.813 |  | 29.813 | 0 | 0 | 0 | 0
27.07. | 7 | 29.813 |  | 29.813 | 0 | 0 | 0 | 0
27.07. | 8 | 29.813 |  | 29.813 | 0 | 0 | 0 | 0
27.07. | 9 | 29.813 |  | 29.813 | 0 | 0 | 0 | 0
27.07. | 10 | 29.813 |  | 29.813 | 0 | 0 | 0 | 0
27.07. | 11 | 29.813 |  | 29.813 | 0 | 0 | 0 | 0
27.07. | 12 | 29.813 |  | 29.813 | 0 | 0 | 0 | 0
27.07. | 13 | 29.813 |  | 29.813 | 0 | 0 | 0 | 0
27.07. | 14 | 29.813 |  | 29.813 | 0 | 0 | 0 | 0
27.07. | 15 | 29.813 |  | 29.813 | 0 | 0 | 0 | 0
27.07. | 16 | 29.813 |  | 29.813 | 0 | 0 | 0 | 0
27.07. | 17 | 29.813 |  | 29.813 | 0 | 0 | 0 | 0
27.07. | 18 | 29.813 |  | 29.813 | 0 | 0 | 0 | 0
27.07. | 19 | 29.813 |  | 29.813 | 0 | 0 | 0 | 0
27.07. | 20 | 29.813 |  | 29.813 | 0 | 0 | 0 | 0
27.07. | 21 | 29.813 |  | 29.813 | 0 | 0 | 0 | 0
27.07. | 22 | 29.813 |  | 29.813 | 0 | 0 | 0 | 0
27.07. | 23 | 29.813 |  | 29.813 | 0 | 0 | 0 | 0
27.07. | 24 | 29.813 |  | 29.813 | 0 | 0 | 0 | 0
28.07. | 1 | 29.813 |  | 29.813 | 0 | 0 | 0 | 0
28.07. | 2 | 29.813 |  | 29.813 | 0 | 0 | 0 | 0
28.07. | 3 | 29.813 |  | 29.813 | 0 | 0 | 0 | 0
28.07. | 4 | 29.813 |  | 29.813 | 0 | 0 | 0 | 0
28.07. | 5 | 29.813 |  | 29.813 | 0 | 0 | 0 | 0
28.07. | 6 | 29.813 |  | 29.813 | 0 | 0 | 0 | 0
28.07. | 7 | 29.813 |  | 29.813 | 0 | 0 | 0 | 0
28.07. | 8 | 29.813 |  | 29.813 | 0 | 0 | 0 | 0
28.07. | 9 | 29.813 |  | 29.813 | 0 | 0 | 0 | 0
28.07. | 10 | 29.813 |  | 29.813 | 0 | 0 | 0 | 0
28.07. | 11 | 29.813 |  | 29.813 | 0 | 0 | 0 | 0
28.07. | 12 | 29.813 |  | 29.813 | 0 | 0 | 0 | 0
28.07. | 13 | 29.813 |  | 29.813 | 0 | 0 | 0 | 0
28.07. | 14 | 29.813 |  | 29.813 | 0 | 0 | 0 | 0
28.07. | 15 | 29.813 |  | 29.813 | 0 | 0 | 0 | 0
28.07. | 16 | 29.813 |  | 29.813 | 0 | 0 | 0 | 0
28.07. | 17 | 29.813 |  | 29.813 | 0 | 0 | 0 | 0
28.07. | 18 | 29.813 |  | 29.813 | 0 | 0 | 0 | 0
28.07. | 19 | 29.813 |  | 29.813 | 0 | 0 | 0 | 0
28.07. | 20 | 29.813 |  | 29.813 | 0 | 0 | 0 | 0
28.07. | 21 | 29.813 |  | 29.813 | 0 | 0 | 0 | 0
28.07. | 22 | 29.813 |  | 29.813 | 0 | 0 | 0 | 0
28.07. | 23 | 29.813 |  | 29.813 | 0 | 0 | 0 | 0
28.07. | 24 | 29.813 |  | 29.813 | 0 | 0 | 0 | 0
29.07. | 1 | 29.813 |  | 29.813 | 0 | 0 | 0 | 0
29.07. | 2 | 29.813 |  | 29.813 | 0 | 0 | 0 | 0
29.07. | 3 | 29.813 |  | 29.813 | 0 | 0 | 0 | 0
29.07. | 4 | 29.813 |  | 29.813 | 0 | 0 | 0 | 0
29.07. | 5 | 29.813 |  | 29.813 | 0 | 0 | 0 | 0
29.07. | 6 | 29.813 |  | 29.813 | 0 | 0 | 0 | 0
29.07. | 7 | 29.813 |  | 29.813 | 0 | 0 | 0 | 0
29.07. | 8 | 29.813 |  | 29.813 | 0 | 0 | 0 | 0
29.07. | 9 | 29.813 |  | 29.813 | 0 | 0 | 0 | 0
29.07. | 10 | 29.813 |  | 29.813 | 0 | 0 | 0 | 0
29.07. | 11 | 29.813 |  | 29.813 | 0 | 0 | 0 | 0
29.07. | 12 | 29.813 |  | 29.813 | 0 | 0 | 0 | 0
29.07. | 13 | 29.813 |  | 29.813 | 0 | 0 | 0 | 0
29.07. | 14 | 29.813 |  | 29.813 | 0 | 0 | 0 | 0
29.07. | 15 | 29.813 |  | 29.813 | 0 | 0 | 0 | 0
29.07. | 16 | 29.813 |  | 29.813 | 0 | 0 | 0 | 0
29.07. | 17 | 29.813 |  | 29.813 | 0 | 0 | 0 | 0
29.07. | 18 | 29.813 |  | 29.813 | 0 | 0 | 0 | 0
29.07. | 19 | 29.813 |  | 29.813 | 0 | 0 | 0 | 0
29.07. | 20 | 29.813 |  | 29.813 | 0 | 0 | 0 | 0
29.07. | 21 | 29.813 |  | 29.813 | 0 | 0 | 0 | 0
29.07. | 22 | 29.813 |  | 29.813 | 0 | 0 | 0 | 0
29.07. | 23 | 29.813 |  | 29.813 | 0 | 0 | 0 | 0
29.07. | 24 | 29.813 |  | 29.813 | 0 | 0 | 0 | 0
30.07. | 1 | 29.813 |  | 29.813 | 0 | 0 | 0 | 0
30.07. | 2 | 29.813 |  | 29.813 | 0 | 0 | 0 | 0
30.07. | 3 | 29.813 |  | 29.813 | 0 | 0 | 0 | 0
30.07. | 4 | 29.813 |  | 29.813 | 0 | 0 | 0 | 0
30.07. | 5 | 29.813 |  | 29.813 | 0 | 0 | 0 | 0
30.07. | 6 | 29.813 |  | 29.813 | 0 | 0 | 0 | 0
30.07. | 7 | 29.813 |  | 29.813 | 0 | 0 | 0 | 0
30.07. | 8 | 29.813 |  | 29.813 | 0 | 0 | 0 | 0
30.07. | 9 | 29.813 |  | 29.813 | 0 | 0 | 0 | 0
30.07. | 10 | 29.813 |  | 29.813 | 0 | 0 | 0 | 0
30.07. | 11 | 29.813 |  | 29.813 | 0 | 0 | 0 | 0
30.07. | 12 | 29.813 |  | 29.813 | 0 | 0 | 0 | 0
30.07. | 13 | 29.813 |  | 29.813 | 0 | 0 | 0 | 0
30.07. | 14 | 29.813 |  | 29.813 | 0 | 0 | 0 | 0
30.07. | 15 | 29.813 |  | 29.813 | 0 | 0 | 0 | 0
30.07. | 16 | 29.813 |  | 29.813 | 0 | 0 | 0 | 0
30.07. | 17 | 29.813 |  | 29.813 | 0 | 0 | 0 | 0
30.07. | 18 | 29.813 |  | 29.813 | 0 | 0 | 0 | 0
30.07. | 19 | 29.813 |  | 29.813 | 0 | 0 | 0 | 0
30.07. | 20 | 29.813 |  | 29.813 | 0 | 0 | 0 | 0
30.07. | 21 | 29.813 |  | 29.813 | 0 | 0 | 0 | 0
30.07. | 22 | 29.813 |  | 29.813 | 0 | 0 | 0 | 0
30.07. | 23 | 29.813 |  | 29.813 | 0 | 0 | 0 | 0
30.07. | 24 | 29.813 |  | 29.813 | 0 | 0 | 0 | 0
31.07. | 1 | 29.813 |  | 29.813 | 0 | 0 | 0 | 0
31.07. | 2 | 29.813 |  | 29.813 | 0 | 0 | 0 | 0
31.07. | 3 | 29.813 |  | 29.813 | 0 | 0 | 0 | 0
31.07. | 4 | 29.813 |  | 29.813 | 0 | 0 | 0 | 0
31.07. | 5 | 29.813 |  | 29.813 | 0 | 0 | 0 | 0
31.07. | 6 | 29.813 |  | 29.813 | 0 | 0 | 0 | 0
31.07. | 7 | 29.813 |  | 29.813 | 0 | 0 | 0 | 0
31.07. | 8 | 29.813 |  | 29.813 | 0 | 0 | 0 | 0
31.07. | 9 | 29.813 |  | 29.813 | 0 | 0 | 0 | 0
31.07. | 10 | 29.813 |  | 29.813 | 0 | 0 | 0 | 0
31.07. | 11 | 29.813 |  | 29.813 | 0 | 0 | 0 | 0
31.07. | 12 | 29.813 |  | 29.813 | 0 | 0 | 0 | 0
31.07. | 13 | 29.813 |  | 29.813 | 0 | 0 | 0 | 0
31.07. | 14 | 29.813 |  | 29.813 | 0 | 0 | 0 | 0
31.07. | 15 | 29.813 |  | 29.813 | 0 | 0 | 0 | 0
31.07. | 16 | 29.813 |  | 29.813 | 0 | 0 | 0 | 0
31.07. | 17 | 29.813 |  | 29.813 | 0 | 0 | 0 | 0
31.07. | 18 | 29.813 |  | 29.813 | 0 | 0 | 0 | 0
31.07. | 19 | 29.813 |  | 29.813 | 0 | 0 | 0 | 0
31.07. | 20 | 29.813 |  | 29.813 | 0 | 0 | 0 | 0
31.07. | 21 | 29.813 |  | 29.813 | 0 | 0 | 0 | 0
31.07. | 22 | 29.813 |  | 29.813 | 0 | 0 | 0 | 0
31.07. | 23 | 29.813 |  | 29.813 | 0 | 0 | 0 | 0
31.07. | 24 | 29.813 |  | 29.813 | 0 | 0 | 0 | 0
01.08. | 1 | 29.813 |  | 29.813 | 0 | 0 | 0 | 0
01.08. | 2 | 29.813 |  | 29.813 | 0 | 0 | 0 | 0
01.08. | 3 | 29.813 |  | 29.813 | 0 | 0 | 0 | 0
01.08. | 4 | 29.813 |  | 29.813 | 0 | 0 | 0 | 0
01.08. | 5 | 29.813 |  | 29.813 | 0 | 0 | 0 | 0
01.08. | 6 | 29.813 |  | 29.813 | 0 | 0 | 0 | 0
01.08. | 7 | 29.813 |  | 29.813 | 0 | 0 | 0 | 0
01.08. | 8 | 29.813 |  | 29.813 | 0 | 0 | 0 | 0
01.08. | 9 | 29.813 |  | 29.813 | 0 | 0 | 0 | 0
01.08. | 10 | 29.813 |  | 29.813 | 0 | 0 | 0 | 0
01.08. | 11 | 29.813 |  | 29.813 | 0 | 0 | 0 | 0
01.08. | 12 | 29.813 |  | 29.813 | 0 | 0 | 0 | 0
01.08. | 13 | 29.813 |  | 29.813 | 0 | 0 | 0 | 0
01.08. | 14 | 29.813 |  | 29.813 | 0 | 0 | 0 | 0
01.08. | 15 | 29.813 |  | 29.813 | 0 | 0 | 0 | 0
01.08. | 16 | 29.813 |  | 29.813 | 0 | 0 | 0 | 0
01.08. | 17 | 29.813 |  | 29.813 | 0 | 0 | 0 | 0
01.08. | 18 | 29.813 |  | 29.813 | 0 | 0 | 0 | 0
01.08. | 19 | 29.813 |  | 29.813 | 0 | 0 | 0 | 0
01.08. | 20 | 29.813 |  | 29.813 | 0 | 0 | 0 | 0
01.08. | 21 | 29.813 |  | 29.813 | 0 | 0 | 0 | 0
01.08. | 22 | 29.813 |  | 29.813 | 0 | 0 | 0 | 0
01.08. | 23 | 29.813 |  | 29.813 | 0 | 0 | 0 | 0
01.08. | 24 | 29.813 |  | 29.813 | 0 | 0 | 0 | 0
02.08. | 1 | 29.813 |  | 29.813 | 0 | 0 | 0 | 0
02.08. | 2 | 29.813 |  | 29.813 | 0 | 0 | 0 | 0
02.08. | 3 | 29.813 |  | 29.813 | 0 | 0 | 0 | 0
02.08. | 4 | 29.813 |  | 29.813 | 0 | 0 | 0 | 0
02.08. | 5 | 29.813 |  | 29.813 | 0 | 0 | 0 | 0
02.08. | 6 | 29.813 |  | 29.813 | 0 | 0 | 0 | 0
02.08. | 7 | 29.813 |  | 29.813 | 0 | 0 | 0 | 0
02.08. | 8 | 29.813 |  | 29.813 | 0 | 0 | 0 | 0
02.08. | 9 | 29.813 |  | 29.813 | 0 | 0 | 0 | 0
02.08. | 10 | 29.813 |  | 29.813 | 0 | 0 | 0 | 0
02.08. | 11 | 29.813 |  | 29.813 | 0 | 0 | 0 | 0
02.08. | 12 | 29.813 |  | 29.813 | 0 | 0 | 0 | 0
02.08. | 13 | 29.813 |  | 29.813 | 0 | 0 | 0 | 0
02.08. | 14 | 29.813 |  | 29.813 | 0 | 0 | 0 | 0
02.08. | 15 | 29.813 |  | 29.813 | 0 | 0 | 0 | 0
02.08. | 16 | 29.813 |  | 29.813 | 0 | 0 | 0 | 0
02.08. | 17 | 29.813 |  | 29.813 | 0 | 0 | 0 | 0
02.08. | 18 | 29.813 |  | 29.813 | 0 | 0 | 0 | 0
02.08. | 19 | 29.813 |  | 29.813 | 0 | 0 | 0 | 0
02.08. | 20 | 29.813 |  | 29.813 | 0 | 0 | 0 | 0
02.08. | 21 | 29.813 |  | 29.813 | 0 | 0 | 0 | 0
02.08. | 22 | 29.813 |  | 29.813 | 0 | 0 | 0 | 0
02.08. | 23 | 29.813 |  | 29.813 | 0 | 0 | 0 | 0
02.08. | 24 | 29.813 |  | 29.813 | 0 | 0 | 0 | 0
03.08. | 1 | 29.813 |  | 29.813 | 0 | 0 | 0 | 0
03.08. | 2 | 29.813 |  | 29.813 | 0 | 0 | 0 | 0
03.08. | 3 | 29.813 |  | 29.813 | 0 | 0 | 0 | 0
03.08. | 4 | 29.813 |  | 29.813 | 0 | 0 | 0 | 0
03.08. | 5 | 29.813 |  | 29.813 | 0 | 0 | 0 | 0
03.08. | 6 | 29.813 |  | 29.813 | 0 | 0 | 0 | 0
03.08. | 7 | 29.813 |  | 29.813 | 0 | 0 | 0 | 0
03.08. | 8 | 29.813 |  | 29.813 | 0 | 0 | 0 | 0
03.08. | 9 | 29.813 |  | 29.813 | 0 | 0 | 0 | 0
03.08. | 10 | 29.813 |  | 29.813 | 0 | 0 | 0 | 0
03.08. | 11 | 29.813 |  | 29.813 | 0 | 0 | 0 | 0
03.08. | 12 | 29.813 |  | 29.813 | 0 | 0 | 0 | 0
03.08. | 13 | 29.813 |  | 29.813 | 0 | 0 | 0 | 0
03.08. | 14 | 29.813 |  | 29.813 | 0 | 0 | 0 | 0
03.08. | 15 | 29.813 |  | 29.813 | 0 | 0 | 0 | 0
03.08. | 16 | 29.813 |  | 29.813 | 0 | 0 | 0 | 0
03.08. | 17 | 29.813 |  | 29.813 | 0 | 0 | 0 | 0
03.08. | 18 | 29.813 |  | 29.813 | 0 | 0 | 0 | 0
03.08. | 19 | 29.813 |  | 29.813 | 0 | 0 | 0 | 0
03.08. | 20 | 29.813 |  | 29.813 | 0 | 0 | 0 | 0
03.08. | 21 | 29.813 |  | 29.813 | 0 | 0 | 0 | 0
03.08. | 22 | 29.813 |  | 29.813 | 0 | 0 | 0 | 0
03.08. | 23 | 29.813 |  | 29.813 | 0 | 0 | 0 | 0
03.08. | 24 | 29.813 |  | 29.813 | 0 | 0 | 0 | 0
04.08. | 1 | 29.813 |  | 29.813 | 0 | 0 | 0 | 0
04.08. | 2 | 29.813 |  | 29.813 | 0 | 0 | 0 | 0
04.08. | 3 | 29.813 |  | 29.813 | 0 | 0 | 0 | 0
04.08. | 4 | 29.813 |  | 29.813 | 0 | 0 | 0 | 0
04.08. | 5 | 29.813 |  | 29.813 | 0 | 0 | 0 | 0
04.08. | 6 | 29.813 |  | 29.813 | 0 | 0 | 0 | 0
04.08. | 7 | 29.813 |  | 29.813 | 0 | 0 | 0 | 0
04.08. | 8 | 29.813 |  | 29.813 | 0 | 0 | 0 | 0
04.08. | 9 | 29.813 |  | 29.813 | 0 | 0 | 0 | 0
04.08. | 10 | 29.813 |  | 29.813 | 0 | 0 | 0 | 0
04.08. | 11 | 29.813 |  | 29.813 | 0 | 0 | 0 | 0
04.08. | 12 | 29.813 |  | 29.813 | 0 | 0 | 0 | 0
04.08. | 13 | 29.813 |  | 29.813 | 0 | 0 | 0 | 0
04.08. | 14 | 29.813 |  | 29.813 | 0 | 0 | 0 | 0
04.08. | 15 | 29.813 |  | 29.813 | 0 | 0 | 0 | 0
04.08. | 16 | 29.813 |  | 29.813 | 0 | 0 | 0 | 0
04.08. | 17 | 29.813 |  | 29.813 | 0 | 0 | 0 | 0
04.08. | 18 | 29.813 |  | 29.813 | 0 | 0 | 0 | 0
04.08. | 19 | 29.813 |  | 29.813 | 0 | 0 | 0 | 0
04.08. | 20 | 29.813 |  | 29.813 | 0 | 0 | 0 | 0
04.08. | 21 | 29.813 |  | 29.813 | 0 | 0 | 0 | 0
04.08. | 22 | 29.813 |  | 29.813 | 0 | 0 | 0 | 0
04.08. | 23 | 29.813 |  | 29.813 | 0 | 0 | 0 | 0
04.08. | 24 | 29.813 |  | 29.813 | 0 | 0 | 0 | 0
05.08. | 1 | 29.813 |  | 29.813 | 0 | 0 | 0 | 0
05.08. | 2 | 29.813 |  | 29.813 | 0 | 0 | 0 | 0
05.08. | 3 | 29.813 |  | 29.813 | 0 | 0 | 0 | 0
05.08. | 4 | 29.813 |  | 29.813 | 0 | 0 | 0 | 0
05.08. | 5 | 29.813 |  | 29.813 | 0 | 0 | 0 | 0
05.08. | 6 | 29.813 |  | 29.813 | 0 | 0 | 0 | 0
05.08. | 7 | 29.813 |  | 29.813 | 0 | 0 | 0 | 0
05.08. | 8 | 29.813 |  | 29.813 | 0 | 0 | 0 | 0
05.08. | 9 | 29.813 |  | 29.813 | 0 | 0 | 0 | 0
05.08. | 10 | 29.813 |  | 29.813 | 0 | 0 | 0 | 0
05.08. | 11 | 29.813 |  | 29.813 | 0 | 0 | 0 | 0
05.08. | 12 | 29.813 |  | 29.813 | 0 | 0 | 0 | 0
05.08. | 13 | 29.813 |  | 29.813 | 0 | 0 | 0 | 0
05.08. | 14 | 29.813 |  | 29.813 | 0 | 0 | 0 | 0
05.08. | 15 | 29.813 |  | 29.813 | 0 | 0 | 0 | 0
05.08. | 16 | 29.813 |  | 29.813 | 0 | 0 | 0 | 0
05.08. | 17 | 29.813 |  | 29.813 | 0 | 0 | 0 | 0
05.08. | 18 | 29.813 |  | 29.813 | 0 | 0 | 0 | 0
05.08. | 19 | 29.813 |  | 29.813 | 0 | 0 | 0 | 0
05.08. | 20 | 29.813 |  | 29.813 | 0 | 0 | 0 | 0
05.08. | 21 | 29.813 |  | 29.813 | 0 | 0 | 0 | 0
05.08. | 22 | 29.813 |  | 29.813 | 0 | 0 | 0 | 0
05.08. | 23 | 29.813 |  | 29.813 | 0 | 0 | 0 | 0
05.08. | 24 | 29.813 |  | 29.813 | 0 | 0 | 0 | 0
06.08. | 1 | 29.813 |  | 29.813 | 0 | 0 | 0 | 0
06.08. | 2 | 29.813 |  | 29.813 | 0 | 0 | 0 | 0
06.08. | 3 | 29.813 |  | 29.813 | 0 | 0 | 0 | 0
06.08. | 4 | 29.813 |  | 29.813 | 0 | 0 | 0 | 0
06.08. | 5 | 29.813 |  | 29.813 | 0 | 0 | 0 | 0
06.08. | 6 | 29.813 |  | 29.813 | 0 | 0 | 0 | 0
06.08. | 7 | 29.813 |  | 29.813 | 0 | 0 | 0 | 0
06.08. | 8 | 29.813 |  | 29.813 | 0 | 0 | 0 | 0
06.08. | 9 | 29.813 |  | 29.813 | 0 | 0 | 0 | 0
06.08. | 10 | 29.813 |  | 29.813 | 0 | 0 | 0 | 0
06.08. | 11 | 29.813 |  | 29.813 | 0 | 0 | 0 | 0
06.08. | 12 | 29.813 |  | 29.813 | 0 | 0 | 0 | 0
06.08. | 13 | 29.813 |  | 29.813 | 0 | 0 | 0 | 0
06.08. | 14 | 29.813 |  | 29.813 | 0 | 0 | 0 | 0
06.08. | 15 | 29.813 |  | 29.813 | 0 | 0 | 0 | 0
06.08. | 16 | 29.813 |  | 29.813 | 0 | 0 | 0 | 0
06.08. | 17 | 29.813 |  | 29.813 | 0 | 0 | 0 | 0
06.08. | 18 | 29.813 |  | 29.813 | 0 | 0 | 0 | 0
06.08. | 19 | 29.813 |  | 29.813 | 0 | 0 | 0 | 0
06.08. | 20 | 29.813 |  | 29.813 | 0 | 0 | 0 | 0
06.08. | 21 | 29.813 |  | 29.813 | 0 | 0 | 0 | 0
06.08. | 22 | 29.813 |  | 29.813 | 0 | 0 | 0 | 0
06.08. | 23 | 29.813 |  | 29.813 | 0 | 0 | 0 | 0
06.08. | 24 | 29.813 |  | 29.813 | 0 | 0 | 0 | 0
07.08. | 1 | 29.813 |  | 29.813 | 0 | 0 | 0 | 0
07.08. | 2 | 29.813 |  | 29.813 | 0 | 0 | 0 | 0
07.08. | 3 | 29.813 |  | 29.813 | 0 | 0 | 0 | 0
07.08. | 4 | 29.813 |  | 29.813 | 0 | 0 | 0 | 0
07.08. | 5 | 29.813 |  | 29.813 | 0 | 0 | 0 | 0
07.08. | 6 | 29.813 |  | 29.813 | 0 | 0 | 0 | 0
07.08. | 7 | 29.813 |  | 29.813 | 0 | 0 | 0 | 0
07.08. | 8 | 29.813 |  | 29.813 | 0 | 0 | 0 | 0
07.08. | 9 | 29.813 |  | 29.813 | 0 | 0 | 0 | 0
07.08. | 10 | 29.813 |  | 29.813 | 0 | 0 | 0 | 0
07.08. | 11 | 29.813 |  | 29.813 | 0 | 0 | 0 | 0
07.08. | 12 | 29.813 |  | 29.813 | 0 | 0 | 0 | 0
07.08. | 13 | 29.813 |  | 29.813 | 0 | 0 | 0 | 0
07.08. | 14 | 29.813 |  | 29.813 | 0 | 0 | 0 | 0
07.08. | 15 | 29.813 |  | 29.813 | 0 | 0 | 0 | 0
07.08. | 16 | 29.813 |  | 29.813 | 0 | 0 | 0 | 0
07.08. | 17 | 29.813 |  | 29.813 | 0 | 0 | 0 | 0
07.08. | 18 | 29.813 |  | 29.813 | 0 | 0 | 0 | 0
07.08. | 19 | 29.813 |  | 29.813 | 0 | 0 | 0 | 0
07.08. | 20 | 29.813 |  | 29.813 | 0 | 0 | 0 | 0
07.08. | 21 | 29.813 |  | 29.813 | 0 | 0 | 0 | 0
07.08. | 22 | 29.813 |  | 29.813 | 0 | 0 | 0 | 0
07.08. | 23 | 29.813 |  | 29.813 | 0 | 0 | 0 | 0
07.08. | 24 | 29.813 |  | 29.813 | 0 | 0 | 0 | 0
08.08. | 1 | 29.813 |  | 29.813 | 0 | 0 | 0 | 0
08.08. | 2 | 29.813 |  | 29.813 | 0 | 0 | 0 | 0
08.08. | 3 | 29.813 |  | 29.813 | 0 | 0 | 0 | 0
08.08. | 4 | 29.813 |  | 29.813 | 0 | 0 | 0 | 0
08.08. | 5 | 29.813 |  | 29.813 | 0 | 0 | 0 | 0
08.08. | 6 | 29.813 |  | 29.813 | 0 | 0 | 0 | 0
08.08. | 7 | 29.813 |  | 29.813 | 0 | 0 | 0 | 0
08.08. | 8 | 29.813 |  | 29.813 | 0 | 0 | 0 | 0
08.08. | 9 | 29.813 |  | 29.813 | 0 | 0 | 0 | 0
08.08. | 10 | 29.813 |  | 29.813 | 0 | 0 | 0 | 0
08.08. | 11 | 29.813 |  | 29.813 | 0 | 0 | 0 | 0
08.08. | 12 | 29.813 |  | 29.813 | 0 | 0 | 0 | 0
08.08. | 13 | 29.813 |  | 29.813 | 0 | 0 | 0 | 0
08.08. | 14 | 29.813 |  | 29.813 | 0 | 0 | 0 | 0
08.08. | 15 | 29.813 |  | 29.813 | 0 | 0 | 0 | 0
08.08. | 16 | 29.813 |  | 29.813 | 0 | 0 | 0 | 0
08.08. | 17 | 29.813 |  | 29.813 | 0 | 0 | 0 | 0
08.08. | 18 | 29.813 |  | 29.813 | 0 | 0 | 0 | 0
08.08. | 19 | 29.813 |  | 29.813 | 0 | 0 | 0 | 0
08.08. | 20 | 29.813 |  | 29.813 | 0 | 0 | 0 | 0
08.08. | 21 | 29.813 |  | 29.813 | 0 | 0 | 0 | 0
08.08. | 22 | 29.813 |  | 29.813 | 0 | 0 | 0 | 0
08.08. | 23 | 29.813 |  | 29.813 | 0 | 0 | 0 | 0
08.08. | 24 | 29.813 |  | 29.813 | 0 | 0 | 0 | 0
09.08. | 1 | 29.813 |  | 29.813 | 0 | 0 | 0 | 0
09.08. | 2 | 29.813 |  | 29.813 | 0 | 0 | 0 | 0
09.08. | 3 | 29.813 |  | 29.813 | 0 | 0 | 0 | 0
09.08. | 4 | 29.813 |  | 29.813 | 0 | 0 | 0 | 0
09.08. | 5 | 29.813 |  | 29.813 | 0 | 0 | 0 | 0
09.08. | 6 | 29.813 |  | 29.813 | 0 | 0 | 0 | 0
09.08. | 7 | 29.813 |  | 29.813 | 0 | 0 | 0 | 0
09.08. | 8 | 29.813 |  | 29.813 | 0 | 0 | 0 | 0
09.08. | 9 | 29.813 |  | 29.813 | 0 | 0 | 0 | 0
09.08. | 10 | 29.813 |  | 29.813 | 0 | 0 | 0 | 0
09.08. | 11 | 29.813 |  | 29.813 | 0 | 0 | 0 | 0
09.08. | 12 | 29.813 |  | 29.813 | 0 | 0 | 0 | 0
09.08. | 13 | 29.813 |  | 29.813 | 0 | 0 | 0 | 0
09.08. | 14 | 29.813 |  | 29.813 | 0 | 0 | 0 | 0
09.08. | 15 | 29.813 |  | 29.813 | 0 | 0 | 0 | 0
09.08. | 16 | 29.813 |  | 29.813 | 0 | 0 | 0 | 0
09.08. | 17 | 29.813 |  | 29.813 | 0 | 0 | 0 | 0
09.08. | 18 | 29.813 |  | 29.813 | 0 | 0 | 0 | 0
09.08. | 19 | 29.813 |  | 29.813 | 0 | 0 | 0 | 0
09.08. | 20 | 29.813 |  | 29.813 | 0 | 0 | 0 | 0
09.08. | 21 | 29.813 |  | 29.813 | 0 | 0 | 0 | 0
09.08. | 22 | 29.813 |  | 29.813 | 0 | 0 | 0 | 0
09.08. | 23 | 29.813 |  | 29.813 | 0 | 0 | 0 | 0
09.08. | 24 | 29.813 |  | 29.813 | 0 | 0 | 0 | 0
10.08. | 1 | 29.813 |  | 29.813 | 0 | 0 | 0 | 0
10.08. | 2 | 29.813 |  | 29.813 | 0 | 0 | 0 | 0
10.08. | 3 | 29.813 |  | 29.813 | 0 | 0 | 0 | 0
10.08. | 4 | 29.813 |  | 29.813 | 0 | 0 | 0 | 0
10.08. | 5 | 29.813 |  | 29.813 | 0 | 0 | 0 | 0
10.08. | 6 | 29.813 |  | 29.813 | 0 | 0 | 0 | 0
10.08. | 7 | 29.813 |  | 29.813 | 0 | 0 | 0 | 0
10.08. | 8 | 29.813 |  | 29.813 | 0 | 0 | 0 | 0
10.08. | 9 | 29.813 |  | 29.813 | 0 | 0 | 0 | 0
10.08. | 10 | 29.813 |  | 29.813 | 0 | 0 | 0 | 0
10.08. | 11 | 29.813 |  | 29.813 | 0 | 0 | 0 | 0
10.08. | 12 | 29.813 |  | 29.813 | 0 | 0 | 0 | 0
10.08. | 13 | 29.813 |  | 29.813 | 0 | 0 | 0 | 0
10.08. | 14 | 29.813 |  | 29.813 | 0 | 0 | 0 | 0
10.08. | 15 | 29.813 |  | 29.813 | 0 | 0 | 0 | 0
10.08. | 16 | 29.813 |  | 29.813 | 0 | 0 | 0 | 0
10.08. | 17 | 29.813 |  | 29.813 | 0 | 0 | 0 | 0
10.08. | 18 | 29.813 |  | 29.813 | 0 | 0 | 0 | 0
10.08. | 19 | 29.813 |  | 29.813 | 0 | 0 | 0 | 0
10.08. | 20 | 29.813 |  | 29.813 | 0 | 0 | 0 | 0
10.08. | 21 | 29.813 |  | 29.813 | 0 | 0 | 0 | 0
10.08. | 22 | 29.813 |  | 29.813 | 0 | 0 | 0 | 0
10.08. | 23 | 29.813 |  | 29.813 | 0 | 0 | 0 | 0
10.08. | 24 | 29.813 |  | 29.813 | 0 | 0 | 0 | 0
11.08. | 1 | 29.813 |  | 29.813 | 0 | 0 | 0 | 0
11.08. | 2 | 29.813 |  | 29.813 | 0 | 0 | 0 | 0
11.08. | 3 | 29.813 |  | 29.813 | 0 | 0 | 0 | 0
11.08. | 4 | 29.813 |  | 29.813 | 0 | 0 | 0 | 0
11.08. | 5 | 29.813 |  | 29.813 | 0 | 0 | 0 | 0
11.08. | 6 | 29.813 |  | 29.813 | 0 | 0 | 0 | 0
11.08. | 7 | 29.813 |  | 29.813 | 0 | 0 | 0 | 0
11.08. | 8 | 29.813 |  | 29.813 | 0 | 0 | 0 | 0
11.08. | 9 | 29.813 |  | 29.813 | 0 | 0 | 0 | 0
11.08. | 10 | 29.813 |  | 29.813 | 0 | 0 | 0 | 0
11.08. | 11 | 29.813 |  | 29.813 | 0 | 0 | 0 | 0
11.08. | 12 | 29.813 |  | 29.813 | 0 | 0 | 0 | 0
11.08. | 13 | 29.813 |  | 29.813 | 0 | 0 | 0 | 0
11.08. | 14 | 29.813 |  | 29.813 | 0 | 0 | 0 | 0
11.08. | 15 | 29.813 |  | 29.813 | 0 | 0 | 0 | 0
11.08. | 16 | 29.813 |  | 29.813 | 0 | 0 | 0 | 0
11.08. | 17 | 29.813 |  | 29.813 | 0 | 0 | 0 | 0
11.08. | 18 | 29.813 |  | 29.813 | 0 | 0 | 0 | 0
11.08. | 19 | 29.813 |  | 29.813 | 0 | 0 | 0 | 0
11.08. | 20 | 29.813 |  | 29.813 | 0 | 0 | 0 | 0
11.08. | 21 | 29.813 |  | 29.813 | 0 | 0 | 0 | 0
11.08. | 22 | 29.813 |  | 29.813 | 0 | 0 | 0 | 0
11.08. | 23 | 29.813 |  | 29.813 | 0 | 0 | 0 | 0
11.08. | 24 | 29.813 |  | 29.813 | 0 | 0 | 0 | 0
12.08. | 1 | 29.813 |  | 29.813 | 0 | 0 | 0 | 0
12.08. | 2 | 29.813 |  | 29.813 | 0 | 0 | 0 | 0
12.08. | 3 | 29.813 |  | 29.813 | 0 | 0 | 0 | 0
12.08. | 4 | 29.813 |  | 29.813 | 0 | 0 | 0 | 0
12.08. | 5 | 29.813 |  | 29.813 | 0 | 0 | 0 | 0
12.08. | 6 | 29.813 |  | 29.813 | 0 | 0 | 0 | 0
12.08. | 7 | 29.813 |  | 29.813 | 0 | 0 | 0 | 0
12.08. | 8 | 29.813 |  | 29.813 | 0 | 0 | 0 | 0
12.08. | 9 | 29.813 |  | 29.813 | 0 | 0 | 0 | 0
12.08. | 10 | 29.813 |  | 29.813 | 0 | 0 | 0 | 0
12.08. | 11 | 29.813 |  | 29.813 | 0 | 0 | 0 | 0
12.08. | 12 | 29.813 |  | 29.813 | 0 | 0 | 0 | 0
12.08. | 13 | 29.813 |  | 29.813 | 0 | 0 | 0 | 0
12.08. | 14 | 29.813 |  | 29.813 | 0 | 0 | 0 | 0
12.08. | 15 | 29.813 |  | 29.813 | 0 | 0 | 0 | 0
12.08. | 16 | 29.813 |  | 29.813 | 0 | 0 | 0 | 0
12.08. | 17 | 29.813 |  | 29.813 | 0 | 0 | 0 | 0
12.08. | 18 | 29.813 |  | 29.813 | 0 | 0 | 0 | 0
12.08. | 19 | 29.813 |  | 29.813 | 0 | 0 | 0 | 0
12.08. | 20 | 29.813 |  | 29.813 | 0 | 0 | 0 | 0
12.08. | 21 | 29.813 |  | 29.813 | 0 | 0 | 0 | 0
12.08. | 22 | 29.813 |  | 29.813 | 0 | 0 | 0 | 0
12.08. | 23 | 29.813 |  | 29.813 | 0 | 0 | 0 | 0
12.08. | 24 | 29.813 |  | 29.813 | 0 | 0 | 0 | 0
13.08. | 1 | 29.813 |  | 29.813 | 0 | 0 | 0 | 0
13.08. | 2 | 29.813 |  | 29.813 | 0 | 0 | 0 | 0
13.08. | 3 | 29.813 |  | 29.813 | 0 | 0 | 0 | 0
13.08. | 4 | 29.813 |  | 29.813 | 0 | 0 | 0 | 0
13.08. | 5 | 29.813 |  | 29.813 | 0 | 0 | 0 | 0
13.08. | 6 | 29.813 |  | 29.813 | 0 | 0 | 0 | 0
13.08. | 7 | 29.813 |  | 29.813 | 0 | 0 | 0 | 0
13.08. | 8 | 29.813 |  | 29.813 | 0 | 0 | 0 | 0
13.08. | 9 | 29.813 |  | 29.813 | 0 | 0 | 0 | 0
13.08. | 10 | 29.813 |  | 29.813 | 0 | 0 | 0 | 0
13.08. | 11 | 29.813 |  | 29.813 | 0 | 0 | 0 | 0
13.08. | 12 | 29.813 |  | 29.813 | 0 | 0 | 0 | 0
13.08. | 13 | 29.813 |  | 29.813 | 0 | 0 | 0 | 0
13.08. | 14 | 29.813 |  | 29.813 | 0 | 0 | 0 | 0
13.08. | 15 | 29.813 |  | 29.813 | 0 | 0 | 0 | 0
13.08. | 16 | 29.813 |  | 29.813 | 0 | 0 | 0 | 0
13.08. | 17 | 29.813 |  | 29.813 | 0 | 0 | 0 | 0
13.08. | 18 | 29.813 |  | 29.813 | 0 | 0 | 0 | 0
13.08. | 19 | 29.813 |  | 29.813 | 0 | 0 | 0 | 0
13.08. | 20 | 29.813 |  | 29.813 | 0 | 0 | 0 | 0
13.08. | 21 | 29.813 |  | 29.813 | 0 | 0 | 0 | 0
13.08. | 22 | 29.813 |  | 29.813 | 0 | 0 | 0 | 0
13.08. | 23 | 29.813 |  | 29.813 | 0 | 0 | 0 | 0
13.08. | 24 | 29.813 |  | 29.813 | 0 | 0 | 0 | 0
14.08. | 1 | 29.813 |  | 29.813 | 0 | 0 | 0 | 0
14.08. | 2 | 29.813 |  | 29.813 | 0 | 0 | 0 | 0
14.08. | 3 | 29.813 |  | 29.813 | 0 | 0 | 0 | 0
14.08. | 4 | 29.813 |  | 29.813 | 0 | 0 | 0 | 0
14.08. | 5 | 29.813 |  | 29.813 | 0 | 0 | 0 | 0
14.08. | 6 | 29.813 |  | 29.813 | 0 | 0 | 0 | 0
14.08. | 7 | 29.813 |  | 29.813 | 0 | 0 | 0 | 0
14.08. | 8 | 29.813 |  | 29.813 | 0 | 0 | 0 | 0
14.08. | 9 | 29.813 |  | 29.813 | 0 | 0 | 0 | 0
14.08. | 10 | 29.813 |  | 29.813 | 0 | 0 | 0 | 0
14.08. | 11 | 29.813 |  | 29.813 | 0 | 0 | 0 | 0
14.08. | 12 | 29.813 |  | 29.813 | 0 | 0 | 0 | 0
14.08. | 13 | 29.813 |  | 29.813 | 0 | 0 | 0 | 0
14.08. | 14 | 29.813 |  | 29.813 | 0 | 0 | 0 | 0
14.08. | 15 | 29.813 |  | 29.813 | 0 | 0 | 0 | 0
14.08. | 16 | 29.813 |  | 29.813 | 0 | 0 | 0 | 0
14.08. | 17 | 29.813 |  | 29.813 | 0 | 0 | 0 | 0
14.08. | 18 | 29.813 |  | 29.813 | 0 | 0 | 0 | 0
14.08. | 19 | 29.813 |  | 29.813 | 0 | 0 | 0 | 0
14.08. | 20 | 29.813 |  | 29.813 | 0 | 0 | 0 | 0
14.08. | 21 | 29.813 |  | 29.813 | 0 | 0 | 0 | 0
14.08. | 22 | 29.813 |  | 29.813 | 0 | 0 | 0 | 0
14.08. | 23 | 29.813 |  | 29.813 | 0 | 0 | 0 | 0
14.08. | 24 | 29.813 |  | 29.813 | 0 | 0 | 0 | 0
15.08. | 1 | 29.813 |  | 29.813 | 0 | 0 | 0 | 0
15.08. | 2 | 29.813 |  | 29.813 | 0 | 0 | 0 | 0
15.08. | 3 | 29.813 |  | 29.813 | 0 | 0 | 0 | 0
15.08. | 4 | 29.813 |  | 29.813 | 0 | 0 | 0 | 0
15.08. | 5 | 29.813 |  | 29.813 | 0 | 0 | 0 | 0
15.08. | 6 | 29.813 |  | 29.813 | 0 | 0 | 0 | 0
15.08. | 7 | 29.813 |  | 29.813 | 0 | 0 | 0 | 0
15.08. | 8 | 29.813 |  | 29.813 | 0 | 0 | 0 | 0
15.08. | 9 | 29.813 |  | 29.813 | 0 | 0 | 0 | 0
15.08. | 10 | 29.813 |  | 29.813 | 0 | 0 | 0 | 0
15.08. | 11 | 29.813 |  | 29.813 | 0 | 0 | 0 | 0
15.08. | 12 | 29.813 |  | 29.813 | 0 | 0 | 0 | 0
15.08. | 13 | 29.813 |  | 29.813 | 0 | 0 | 0 | 0
15.08. | 14 | 29.813 |  | 29.813 | 0 | 0 | 0 | 0
15.08. | 15 | 29.813 |  | 29.813 | 0 | 0 | 0 | 0
15.08. | 16 | 29.813 |  | 29.813 | 0 | 0 | 0 | 0
15.08. | 17 | 29.813 |  | 29.813 | 0 | 0 | 0 | 0
15.08. | 18 | 29.813 |  | 29.813 | 0 | 0 | 0 | 0
15.08. | 19 | 29.813 |  | 29.813 | 0 | 0 | 0 | 0
15.08. | 20 | 29.813 |  | 29.813 | 0 | 0 | 0 | 0
15.08. | 21 | 29.813 |  | 29.813 | 0 | 0 | 0 | 0
15.08. | 22 | 29.813 |  | 29.813 | 0 | 0 | 0 | 0
15.08. | 23 | 29.813 |  | 29.813 | 0 | 0 | 0 | 0
15.08. | 24 | 29.813 |  | 29.813 | 0 | 0 | 0 | 0
16.08. | 1 | 29.813 |  | 29.813 | 0 | 0 | 0 | 0
16.08. | 2 | 29.813 |  | 29.813 | 0 | 0 | 0 | 0
16.08. | 3 | 29.813 |  | 29.813 | 0 | 0 | 0 | 0
16.08. | 4 | 29.813 |  | 29.813 | 0 | 0 | 0 | 0
16.08. | 5 | 29.813 |  | 29.813 | 0 | 0 | 0 | 0
16.08. | 6 | 29.813 |  | 29.813 | 0 | 0 | 0 | 0
16.08. | 7 | 29.813 |  | 29.813 | 0 | 0 | 0 | 0
16.08. | 8 | 29.813 |  | 29.813 | 0 | 0 | 0 | 0
16.08. | 9 | 29.813 |  | 29.813 | 0 | 0 | 0 | 0
16.08. | 10 | 29.813 |  | 29.813 | 0 | 0 | 0 | 0
16.08. | 11 | 29.813 |  | 29.813 | 0 | 0 | 0 | 0
16.08. | 12 | 29.813 |  | 29.813 | 0 | 0 | 0 | 0
16.08. | 13 | 29.813 |  | 29.813 | 0 | 0 | 0 | 0
16.08. | 14 | 29.813 |  | 29.813 | 0 | 0 | 0 | 0
16.08. | 15 | 29.813 |  | 29.813 | 0 | 0 | 0 | 0
16.08. | 16 | 29.813 |  | 29.813 | 0 | 0 | 0 | 0
16.08. | 17 | 29.813 |  | 29.813 | 0 | 0 | 0 | 0
16.08. | 18 | 29.813 |  | 29.813 | 0 | 0 | 0 | 0
16.08. | 19 | 29.813 |  | 29.813 | 0 | 0 | 0 | 0
16.08. | 20 | 29.813 |  | 29.813 | 0 | 0 | 0 | 0
16.08. | 21 | 29.813 |  | 29.813 | 0 | 0 | 0 | 0
16.08. | 22 | 29.813 |  | 29.813 | 0 | 0 | 0 | 0
16.08. | 23 | 29.813 |  | 29.813 | 0 | 0 | 0 | 0
16.08. | 24 | 29.813 |  | 29.813 | 0 | 0 | 0 | 0
17.08. | 1 | 29.813 |  | 29.813 | 0 | 0 | 0 | 0
17.08. | 2 | 29.813 |  | 29.813 | 0 | 0 | 0 | 0
17.08. | 3 | 29.813 |  | 29.813 | 0 | 0 | 0 | 0
17.08. | 4 | 29.813 |  | 29.813 | 0 | 0 | 0 | 0
17.08. | 5 | 29.813 |  | 29.813 | 0 | 0 | 0 | 0
17.08. | 6 | 29.813 |  | 29.813 | 0 | 0 | 0 | 0
17.08. | 7 | 29.813 |  | 29.813 | 0 | 0 | 0 | 0
17.08. | 8 | 29.813 |  | 29.813 | 0 | 0 | 0 | 0
17.08. | 9 | 29.813 |  | 29.813 | 0 | 0 | 0 | 0
17.08. | 10 | 29.813 |  | 29.813 | 0 | 0 | 0 | 0
17.08. | 11 | 29.813 |  | 29.813 | 0 | 0 | 0 | 0
17.08. | 12 | 29.813 |  | 29.813 | 0 | 0 | 0 | 0
17.08. | 13 | 29.813 |  | 29.813 | 0 | 0 | 0 | 0
17.08. | 14 | 29.813 |  | 29.813 | 0 | 0 | 0 | 0
17.08. | 15 | 29.813 |  | 29.813 | 0 | 0 | 0 | 0
17.08. | 16 | 29.813 |  | 29.813 | 0 | 0 | 0 | 0
17.08. | 17 | 29.813 |  | 29.813 | 0 | 0 | 0 | 0
17.08. | 18 | 29.813 |  | 29.813 | 0 | 0 | 0 | 0
17.08. | 19 | 29.813 |  | 29.813 | 0 | 0 | 0 | 0
17.08. | 20 | 29.813 |  | 29.813 | 0 | 0 | 0 | 0
17.08. | 21 | 29.813 |  | 29.813 | 0 | 0 | 0 | 0
17.08. | 22 | 29.813 |  | 29.813 | 0 | 0 | 0 | 0
17.08. | 23 | 29.813 |  | 29.813 | 0 | 0 | 0 | 0
17.08. | 24 | 29.813 |  | 29.813 | 0 | 0 | 0 | 0
18.08. | 1 | 29.813 |  | 29.813 | 0 | 0 | 0 | 0
18.08. | 2 | 29.813 |  | 29.813 | 0 | 0 | 0 | 0
18.08. | 3 | 29.813 |  | 29.813 | 0 | 0 | 0 | 0
18.08. | 4 | 29.813 |  | 29.813 | 0 | 0 | 0 | 0
18.08. | 5 | 29.813 |  | 29.813 | 0 | 0 | 0 | 0
18.08. | 6 | 29.813 |  | 29.813 | 0 | 0 | 0 | 0
18.08. | 7 | 29.813 |  | 29.813 | 0 | 0 | 0 | 0
18.08. | 8 | 29.813 |  | 29.813 | 0 | 0 | 0 | 0
18.08. | 9 | 29.813 |  | 29.813 | 0 | 0 | 0 | 0
18.08. | 10 | 29.813 |  | 29.813 | 0 | 0 | 0 | 0
18.08. | 11 | 29.813 |  | 29.813 | 0 | 0 | 0 | 0
18.08. | 12 | 29.813 |  | 29.813 | 0 | 0 | 0 | 0
18.08. | 13 | 29.813 |  | 29.813 | 0 | 0 | 0 | 0
18.08. | 14 | 29.813 |  | 29.813 | 0 | 0 | 0 | 0
18.08. | 15 | 29.813 |  | 29.813 | 0 | 0 | 0 | 0
18.08. | 16 | 29.813 |  | 29.813 | 0 | 0 | 0 | 0
18.08. | 17 | 29.813 |  | 29.813 | 0 | 0 | 0 | 0
18.08. | 18 | 29.813 |  | 29.813 | 0 | 0 | 0 | 0
18.08. | 19 | 29.813 |  | 29.813 | 0 | 0 | 0 | 0
18.08. | 20 | 29.813 |  | 29.813 | 0 | 0 | 0 | 0
18.08. | 21 | 29.813 |  | 29.813 | 0 | 0 | 0 | 0
18.08. | 22 | 29.813 |  | 29.813 | 0 | 0 | 0 | 0
18.08. | 23 | 29.813 |  | 29.813 | 0 | 0 | 0 | 0
18.08. | 24 | 29.813 |  | 29.813 | 0 | 0 | 0 | 0
19.08. | 1 | 29.813 |  | 29.813 | 0 | 0 | 0 | 0
19.08. | 2 | 29.813 |  | 29.813 | 0 | 0 | 0 | 0
19.08. | 3 | 29.813 |  | 29.813 | 0 | 0 | 0 | 0
19.08. | 4 | 29.813 |  | 29.813 | 0 | 0 | 0 | 0
19.08. | 5 | 29.813 |  | 29.813 | 0 | 0 | 0 | 0
19.08. | 6 | 29.813 |  | 29.813 | 0 | 0 | 0 | 0
19.08. | 7 | 29.813 |  | 29.813 | 0 | 0 | 0 | 0
19.08. | 8 | 29.813 |  | 29.813 | 0 | 0 | 0 | 0
19.08. | 9 | 29.813 |  | 29.813 | 0 | 0 | 0 | 0
19.08. | 10 | 29.813 |  | 29.813 | 0 | 0 | 0 | 0
19.08. | 11 | 29.813 |  | 29.813 | 0 | 0 | 0 | 0
19.08. | 12 | 29.813 |  | 29.813 | 0 | 0 | 0 | 0
19.08. | 13 | 29.813 |  | 29.813 | 0 | 0 | 0 | 0
19.08. | 14 | 29.813 |  | 29.813 | 0 | 0 | 0 | 0
19.08. | 15 | 29.813 |  | 29.813 | 0 | 0 | 0 | 0
19.08. | 16 | 29.813 |  | 29.813 | 0 | 0 | 0 | 0
19.08. | 17 | 29.813 |  | 29.813 | 0 | 0 | 0 | 0
19.08. | 18 | 29.813 |  | 29.813 | 0 | 0 | 0 | 0
19.08. | 19 | 29.813 |  | 29.813 | 0 | 0 | 0 | 0
19.08. | 20 | 29.813 |  | 29.813 | 0 | 0 | 0 | 0
19.08. | 21 | 29.813 |  | 29.813 | 0 | 0 | 0 | 0
19.08. | 22 | 29.813 |  | 29.813 | 0 | 0 | 0 | 0
19.08. | 23 | 29.813 |  | 29.813 | 0 | 0 | 0 | 0
19.08. | 24 | 29.813 |  | 29.813 | 0 | 0 | 0 | 0
20.08. | 1 | 29.813 |  | 29.813 | 0 | 0 | 0 | 0
20.08. | 2 | 29.813 |  | 29.813 | 0 | 0 | 0 | 0
20.08. | 3 | 29.813 |  | 29.813 | 0 | 0 | 0 | 0
20.08. | 4 | 29.813 |  | 29.813 | 0 | 0 | 0 | 0
20.08. | 5 | 29.813 |  | 29.813 | 0 | 0 | 0 | 0
20.08. | 6 | 29.813 |  | 29.813 | 0 | 0 | 0 | 0
20.08. | 7 | 29.813 |  | 29.813 | 0 | 0 | 0 | 0
20.08. | 8 | 29.813 |  | 29.813 | 0 | 0 | 0 | 0
20.08. | 9 | 29.813 |  | 29.813 | 0 | 0 | 0 | 0
20.08. | 10 | 29.813 |  | 29.813 | 0 | 0 | 0 | 0
20.08. | 11 | 29.813 |  | 29.813 | 0 | 0 | 0 | 0
20.08. | 12 | 29.813 |  | 29.813 | 0 | 0 | 0 | 0
20.08. | 13 | 29.813 |  | 29.813 | 0 | 0 | 0 | 0
20.08. | 14 | 29.813 |  | 29.813 | 0 | 0 | 0 | 0
20.08. | 15 | 29.813 |  | 29.813 | 0 | 0 | 0 | 0
20.08. | 16 | 29.813 |  | 29.813 | 0 | 0 | 0 | 0
20.08. | 17 | 29.813 |  | 29.813 | 0 | 0 | 0 | 0
20.08. | 18 | 29.813 |  | 29.813 | 0 | 0 | 0 | 0
20.08. | 19 | 29.813 |  | 29.813 | 0 | 0 | 0 | 0
20.08. | 20 | 29.813 |  | 29.813 | 0 | 0 | 0 | 0
20.08. | 21 | 29.813 |  | 29.813 | 0 | 0 | 0 | 0
20.08. | 22 | 29.813 |  | 29.813 | 0 | 0 | 0 | 0
20.08. | 23 | 29.813 |  | 29.813 | 0 | 0 | 0 | 0
20.08. | 24 | 29.813 |  | 29.813 | 0 | 0 | 0 | 0
21.08. | 1 | 29.813 |  | 29.813 | 0 | 0 | 0 | 0
21.08. | 2 | 29.813 |  | 29.813 | 0 | 0 | 0 | 0
21.08. | 3 | 29.813 |  | 29.813 | 0 | 0 | 0 | 0
21.08. | 4 | 29.813 |  | 29.813 | 0 | 0 | 0 | 0
21.08. | 5 | 29.813 |  | 29.813 | 0 | 0 | 0 | 0
21.08. | 6 | 29.813 |  | 29.813 | 0 | 0 | 0 | 0
21.08. | 7 | 29.813 |  | 29.813 | 0 | 0 | 0 | 0
21.08. | 8 | 29.813 |  | 29.813 | 0 | 0 | 0 | 0
21.08. | 9 | 29.813 |  | 29.813 | 0 | 0 | 0 | 0
21.08. | 10 | 29.813 |  | 29.813 | 0 | 0 | 0 | 0
21.08. | 11 | 29.813 |  | 29.813 | 0 | 0 | 0 | 0
21.08. | 12 | 29.813 |  | 29.813 | 0 | 0 | 0 | 0
21.08. | 13 | 29.813 |  | 29.813 | 0 | 0 | 0 | 0
21.08. | 14 | 29.813 |  | 29.813 | 0 | 0 | 0 | 0
21.08. | 15 | 29.813 |  | 29.813 | 0 | 0 | 0 | 0
21.08. | 16 | 29.813 |  | 29.813 | 0 | 0 | 0 | 0
21.08. | 17 | 29.813 |  | 29.813 | 0 | 0 | 0 | 0
21.08. | 18 | 29.813 |  | 29.813 | 0 | 0 | 0 | 0
21.08. | 19 | 29.813 |  | 29.813 | 0 | 0 | 0 | 0
21.08. | 20 | 29.813 |  | 29.813 | 0 | 0 | 0 | 0
21.08. | 21 | 29.813 |  | 29.813 | 0 | 0 | 0 | 0
21.08. | 22 | 29.813 |  | 29.813 | 0 | 0 | 0 | 0
21.08. | 23 | 29.813 |  | 29.813 | 0 | 0 | 0 | 0
21.08. | 24 | 29.813 |  | 29.813 | 0 | 0 | 0 | 0
22.08. | 1 | 29.813 |  | 29.813 | 0 | 0 | 0 | 0
22.08. | 2 | 29.813 |  | 29.813 | 0 | 0 | 0 | 0
22.08. | 3 | 29.813 |  | 29.813 | 0 | 0 | 0 | 0
22.08. | 4 | 29.813 |  | 29.813 | 0 | 0 | 0 | 0
22.08. | 5 | 29.813 |  | 29.813 | 0 | 0 | 0 | 0
22.08. | 6 | 29.813 |  | 29.813 | 0 | 0 | 0 | 0
22.08. | 7 | 29.813 |  | 29.813 | 0 | 0 | 0 | 0
22.08. | 8 | 29.813 |  | 29.813 | 0 | 0 | 0 | 0
22.08. | 9 | 29.813 |  | 29.813 | 0 | 0 | 0 | 0
22.08. | 10 | 29.813 |  | 29.813 | 0 | 0 | 0 | 0
22.08. | 11 | 29.813 |  | 29.813 | 0 | 0 | 0 | 0
22.08. | 12 | 29.813 |  | 29.813 | 0 | 0 | 0 | 0
22.08. | 13 | 29.813 |  | 29.813 | 0 | 0 | 0 | 0
22.08. | 14 | 29.813 |  | 29.813 | 0 | 0 | 0 | 0
22.08. | 15 | 29.813 |  | 29.813 | 0 | 0 | 0 | 0
22.08. | 16 | 29.813 |  | 29.813 | 0 | 0 | 0 | 0
22.08. | 17 | 29.813 |  | 29.813 | 0 | 0 | 0 | 0
22.08. | 18 | 29.813 |  | 29.813 | 0 | 0 | 0 | 0
22.08. | 19 | 29.813 |  | 29.813 | 0 | 0 | 0 | 0
22.08. | 20 | 29.813 |  | 29.813 | 0 | 0 | 0 | 0
22.08. | 21 | 29.813 |  | 29.813 | 0 | 0 | 0 | 0
22.08. | 22 | 29.813 |  | 29.813 | 0 | 0 | 0 | 0
22.08. | 23 | 29.813 |  | 29.813 | 0 | 0 | 0 | 0
22.08. | 24 | 29.813 |  | 29.813 | 0 | 0 | 0 | 0
23.08. | 1 | 29.813 |  | 29.813 | 0 | 0 | 0 | 0
23.08. | 2 | 29.813 |  | 29.813 | 0 | 0 | 0 | 0
23.08. | 3 | 29.813 |  | 29.813 | 0 | 0 | 0 | 0
23.08. | 4 | 29.813 |  | 29.813 | 0 | 0 | 0 | 0
23.08. | 5 | 29.813 |  | 29.813 | 0 | 0 | 0 | 0
23.08. | 6 | 29.813 |  | 29.813 | 0 | 0 | 0 | 0
23.08. | 7 | 29.813 |  | 29.813 | 0 | 0 | 0 | 0
23.08. | 8 | 29.813 |  | 29.813 | 0 | 0 | 0 | 0
23.08. | 9 | 29.813 |  | 29.813 | 0 | 0 | 0 | 0
23.08. | 10 | 29.813 |  | 29.813 | 0 | 0 | 0 | 0
23.08. | 11 | 29.813 |  | 29.813 | 0 | 0 | 0 | 0
23.08. | 12 | 29.813 |  | 29.813 | 0 | 0 | 0 | 0
23.08. | 13 | 29.813 |  | 29.813 | 0 | 0 | 0 | 0
23.08. | 14 | 29.813 |  | 29.813 | 0 | 0 | 0 | 0
23.08. | 15 | 29.813 |  | 29.813 | 0 | 0 | 0 | 0
23.08. | 16 | 29.813 |  | 29.813 | 0 | 0 | 0 | 0
23.08. | 17 | 29.813 |  | 29.813 | 0 | 0 | 0 | 0
23.08. | 18 | 29.813 |  | 29.813 | 0 | 0 | 0 | 0
23.08. | 19 | 29.813 |  | 29.813 | 0 | 0 | 0 | 0
23.08. | 20 | 29.813 |  | 29.813 | 0 | 0 | 0 | 0
23.08. | 21 | 29.813 |  | 29.813 | 0 | 0 | 0 | 0
23.08. | 22 | 29.813 |  | 29.813 | 0 | 0 | 0 | 0
23.08. | 23 | 29.813 |  | 29.813 | 0 | 0 | 0 | 0
23.08. | 24 | 29.813 |  | 29.813 | 0 | 0 | 0 | 0
24.08. | 1 | 29.813 |  | 29.813 | 0 | 0 | 0 | 0
24.08. | 2 | 29.813 |  | 29.813 | 0 | 0 | 0 | 0
24.08. | 3 | 29.813 |  | 29.813 | 0 | 0 | 0 | 0
24.08. | 4 | 29.813 |  | 29.813 | 0 | 0 | 0 | 0
24.08. | 5 | 29.813 |  | 29.813 | 0 | 0 | 0 | 0
24.08. | 6 | 29.813 |  | 29.813 | 0 | 0 | 0 | 0
24.08. | 7 | 29.813 |  | 29.813 | 0 | 0 | 0 | 0
24.08. | 8 | 29.813 |  | 29.813 | 0 | 0 | 0 | 0
24.08. | 9 | 29.813 |  | 29.813 | 0 | 0 | 0 | 0
24.08. | 10 | 29.813 |  | 29.813 | 0 | 0 | 0 | 0
24.08. | 11 | 29.813 |  | 29.813 | 0 | 0 | 0 | 0
24.08. | 12 | 29.813 |  | 29.813 | 0 | 0 | 0 | 0
24.08. | 13 | 29.813 |  | 29.813 | 0 | 0 | 0 | 0
24.08. | 14 | 29.813 |  | 29.813 | 0 | 0 | 0 | 0
24.08. | 15 | 29.813 |  | 29.813 | 0 | 0 | 0 | 0
24.08. | 16 | 29.813 |  | 29.813 | 0 | 0 | 0 | 0
24.08. | 17 | 29.813 |  | 29.813 | 0 | 0 | 0 | 0
24.08. | 18 | 29.813 |  | 29.813 | 0 | 0 | 0 | 0
24.08. | 19 | 29.813 |  | 29.813 | 0 | 0 | 0 | 0
24.08. | 20 | 29.813 |  | 29.813 | 0 | 0 | 0 | 0
24.08. | 21 | 29.813 |  | 29.813 | 0 | 0 | 0 | 0
24.08. | 22 | 29.813 |  | 29.813 | 0 | 0 | 0 | 0
24.08. | 23 | 29.813 |  | 29.813 | 0 | 0 | 0 | 0
24.08. | 24 | 29.813 |  | 29.813 | 0 | 0 | 0 | 0
25.08. | 1 | 29.813 |  | 29.813 | 0 | 0 | 0 | 0
25.08. | 2 | 29.813 |  | 29.813 | 0 | 0 | 0 | 0
25.08. | 3 | 29.813 |  | 29.813 | 0 | 0 | 0 | 0
25.08. | 4 | 29.813 |  | 29.813 | 0 | 0 | 0 | 0
25.08. | 5 | 29.813 |  | 29.813 | 0 | 0 | 0 | 0
25.08. | 6 | 29.813 |  | 29.813 | 0 | 0 | 0 | 0
25.08. | 7 | 29.813 |  | 29.813 | 0 | 0 | 0 | 0
25.08. | 8 | 29.813 |  | 29.813 | 0 | 0 | 0 | 0
25.08. | 9 | 29.813 |  | 29.813 | 0 | 0 | 0 | 0
25.08. | 10 | 29.813 |  | 29.813 | 0 | 0 | 0 | 0
25.08. | 11 | 29.813 |  | 29.813 | 0 | 0 | 0 | 0
25.08. | 12 | 29.813 |  | 29.813 | 0 | 0 | 0 | 0
25.08. | 13 | 29.813 |  | 29.813 | 0 | 0 | 0 | 0
25.08. | 14 | 29.813 |  | 29.813 | 0 | 0 | 0 | 0
25.08. | 15 | 29.813 |  | 29.813 | 0 | 0 | 0 | 0
25.08. | 16 | 29.813 |  | 29.813 | 0 | 0 | 0 | 0
25.08. | 17 | 29.813 |  | 29.813 | 0 | 0 | 0 | 0
25.08. | 18 | 29.813 |  | 29.813 | 0 | 0 | 0 | 0
25.08. | 19 | 29.813 |  | 29.813 | 0 | 0 | 0 | 0
25.08. | 20 | 29.813 |  | 29.813 | 0 | 0 | 0 | 0
25.08. | 21 | 29.813 |  | 29.813 | 0 | 0 | 0 | 0
25.08. | 22 | 29.813 |  | 29.813 | 0 | 0 | 0 | 0
25.08. | 23 | 29.813 |  | 29.813 | 0 | 0 | 0 | 0
25.08. | 24 | 29.813 |  | 29.813 | 0 | 0 | 0 | 0
26.08. | 1 | 29.813 |  | 29.813 | 0 | 0 | 0 | 0
26.08. | 2 | 29.813 |  | 29.813 | 0 | 0 | 0 | 0
26.08. | 3 | 29.813 |  | 29.813 | 0 | 0 | 0 | 0
26.08. | 4 | 29.813 |  | 29.813 | 0 | 0 | 0 | 0
26.08. | 5 | 29.813 |  | 29.813 | 0 | 0 | 0 | 0
26.08. | 6 | 29.813 |  | 29.813 | 0 | 0 | 0 | 0
26.08. | 7 | 29.813 |  | 29.813 | 0 | 0 | 0 | 0
26.08. | 8 | 29.813 |  | 29.813 | 0 | 0 | 0 | 0
26.08. | 9 | 29.813 |  | 29.813 | 0 | 0 | 0 | 0
26.08. | 10 | 29.813 |  | 29.813 | 0 | 0 | 0 | 0
26.08. | 11 | 29.813 |  | 29.813 | 0 | 0 | 0 | 0
26.08. | 12 | 29.813 |  | 29.813 | 0 | 0 | 0 | 0
26.08. | 13 | 29.813 |  | 29.813 | 0 | 0 | 0 | 0
26.08. | 14 | 29.813 |  | 29.813 | 0 | 0 | 0 | 0
26.08. | 15 | 29.813 |  | 29.813 | 0 | 0 | 0 | 0
26.08. | 16 | 29.813 |  | 29.813 | 0 | 0 | 0 | 0
26.08. | 17 | 29.813 |  | 29.813 | 0 | 0 | 0 | 0
26.08. | 18 | 29.813 |  | 29.813 | 0 | 0 | 0 | 0
26.08. | 19 | 29.813 |  | 29.813 | 0 | 0 | 0 | 0
26.08. | 20 | 29.813 |  | 29.813 | 0 | 0 | 0 | 0
26.08. | 21 | 29.813 |  | 29.813 | 0 | 0 | 0 | 0
26.08. | 22 | 29.813 |  | 29.813 | 0 | 0 | 0 | 0
26.08. | 23 | 29.813 |  | 29.813 | 0 | 0 | 0 | 0
26.08. | 24 | 29.813 |  | 29.813 | 0 | 0 | 0 | 0
27.08. | 1 | 29.813 |  | 29.813 | 0 | 0 | 0 | 0
27.08. | 2 | 29.813 |  | 29.813 | 0 | 0 | 0 | 0
27.08. | 3 | 29.813 |  | 29.813 | 0 | 0 | 0 | 0
27.08. | 4 | 29.813 |  | 29.813 | 0 | 0 | 0 | 0
27.08. | 5 | 29.813 |  | 29.813 | 0 | 0 | 0 | 0
27.08. | 6 | 29.813 |  | 29.813 | 0 | 0 | 0 | 0
27.08. | 7 | 29.813 |  | 29.813 | 0 | 0 | 0 | 0
27.08. | 8 | 29.813 |  | 29.813 | 0 | 0 | 0 | 0
27.08. | 9 | 29.813 |  | 29.813 | 0 | 0 | 0 | 0
27.08. | 10 | 29.813 |  | 29.813 | 0 | 0 | 0 | 0
27.08. | 11 | 29.813 |  | 29.813 | 0 | 0 | 0 | 0
27.08. | 12 | 29.813 |  | 29.813 | 0 | 0 | 0 | 0
27.08. | 13 | 29.813 |  | 29.813 | 0 | 0 | 0 | 0
27.08. | 14 | 29.813 |  | 29.813 | 0 | 0 | 0 | 0
27.08. | 15 | 29.813 |  | 29.813 | 0 | 0 | 0 | 0
27.08. | 16 | 29.813 |  | 29.813 | 0 | 0 | 0 | 0
27.08. | 17 | 29.813 |  | 29.813 | 0 | 0 | 0 | 0
27.08. | 18 | 29.813 |  | 29.813 | 0 | 0 | 0 | 0
27.08. | 19 | 29.813 |  | 29.813 | 0 | 0 | 0 | 0
27.08. | 20 | 29.813 |  | 29.813 | 0 | 0 | 0 | 0
27.08. | 21 | 29.813 |  | 29.813 | 0 | 0 | 0 | 0
27.08. | 22 | 29.813 |  | 29.813 | 0 | 0 | 0 | 0
27.08. | 23 | 29.813 |  | 29.813 | 0 | 0 | 0 | 0
27.08. | 24 | 29.813 |  | 29.813 | 0 | 0 | 0 | 0
28.08. | 1 | 29.813 |  | 29.813 | 0 | 0 | 0 | 0
28.08. | 2 | 29.813 |  | 29.813 | 0 | 0 | 0 | 0
28.08. | 3 | 29.813 |  | 29.813 | 0 | 0 | 0 | 0
28.08. | 4 | 29.813 |  | 29.813 | 0 | 0 | 0 | 0
28.08. | 5 | 29.813 |  | 29.813 | 0 | 0 | 0 | 0
28.08. | 6 | 29.813 |  | 29.813 | 0 | 0 | 0 | 0
28.08. | 7 | 29.813 |  | 29.813 | 0 | 0 | 0 | 0
28.08. | 8 | 29.813 |  | 29.813 | 0 | 0 | 0 | 0
28.08. | 9 | 29.813 |  | 29.813 | 0 | 0 | 0 | 0
28.08. | 10 | 29.813 |  | 29.813 | 0 | 0 | 0 | 0
28.08. | 11 | 29.813 |  | 29.813 | 0 | 0 | 0 | 0
28.08. | 12 | 29.813 |  | 29.813 | 0 | 0 | 0 | 0
28.08. | 13 | 29.813 |  | 29.813 | 0 | 0 | 0 | 0
28.08. | 14 | 29.813 |  | 29.813 | 0 | 0 | 0 | 0
28.08. | 15 | 29.813 |  | 29.813 | 0 | 0 | 0 | 0
28.08. | 16 | 29.813 |  | 29.813 | 0 | 0 | 0 | 0
28.08. | 17 | 29.813 |  | 29.813 | 0 | 0 | 0 | 0
28.08. | 18 | 29.813 |  | 29.813 | 0 | 0 | 0 | 0
28.08. | 19 | 29.813 |  | 29.813 | 0 | 0 | 0 | 0
28.08. | 20 | 29.813 |  | 29.813 | 0 | 0 | 0 | 0
28.08. | 21 | 29.813 |  | 29.813 | 0 | 0 | 0 | 0
28.08. | 22 | 29.813 |  | 29.813 | 0 | 0 | 0 | 0
28.08. | 23 | 29.813 |  | 29.813 | 0 | 0 | 0 | 0
28.08. | 24 | 29.813 |  | 29.813 | 0 | 0 | 0 | 0
29.08. | 1 | 29.813 |  | 29.813 | 0 | 0 | 0 | 0
29.08. | 2 | 29.813 |  | 29.813 | 0 | 0 | 0 | 0
29.08. | 3 | 29.813 |  | 29.813 | 0 | 0 | 0 | 0
29.08. | 4 | 29.813 |  | 29.813 | 0 | 0 | 0 | 0
29.08. | 5 | 29.813 |  | 29.813 | 0 | 0 | 0 | 0
29.08. | 6 | 29.813 |  | 29.813 | 0 | 0 | 0 | 0
29.08. | 7 | 29.813 |  | 29.813 | 0 | 0 | 0 | 0
29.08. | 8 | 29.813 |  | 29.813 | 0 | 0 | 0 | 0
29.08. | 9 | 29.813 |  | 29.813 | 0 | 0 | 0 | 0
29.08. | 10 | 29.813 |  | 29.813 | 0 | 0 | 0 | 0
29.08. | 11 | 29.813 |  | 29.813 | 0 | 0 | 0 | 0
29.08. | 12 | 29.813 |  | 29.813 | 0 | 0 | 0 | 0
29.08. | 13 | 29.813 |  | 29.813 | 0 | 0 | 0 | 0
29.08. | 14 | 29.813 |  | 29.813 | 0 | 0 | 0 | 0
29.08. | 15 | 29.813 |  | 29.813 | 0 | 0 | 0 | 0
29.08. | 16 | 29.813 |  | 29.813 | 0 | 0 | 0 | 0
29.08. | 17 | 29.813 |  | 29.813 | 0 | 0 | 0 | 0
29.08. | 18 | 29.813 |  | 29.813 | 0 | 0 | 0 | 0
29.08. | 19 | 29.813 |  | 29.813 | 0 | 0 | 0 | 0
29.08. | 20 | 29.813 |  | 29.813 | 0 | 0 | 0 | 0
29.08. | 21 | 29.813 |  | 29.813 | 0 | 0 | 0 | 0
29.08. | 22 | 29.813 |  | 29.813 | 0 | 0 | 0 | 0
29.08. | 23 | 29.813 |  | 29.813 | 0 | 0 | 0 | 0
29.08. | 24 | 29.813 |  | 29.813 | 0 | 0 | 0 | 0
30.08. | 1 | 29.813 |  | 29.813 | 0 | 0 | 0 | 0
30.08. | 2 | 29.813 |  | 29.813 | 0 | 0 | 0 | 0
30.08. | 3 | 29.813 |  | 29.813 | 0 | 0 | 0 | 0
30.08. | 4 | 29.813 |  | 29.813 | 0 | 0 | 0 | 0
30.08. | 5 | 29.813 |  | 29.813 | 0 | 0 | 0 | 0
30.08. | 6 | 29.813 |  | 29.813 | 0 | 0 | 0 | 0
30.08. | 7 | 29.813 |  | 29.813 | 0 | 0 | 0 | 0
30.08. | 8 | 29.813 |  | 29.813 | 0 | 0 | 0 | 0
30.08. | 9 | 29.813 |  | 29.813 | 0 | 0 | 0 | 0
30.08. | 10 | 29.813 |  | 29.813 | 0 | 0 | 0 | 0
30.08. | 11 | 29.813 |  | 29.813 | 0 | 0 | 0 | 0
30.08. | 12 | 29.813 |  | 29.813 | 0 | 0 | 0 | 0
30.08. | 13 | 29.813 |  | 29.813 | 0 | 0 | 0 | 0
30.08. | 14 | 29.813 |  | 29.813 | 0 | 0 | 0 | 0
30.08. | 15 | 29.813 |  | 29.813 | 0 | 0 | 0 | 0
30.08. | 16 | 29.813 |  | 29.813 | 0 | 0 | 0 | 0
30.08. | 17 | 29.813 |  | 29.813 | 0 | 0 | 0 | 0
30.08. | 18 | 29.813 |  | 29.813 | 0 | 0 | 0 | 0
30.08. | 19 | 29.813 |  | 29.813 | 0 | 0 | 0 | 0
30.08. | 20 | 29.813 |  | 29.813 | 0 | 0 | 0 | 0
30.08. | 21 | 29.813 |  | 29.813 | 0 | 0 | 0 | 0
30.08. | 22 | 29.813 |  | 29.813 | 0 | 0 | 0 | 0
30.08. | 23 | 29.813 |  | 29.813 | 0 | 0 | 0 | 0
30.08. | 24 | 29.813 |  | 29.813 | 0 | 0 | 0 | 0
31.08. | 1 | 29.813 |  | 29.813 | 0 | 0 | 0 | 0
31.08. | 2 | 29.813 |  | 29.813 | 0 | 0 | 0 | 0
31.08. | 3 | 29.813 |  | 29.813 | 0 | 0 | 0 | 0
31.08. | 4 | 29.813 |  | 29.813 | 0 | 0 | 0 | 0
31.08. | 5 | 29.813 |  | 29.813 | 0 | 0 | 0 | 0
31.08. | 6 | 29.813 |  | 29.813 | 0 | 0 | 0 | 0
31.08. | 7 | 29.813 |  | 29.813 | 0 | 0 | 0 | 0
31.08. | 8 | 29.813 |  | 29.813 | 0 | 0 | 0 | 0
31.08. | 9 | 29.813 |  | 29.813 | 0 | 0 | 0 | 0
31.08. | 10 | 29.813 |  | 29.813 | 0 | 0 | 0 | 0
31.08. | 11 | 29.813 |  | 29.813 | 0 | 0 | 0 | 0
31.08. | 12 | 29.813 |  | 29.813 | 0 | 0 | 0 | 0
31.08. | 13 | 29.813 |  | 29.813 | 0 | 0 | 0 | 0
31.08. | 14 | 29.813 |  | 29.813 | 0 | 0 | 0 | 0
31.08. | 15 | 29.813 |  | 29.813 | 0 | 0 | 0 | 0
31.08. | 16 | 29.813 |  | 29.813 | 0 | 0 | 0 | 0
31.08. | 17 | 29.813 |  | 29.813 | 0 | 0 | 0 | 0
31.08. | 18 | 29.813 |  | 29.813 | 0 | 0 | 0 | 0
31.08. | 19 | 29.813 |  | 29.813 | 0 | 0 | 0 | 0
31.08. | 20 | 29.813 |  | 29.813 | 0 | 0 | 0 | 0
31.08. | 21 | 29.813 |  | 29.813 | 0 | 0 | 0 | 0
31.08. | 22 | 29.813 |  | 29.813 | 0 | 0 | 0 | 0
31.08. | 23 | 29.813 |  | 29.813 | 0 | 0 | 0 | 0
31.08. | 24 | 29.813 |  | 29.813 | 0 | 0 | 0 | 0
01.09. | 1 | 29.813 |  | 29.813 | 0 | 0 | 0 | 0
01.09. | 2 | 29.813 |  | 29.813 | 0 | 0 | 0 | 0
01.09. | 3 | 29.813 |  | 29.813 | 0 | 0 | 0 | 0
01.09. | 4 | 29.813 |  | 29.813 | 0 | 0 | 0 | 0
01.09. | 5 | 29.813 |  | 29.813 | 0 | 0 | 0 | 0
01.09. | 6 | 29.813 |  | 29.813 | 0 | 0 | 0 | 0
01.09. | 7 | 29.813 |  | 29.813 | 0 | 0 | 0 | 0
01.09. | 8 | 29.813 |  | 29.813 | 0 | 0 | 0 | 0
01.09. | 9 | 29.813 |  | 29.813 | 0 | 0 | 0 | 0
01.09. | 10 | 29.813 |  | 29.813 | 0 | 0 | 0 | 0
01.09. | 11 | 29.813 |  | 29.813 | 0 | 0 | 0 | 0
01.09. | 12 | 29.813 |  | 29.813 | 0 | 0 | 0 | 0
01.09. | 13 | 29.813 |  | 29.813 | 0 | 0 | 0 | 0
01.09. | 14 | 29.813 |  | 29.813 | 0 | 0 | 0 | 0
01.09. | 15 | 29.813 |  | 29.813 | 0 | 0 | 0 | 0
01.09. | 16 | 29.813 |  | 29.813 | 0 | 0 | 0 | 0
01.09. | 17 | 29.813 |  | 29.813 | 0 | 0 | 0 | 0
01.09. | 18 | 29.813 |  | 29.813 | 0 | 0 | 0 | 0
01.09. | 19 | 29.813 |  | 29.813 | 0 | 0 | 0 | 0
01.09. | 20 | 29.813 |  | 29.813 | 0 | 0 | 0 | 0
01.09. | 21 | 29.813 |  | 29.813 | 0 | 0 | 0 | 0
01.09. | 22 | 29.813 |  | 29.813 | 0 | 0 | 0 | 0
01.09. | 23 | 29.813 |  | 29.813 | 0 | 0 | 0 | 0
01.09. | 24 | 29.813 |  | 29.813 | 0 | 0 | 0 | 0
02.09. | 1 | 29.813 |  | 29.813 | 0 | 0 | 0 | 0
02.09. | 2 | 29.813 |  | 29.813 | 0 | 0 | 0 | 0
02.09. | 3 | 29.813 |  | 29.813 | 0 | 0 | 0 | 0
02.09. | 4 | 29.813 |  | 29.813 | 0 | 0 | 0 | 0
02.09. | 5 | 29.813 |  | 29.813 | 0 | 0 | 0 | 0
02.09. | 6 | 29.813 |  | 29.813 | 0 | 0 | 0 | 0
02.09. | 7 | 29.813 |  | 29.813 | 0 | 0 | 0 | 0
02.09. | 8 | 29.813 |  | 29.813 | 0 | 0 | 0 | 0
02.09. | 9 | 29.813 |  | 29.813 | 0 | 0 | 0 | 0
02.09. | 10 | 29.813 |  | 29.813 | 0 | 0 | 0 | 0
02.09. | 11 | 29.813 |  | 29.813 | 0 | 0 | 0 | 0
02.09. | 12 | 29.813 |  | 29.813 | 0 | 0 | 0 | 0
02.09. | 13 | 29.813 |  | 29.813 | 0 | 0 | 0 | 0
02.09. | 14 | 29.813 |  | 29.813 | 0 | 0 | 0 | 0
02.09. | 15 | 29.813 |  | 29.813 | 0 | 0 | 0 | 0
02.09. | 16 | 29.813 |  | 29.813 | 0 | 0 | 0 | 0
02.09. | 17 | 29.813 |  | 29.813 | 0 | 0 | 0 | 0
02.09. | 18 | 29.813 |  | 29.813 | 0 | 0 | 0 | 0
02.09. | 19 | 29.813 |  | 29.813 | 0 | 0 | 0 | 0
02.09. | 20 | 29.813 |  | 29.813 | 0 | 0 | 0 | 0
02.09. | 21 | 29.813 |  | 29.813 | 0 | 0 | 0 | 0
02.09. | 22 | 29.813 |  | 29.813 | 0 | 0 | 0 | 0
02.09. | 23 | 29.813 |  | 29.813 | 0 | 0 | 0 | 0
02.09. | 24 | 29.813 |  | 29.813 | 0 | 0 | 0 | 0
03.09. | 1 | 29.813 |  | 29.813 | 0 | 0 | 0 | 0
03.09. | 2 | 29.813 |  | 29.813 | 0 | 0 | 0 | 0
03.09. | 3 | 29.813 |  | 29.813 | 0 | 0 | 0 | 0
03.09. | 4 | 29.813 |  | 29.813 | 0 | 0 | 0 | 0
03.09. | 5 | 29.813 |  | 29.813 | 0 | 0 | 0 | 0
03.09. | 6 | 29.813 |  | 29.813 | 0 | 0 | 0 | 0
03.09. | 7 | 29.813 |  | 29.813 | 0 | 0 | 0 | 0
03.09. | 8 | 29.813 |  | 29.813 | 0 | 0 | 0 | 0
03.09. | 9 | 29.813 |  | 29.813 | 0 | 0 | 0 | 0
03.09. | 10 | 29.813 |  | 29.813 | 0 | 0 | 0 | 0
03.09. | 11 | 29.813 |  | 29.813 | 0 | 0 | 0 | 0
03.09. | 12 | 29.813 |  | 29.813 | 0 | 0 | 0 | 0
03.09. | 13 | 29.813 |  | 29.813 | 0 | 0 | 0 | 0
03.09. | 14 | 29.813 |  | 29.813 | 0 | 0 | 0 | 0
03.09. | 15 | 29.813 |  | 29.813 | 0 | 0 | 0 | 0
03.09. | 16 | 29.813 |  | 29.813 | 0 | 0 | 0 | 0
03.09. | 17 | 29.813 |  | 29.813 | 0 | 0 | 0 | 0
03.09. | 18 | 29.813 |  | 29.813 | 0 | 0 | 0 | 0
03.09. | 19 | 29.813 |  | 29.813 | 0 | 0 | 0 | 0
03.09. | 20 | 29.813 |  | 29.813 | 0 | 0 | 0 | 0
03.09. | 21 | 29.813 |  | 29.813 | 0 | 0 | 0 | 0
03.09. | 22 | 29.813 |  | 29.813 | 0 | 0 | 0 | 0
03.09. | 23 | 29.813 |  | 29.813 | 0 | 0 | 0 | 0
03.09. | 24 | 29.813 |  | 29.813 | 0 | 0 | 0 | 0
04.09. | 1 | 29.813 |  | 29.813 | 0 | 0 | 0 | 0
04.09. | 2 | 29.813 |  | 29.813 | 0 | 0 | 0 | 0
04.09. | 3 | 29.813 |  | 29.813 | 0 | 0 | 0 | 0
04.09. | 4 | 29.813 |  | 29.813 | 0 | 0 | 0 | 0
04.09. | 5 | 29.813 |  | 29.813 | 0 | 0 | 0 | 0
04.09. | 6 | 29.813 |  | 29.813 | 0 | 0 | 0 | 0
04.09. | 7 | 29.813 |  | 29.813 | 0 | 0 | 0 | 0
04.09. | 8 | 29.813 |  | 29.813 | 0 | 0 | 0 | 0
04.09. | 9 | 29.813 |  | 29.813 | 0 | 0 | 0 | 0
04.09. | 10 | 29.813 |  | 29.813 | 0 | 0 | 0 | 0
04.09. | 11 | 29.813 |  | 29.813 | 0 | 0 | 0 | 0
04.09. | 12 | 29.813 |  | 29.813 | 0 | 0 | 0 | 0
04.09. | 13 | 29.813 |  | 29.813 | 0 | 0 | 0 | 0
04.09. | 14 | 29.813 |  | 29.813 | 0 | 0 | 0 | 0
04.09. | 15 | 29.813 |  | 29.813 | 0 | 0 | 0 | 0
04.09. | 16 | 29.813 |  | 29.813 | 0 | 0 | 0 | 0
04.09. | 17 | 29.813 |  | 29.813 | 0 | 0 | 0 | 0
04.09. | 18 | 29.813 |  | 29.813 | 0 | 0 | 0 | 0
04.09. | 19 | 29.813 |  | 29.813 | 0 | 0 | 0 | 0
04.09. | 20 | 29.813 |  | 29.813 | 0 | 0 | 0 | 0
04.09. | 21 | 29.813 |  | 29.813 | 0 | 0 | 0 | 0
04.09. | 22 | 29.813 |  | 29.813 | 0 | 0 | 0 | 0
04.09. | 23 | 29.813 |  | 29.813 | 0 | 0 | 0 | 0
04.09. | 24 | 29.813 |  | 29.813 | 0 | 0 | 0 | 0
05.09. | 1 | 29.813 |  | 29.813 | 0 | 0 | 0 | 0
05.09. | 2 | 29.813 |  | 29.813 | 0 | 0 | 0 | 0
05.09. | 3 | 29.813 |  | 29.813 | 0 | 0 | 0 | 0
05.09. | 4 | 29.813 |  | 29.813 | 0 | 0 | 0 | 0
05.09. | 5 | 29.813 |  | 29.813 | 0 | 0 | 0 | 0
05.09. | 6 | 29.813 |  | 29.813 | 0 | 0 | 0 | 0
05.09. | 7 | 29.813 |  | 29.813 | 0 | 0 | 0 | 0
05.09. | 8 | 29.813 |  | 29.813 | 0 | 0 | 0 | 0
05.09. | 9 | 29.813 |  | 29.813 | 0 | 0 | 0 | 0
05.09. | 10 | 29.813 |  | 29.813 | 0 | 0 | 0 | 0
05.09. | 11 | 29.813 |  | 29.813 | 0 | 0 | 0 | 0
05.09. | 12 | 29.813 |  | 29.813 | 0 | 0 | 0 | 0
05.09. | 13 | 29.813 |  | 29.813 | 0 | 0 | 0 | 0
05.09. | 14 | 29.813 |  | 29.813 | 0 | 0 | 0 | 0
05.09. | 15 | 29.813 |  | 29.813 | 0 | 0 | 0 | 0
05.09. | 16 | 29.813 |  | 29.813 | 0 | 0 | 0 | 0
05.09. | 17 | 29.813 |  | 29.813 | 0 | 0 | 0 | 0
05.09. | 18 | 29.813 |  | 29.813 | 0 | 0 | 0 | 0
05.09. | 19 | 29.813 |  | 29.813 | 0 | 0 | 0 | 0
05.09. | 20 | 29.813 |  | 29.813 | 0 | 0 | 0 | 0
05.09. | 21 | 29.813 |  | 29.813 | 0 | 0 | 0 | 0
05.09. | 22 | 29.813 |  | 29.813 | 0 | 0 | 0 | 0
05.09. | 23 | 29.813 |  | 29.813 | 0 | 0 | 0 | 0
05.09. | 24 | 29.813 |  | 29.813 | 0 | 0 | 0 | 0
06.09. | 1 | 29.813 |  | 29.813 | 0 | 0 | 0 | 0
06.09. | 2 | 29.813 |  | 29.813 | 0 | 0 | 0 | 0
06.09. | 3 | 29.813 |  | 29.813 | 0 | 0 | 0 | 0
06.09. | 4 | 29.813 |  | 29.813 | 0 | 0 | 0 | 0
06.09. | 5 | 29.813 |  | 29.813 | 0 | 0 | 0 | 0
06.09. | 6 | 29.813 |  | 29.813 | 0 | 0 | 0 | 0
06.09. | 7 | 29.813 |  | 29.813 | 0 | 0 | 0 | 0
06.09. | 8 | 29.813 |  | 29.813 | 0 | 0 | 0 | 0
06.09. | 9 | 29.813 |  | 29.813 | 0 | 0 | 0 | 0
06.09. | 10 | 29.813 |  | 29.813 | 0 | 0 | 0 | 0
06.09. | 11 | 29.813 |  | 29.813 | 0 | 0 | 0 | 0
06.09. | 12 | 29.813 |  | 29.813 | 0 | 0 | 0 | 0
06.09. | 13 | 29.813 |  | 29.813 | 0 | 0 | 0 | 0
06.09. | 14 | 29.813 |  | 29.813 | 0 | 0 | 0 | 0
06.09. | 15 | 29.813 |  | 29.813 | 0 | 0 | 0 | 0
06.09. | 16 | 29.813 |  | 29.813 | 0 | 0 | 0 | 0
06.09. | 17 | 29.813 |  | 29.813 | 0 | 0 | 0 | 0
06.09. | 18 | 29.813 |  | 29.813 | 0 | 0 | 0 | 0
06.09. | 19 | 29.813 |  | 29.813 | 0 | 0 | 0 | 0
06.09. | 20 | 29.813 |  | 29.813 | 0 | 0 | 0 | 0
06.09. | 21 | 29.813 |  | 29.813 | 0 | 0 | 0 | 0
06.09. | 22 | 29.813 |  | 29.813 | 0 | 0 | 0 | 0
06.09. | 23 | 29.813 |  | 29.813 | 0 | 0 | 0 | 0
06.09. | 24 | 29.813 |  | 29.813 | 0 | 0 | 0 | 0
07.09. | 1 | 29.813 |  | 29.813 | 0 | 0 | 0 | 0
07.09. | 2 | 29.813 |  | 29.813 | 0 | 0 | 0 | 0
07.09. | 3 | 29.813 |  | 29.813 | 0 | 0 | 0 | 0
07.09. | 4 | 29.813 |  | 29.813 | 0 | 0 | 0 | 0
07.09. | 5 | 29.813 |  | 29.813 | 0 | 0 | 0 | 0
07.09. | 6 | 29.813 |  | 29.813 | 0 | 0 | 0 | 0
07.09. | 7 | 29.813 |  | 29.813 | 0 | 0 | 0 | 0
07.09. | 8 | 29.813 |  | 29.813 | 0 | 0 | 0 | 0
07.09. | 9 | 29.813 |  | 29.813 | 0 | 0 | 0 | 0
07.09. | 10 | 29.813 |  | 29.813 | 0 | 0 | 0 | 0
07.09. | 11 | 29.813 |  | 29.813 | 0 | 0 | 0 | 0
07.09. | 12 | 29.813 |  | 29.813 | 0 | 0 | 0 | 0
07.09. | 13 | 29.813 |  | 29.813 | 0 | 0 | 0 | 0
07.09. | 14 | 29.813 |  | 29.813 | 0 | 0 | 0 | 0
07.09. | 15 | 29.813 |  | 29.813 | 0 | 0 | 0 | 0
07.09. | 16 | 29.813 |  | 29.813 | 0 | 0 | 0 | 0
07.09. | 17 | 29.813 |  | 29.813 | 0 | 0 | 0 | 0
07.09. | 18 | 29.813 |  | 29.813 | 0 | 0 | 0 | 0
07.09. | 19 | 29.813 |  | 29.813 | 0 | 0 | 0 | 0
07.09. | 20 | 29.813 |  | 29.813 | 0 | 0 | 0 | 0
07.09. | 21 | 29.813 |  | 29.813 | 0 | 0 | 0 | 0
07.09. | 22 | 29.813 |  | 29.813 | 0 | 0 | 0 | 0
07.09. | 23 | 29.813 |  | 29.813 | 0 | 0 | 0 | 0
07.09. | 24 | 29.813 |  | 29.813 | 0 | 0 | 0 | 0
08.09. | 1 | 29.813 |  | 29.813 | 0 | 0 | 0 | 0
08.09. | 2 | 29.813 |  | 29.813 | 0 | 0 | 0 | 0
08.09. | 3 | 29.813 |  | 29.813 | 0 | 0 | 0 | 0
08.09. | 4 | 29.813 |  | 29.813 | 0 | 0 | 0 | 0
08.09. | 5 | 29.813 |  | 29.813 | 0 | 0 | 0 | 0
08.09. | 6 | 29.813 |  | 29.813 | 0 | 0 | 0 | 0
08.09. | 7 | 29.813 |  | 29.813 | 0 | 0 | 0 | 0
08.09. | 8 | 29.813 |  | 29.813 | 0 | 0 | 0 | 0
08.09. | 9 | 29.813 |  | 29.813 | 0 | 0 | 0 | 0
08.09. | 10 | 29.813 |  | 29.813 | 0 | 0 | 0 | 0
08.09. | 11 | 29.813 |  | 29.813 | 0 | 0 | 0 | 0
08.09. | 12 | 29.813 |  | 29.813 | 0 | 0 | 0 | 0
08.09. | 13 | 29.813 |  | 29.813 | 0 | 0 | 0 | 0
08.09. | 14 | 29.813 |  | 29.813 | 0 | 0 | 0 | 0
08.09. | 15 | 29.813 |  | 29.813 | 0 | 0 | 0 | 0
08.09. | 16 | 29.813 |  | 29.813 | 0 | 0 | 0 | 0
08.09. | 17 | 29.813 |  | 29.813 | 0 | 0 | 0 | 0
08.09. | 18 | 29.813 |  | 29.813 | 0 | 0 | 0 | 0
08.09. | 19 | 29.813 |  | 29.813 | 0 | 0 | 0 | 0
08.09. | 20 | 29.813 |  | 29.813 | 0 | 0 | 0 | 0
08.09. | 21 | 29.813 |  | 29.813 | 0 | 0 | 0 | 0
08.09. | 22 | 29.813 |  | 29.813 | 0 | 0 | 0 | 0
08.09. | 23 | 29.813 |  | 29.813 | 0 | 0 | 0 | 0
08.09. | 24 | 29.813 |  | 29.813 | 0 | 0 | 0 | 0
09.09. | 1 | 29.813 |  | 29.813 | 0 | 0 | 0 | 0
09.09. | 2 | 29.813 |  | 29.813 | 0 | 0 | 0 | 0
09.09. | 3 | 29.813 |  | 29.813 | 0 | 0 | 0 | 0
09.09. | 4 | 29.813 |  | 29.813 | 0 | 0 | 0 | 0
09.09. | 5 | 29.813 |  | 29.813 | 0 | 0 | 0 | 0
09.09. | 6 | 29.813 |  | 29.813 | 0 | 0 | 0 | 0
09.09. | 7 | 29.813 |  | 29.813 | 0 | 0 | 0 | 0
09.09. | 8 | 29.813 |  | 29.813 | 0 | 0 | 0 | 0
09.09. | 9 | 29.813 |  | 29.813 | 0 | 0 | 0 | 0
09.09. | 10 | 29.813 |  | 29.813 | 0 | 0 | 0 | 0
09.09. | 11 | 29.813 |  | 29.813 | 0 | 0 | 0 | 0
09.09. | 12 | 29.813 |  | 29.813 | 0 | 0 | 0 | 0
09.09. | 13 | 29.813 |  | 29.813 | 0 | 0 | 0 | 0
09.09. | 14 | 29.813 |  | 29.813 | 0 | 0 | 0 | 0
09.09. | 15 | 29.813 |  | 29.813 | 0 | 0 | 0 | 0
09.09. | 16 | 29.813 |  | 29.813 | 0 | 0 | 0 | 0
09.09. | 17 | 29.813 |  | 29.813 | 0 | 0 | 0 | 0
09.09. | 18 | 29.813 |  | 29.813 | 0 | 0 | 0 | 0
09.09. | 19 | 29.813 |  | 29.813 | 0 | 0 | 0 | 0
09.09. | 20 | 29.813 |  | 29.813 | 0 | 0 | 0 | 0
09.09. | 21 | 29.813 |  | 29.813 | 0 | 0 | 0 | 0
09.09. | 22 | 29.813 |  | 29.813 | 0 | 0 | 0 | 0
09.09. | 23 | 29.813 |  | 29.813 | 0 | 0 | 0 | 0
09.09. | 24 | 29.813 |  | 29.813 | 0 | 0 | 0 | 0
10.09. | 1 | 29.813 |  | 29.813 | 0 | 0 | 0 | 0
10.09. | 2 | 29.813 |  | 29.813 | 0 | 0 | 0 | 0
10.09. | 3 | 29.813 |  | 29.813 | 0 | 0 | 0 | 0
10.09. | 4 | 29.813 |  | 29.813 | 0 | 0 | 0 | 0
10.09. | 5 | 29.813 |  | 29.813 | 0 | 0 | 0 | 0
10.09. | 6 | 29.813 |  | 29.813 | 0 | 0 | 0 | 0
10.09. | 7 | 29.813 |  | 29.813 | 0 | 0 | 0 | 0
10.09. | 8 | 29.813 |  | 29.813 | 0 | 0 | 0 | 0
10.09. | 9 | 29.813 |  | 29.813 | 0 | 0 | 0 | 0
10.09. | 10 | 29.813 |  | 29.813 | 0 | 0 | 0 | 0
10.09. | 11 | 29.813 |  | 29.813 | 0 | 0 | 0 | 0
10.09. | 12 | 29.813 |  | 29.813 | 0 | 0 | 0 | 0
10.09. | 13 | 29.813 |  | 29.813 | 0 | 0 | 0 | 0
10.09. | 14 | 29.813 |  | 29.813 | 0 | 0 | 0 | 0
10.09. | 15 | 29.813 |  | 29.813 | 0 | 0 | 0 | 0
10.09. | 16 | 29.813 |  | 29.813 | 0 | 0 | 0 | 0
10.09. | 17 | 29.813 |  | 29.813 | 0 | 0 | 0 | 0
10.09. | 18 | 29.813 |  | 29.813 | 0 | 0 | 0 | 0
10.09. | 19 | 29.813 |  | 29.813 | 0 | 0 | 0 | 0
10.09. | 20 | 29.813 |  | 29.813 | 0 | 0 | 0 | 0
10.09. | 21 | 29.813 |  | 29.813 | 0 | 0 | 0 | 0
10.09. | 22 | 29.813 |  | 29.813 | 0 | 0 | 0 | 0
10.09. | 23 | 29.813 |  | 29.813 | 0 | 0 | 0 | 0
10.09. | 24 | 29.813 |  | 29.813 | 0 | 0 | 0 | 0
11.09. | 1 | 29.813 |  | 29.813 | 0 | 0 | 0 | 0
11.09. | 2 | 29.813 |  | 29.813 | 0 | 0 | 0 | 0
11.09. | 3 | 29.813 |  | 29.813 | 0 | 0 | 0 | 0
11.09. | 4 | 29.813 |  | 29.813 | 0 | 0 | 0 | 0
11.09. | 5 | 29.813 |  | 29.813 | 0 | 0 | 0 | 0
11.09. | 6 | 29.813 |  | 29.813 | 0 | 0 | 0 | 0
11.09. | 7 | 29.813 |  | 29.813 | 0 | 0 | 0 | 0
11.09. | 8 | 29.813 |  | 29.813 | 0 | 0 | 0 | 0
11.09. | 9 | 29.813 |  | 29.813 | 0 | 0 | 0 | 0
11.09. | 10 | 29.813 |  | 29.813 | 0 | 0 | 0 | 0
11.09. | 11 | 29.813 |  | 29.813 | 0 | 0 | 0 | 0
11.09. | 12 | 29.813 |  | 29.813 | 0 | 0 | 0 | 0
11.09. | 13 | 29.813 |  | 29.813 | 0 | 0 | 0 | 0
11.09. | 14 | 29.813 |  | 29.813 | 0 | 0 | 0 | 0
11.09. | 15 | 29.813 |  | 29.813 | 0 | 0 | 0 | 0
11.09. | 16 | 29.813 |  | 29.813 | 0 | 0 | 0 | 0
11.09. | 17 | 29.813 |  | 29.813 | 0 | 0 | 0 | 0
11.09. | 18 | 29.813 |  | 29.813 | 0 | 0 | 0 | 0
11.09. | 19 | 29.813 |  | 29.813 | 0 | 0 | 0 | 0
11.09. | 20 | 29.813 |  | 29.813 | 0 | 0 | 0 | 0
11.09. | 21 | 29.813 |  | 29.813 | 0 | 0 | 0 | 0
11.09. | 22 | 29.813 |  | 29.813 | 0 | 0 | 0 | 0
11.09. | 23 | 29.813 |  | 29.813 | 0 | 0 | 0 | 0
11.09. | 24 | 29.813 |  | 29.813 | 0 | 0 | 0 | 0
12.09. | 1 | 29.813 |  | 29.813 | 0 | 0 | 0 | 0
12.09. | 2 | 29.813 |  | 29.813 | 0 | 0 | 0 | 0
12.09. | 3 | 29.813 |  | 29.813 | 0 | 0 | 0 | 0
12.09. | 4 | 29.813 |  | 29.813 | 0 | 0 | 0 | 0
12.09. | 5 | 29.813 |  | 29.813 | 0 | 0 | 0 | 0
12.09. | 6 | 29.813 |  | 29.813 | 0 | 0 | 0 | 0
12.09. | 7 | 29.813 |  | 29.813 | 0 | 0 | 0 | 0
12.09. | 8 | 29.813 |  | 29.813 | 0 | 0 | 0 | 0
12.09. | 9 | 29.813 |  | 29.813 | 0 | 0 | 0 | 0
12.09. | 10 | 29.813 |  | 29.813 | 0 | 0 | 0 | 0
12.09. | 11 | 29.813 |  | 29.813 | 0 | 0 | 0 | 0
12.09. | 12 | 29.813 |  | 29.813 | 0 | 0 | 0 | 0
12.09. | 13 | 29.813 |  | 29.813 | 0 | 0 | 0 | 0
12.09. | 14 | 29.813 |  | 29.813 | 0 | 0 | 0 | 0
12.09. | 15 | 29.813 |  | 29.813 | 0 | 0 | 0 | 0
12.09. | 16 | 29.813 |  | 29.813 | 0 | 0 | 0 | 0
12.09. | 17 | 29.813 |  | 29.813 | 0 | 0 | 0 | 0
12.09. | 18 | 29.813 |  | 29.813 | 0 | 0 | 0 | 0
12.09. | 19 | 29.813 |  | 29.813 | 0 | 0 | 0 | 0
12.09. | 20 | 29.813 |  | 29.813 | 0 | 0 | 0 | 0
12.09. | 21 | 29.813 |  | 29.813 | 0 | 0 | 0 | 0
12.09. | 22 | 29.813 |  | 29.813 | 0 | 0 | 0 | 0
12.09. | 23 | 29.813 |  | 29.813 | 0 | 0 | 0 | 0
12.09. | 24 | 29.813 |  | 29.813 | 0 | 0 | 0 | 0
13.09. | 1 | 29.813 |  | 29.813 | 0 | 0 | 0 | 0
13.09. | 2 | 29.813 |  | 29.813 | 0 | 0 | 0 | 0
13.09. | 3 | 29.813 |  | 29.813 | 0 | 0 | 0 | 0
13.09. | 4 | 29.813 |  | 29.813 | 0 | 0 | 0 | 0
13.09. | 5 | 29.813 |  | 29.813 | 0 | 0 | 0 | 0
13.09. | 6 | 29.813 |  | 29.813 | 0 | 0 | 0 | 0
13.09. | 7 | 29.813 |  | 29.813 | 0 | 0 | 0 | 0
13.09. | 8 | 29.813 |  | 29.813 | 0 | 0 | 0 | 0
13.09. | 9 | 29.813 |  | 29.813 | 0 | 0 | 0 | 0
13.09. | 10 | 29.813 |  | 29.813 | 0 | 0 | 0 | 0
13.09. | 11 | 29.813 |  | 29.813 | 0 | 0 | 0 | 0
13.09. | 12 | 29.813 |  | 29.813 | 0 | 0 | 0 | 0
13.09. | 13 | 29.813 |  | 29.813 | 0 | 0 | 0 | 0
13.09. | 14 | 29.813 |  | 29.813 | 0 | 0 | 0 | 0
13.09. | 15 | 29.813 |  | 29.813 | 0 | 0 | 0 | 0
13.09. | 16 | 29.813 |  | 29.813 | 0 | 0 | 0 | 0
13.09. | 17 | 29.813 |  | 29.813 | 0 | 0 | 0 | 0
13.09. | 18 | 29.813 |  | 29.813 | 0 | 0 | 0 | 0
13.09. | 19 | 29.813 |  | 29.813 | 0 | 0 | 0 | 0
13.09. | 20 | 29.813 |  | 29.813 | 0 | 0 | 0 | 0
13.09. | 21 | 29.813 |  | 29.813 | 0 | 0 | 0 | 0
13.09. | 22 | 29.813 |  | 29.813 | 0 | 0 | 0 | 0
13.09. | 23 | 29.813 |  | 29.813 | 0 | 0 | 0 | 0
13.09. | 24 | 29.813 |  | 29.813 | 0 | 0 | 0 | 0
14.09. | 1 | 29.813 |  | 29.813 | 0 | 0 | 0 | 0
14.09. | 2 | 29.813 |  | 29.813 | 0 | 0 | 0 | 0
14.09. | 3 | 29.813 |  | 29.813 | 0 | 0 | 0 | 0
14.09. | 4 | 29.813 |  | 29.813 | 0 | 0 | 0 | 0
14.09. | 5 | 29.813 |  | 29.813 | 0 | 0 | 0 | 0
14.09. | 6 | 29.813 |  | 29.813 | 0 | 0 | 0 | 0
14.09. | 7 | 29.813 |  | 29.813 | 0 | 0 | 0 | 0
14.09. | 8 | 29.813 |  | 29.813 | 0 | 0 | 0 | 0
14.09. | 9 | 29.813 |  | 29.813 | 0 | 0 | 0 | 0
14.09. | 10 | 29.813 |  | 29.813 | 0 | 0 | 0 | 0
14.09. | 11 | 29.813 |  | 29.813 | 0 | 0 | 0 | 0
14.09. | 12 | 29.813 |  | 29.813 | 0 | 0 | 0 | 0
14.09. | 13 | 29.813 |  | 29.813 | 0 | 0 | 0 | 0
14.09. | 14 | 29.813 |  | 29.813 | 0 | 0 | 0 | 0
14.09. | 15 | 29.813 |  | 29.813 | 0 | 0 | 0 | 0
14.09. | 16 | 29.813 |  | 29.813 | 0 | 0 | 0 | 0
14.09. | 17 | 29.813 |  | 29.813 | 0 | 0 | 0 | 0
14.09. | 18 | 29.813 |  | 29.813 | 0 | 0 | 0 | 0
14.09. | 19 | 29.813 |  | 29.813 | 0 | 0 | 0 | 0
14.09. | 20 | 29.813 |  | 29.813 | 0 | 0 | 0 | 0
14.09. | 21 | 29.813 |  | 29.813 | 0 | 0 | 0 | 0
14.09. | 22 | 29.813 |  | 29.813 | 0 | 0 | 0 | 0
14.09. | 23 | 29.813 |  | 29.813 | 0 | 0 | 0 | 0
14.09. | 24 | 29.813 |  | 29.813 | 0 | 0 | 0 | 0
15.09. | 1 | 29.813 |  | 29.813 | 0 | 0 | 0 | 0
15.09. | 2 | 29.813 |  | 29.813 | 0 | 0 | 0 | 0
15.09. | 3 | 29.813 |  | 29.813 | 0 | 0 | 0 | 0
15.09. | 4 | 29.813 |  | 29.813 | 0 | 0 | 0 | 0
15.09. | 5 | 29.813 |  | 29.813 | 0 | 0 | 0 | 0
15.09. | 6 | 29.813 |  | 29.813 | 0 | 0 | 0 | 0
15.09. | 7 | 29.813 |  | 29.813 | 0 | 0 | 0 | 0
15.09. | 8 | 29.813 |  | 29.813 | 0 | 0 | 0 | 0
15.09. | 9 | 29.813 |  | 29.813 | 0 | 0 | 0 | 0
15.09. | 10 | 29.813 |  | 29.813 | 0 | 0 | 0 | 0
15.09. | 11 | 29.813 |  | 29.813 | 0 | 0 | 0 | 0
15.09. | 12 | 29.813 |  | 29.813 | 0 | 0 | 0 | 0
15.09. | 13 | 29.813 |  | 29.813 | 0 | 0 | 0 | 0
15.09. | 14 | 29.813 |  | 29.813 | 0 | 0 | 0 | 0
15.09. | 15 | 29.813 |  | 29.813 | 0 | 0 | 0 | 0
15.09. | 16 | 29.813 |  | 29.813 | 0 | 0 | 0 | 0
15.09. | 17 | 29.813 |  | 29.813 | 0 | 0 | 0 | 0
15.09. | 18 | 29.813 |  | 29.813 | 0 | 0 | 0 | 0
15.09. | 19 | 29.813 |  | 29.813 | 0 | 0 | 0 | 0
15.09. | 20 | 29.813 |  | 29.813 | 0 | 0 | 0 | 0
15.09. | 21 | 29.813 |  | 29.813 | 0 | 0 | 0 | 0
15.09. | 22 | 29.813 |  | 29.813 | 0 | 0 | 0 | 0
15.09. | 23 | 29.813 |  | 29.813 | 0 | 0 | 0 | 0
15.09. | 24 | 29.813 |  | 29.813 | 0 | 0 | 0 | 0
16.09. | 1 | 29.813 |  | 29.813 | 0 | 0 | 0 | 0
16.09. | 2 | 29.813 |  | 29.813 | 0 | 0 | 0 | 0
16.09. | 3 | 29.813 |  | 29.813 | 0 | 0 | 0 | 0
16.09. | 4 | 29.813 |  | 29.813 | 0 | 0 | 0 | 0
16.09. | 5 | 29.813 |  | 29.813 | 0 | 0 | 0 | 0
16.09. | 6 | 29.813 |  | 29.813 | 0 | 0 | 0 | 0
16.09. | 7 | 29.813 |  | 29.813 | 0 | 0 | 0 | 0
16.09. | 8 | 29.813 |  | 29.813 | 0 | 0 | 0 | 0
16.09. | 9 | 29.813 |  | 29.813 | 0 | 0 | 0 | 0
16.09. | 10 | 29.813 |  | 29.813 | 0 | 0 | 0 | 0
16.09. | 11 | 29.813 |  | 29.813 | 0 | 0 | 0 | 0
16.09. | 12 | 29.813 |  | 29.813 | 0 | 0 | 0 | 0
16.09. | 13 | 29.813 |  | 29.813 | 0 | 0 | 0 | 0
16.09. | 14 | 29.813 |  | 29.813 | 0 | 0 | 0 | 0
16.09. | 15 | 29.813 |  | 29.813 | 0 | 0 | 0 | 0
16.09. | 16 | 29.813 |  | 29.813 | 0 | 0 | 0 | 0
16.09. | 17 | 29.813 |  | 29.813 | 0 | 0 | 0 | 0
16.09. | 18 | 29.813 |  | 29.813 | 0 | 0 | 0 | 0
16.09. | 19 | 29.813 |  | 29.813 | 0 | 0 | 0 | 0
16.09. | 20 | 29.813 |  | 29.813 | 0 | 0 | 0 | 0
16.09. | 21 | 29.813 |  | 29.813 | 0 | 0 | 0 | 0
16.09. | 22 | 29.813 |  | 29.813 | 0 | 0 | 0 | 0
16.09. | 23 | 29.813 |  | 29.813 | 0 | 0 | 0 | 0
16.09. | 24 | 29.813 |  | 29.813 | 0 | 0 | 0 | 0
17.09. | 1 | 29.813 |  | 29.813 | 0 | 0 | 0 | 0
17.09. | 2 | 29.813 |  | 29.813 | 0 | 0 | 0 | 0
17.09. | 3 | 29.813 |  | 29.813 | 0 | 0 | 0 | 0
17.09. | 4 | 29.813 |  | 29.813 | 0 | 0 | 0 | 0
17.09. | 5 | 29.813 |  | 29.813 | 0 | 0 | 0 | 0
17.09. | 6 | 29.813 |  | 29.813 | 0 | 0 | 0 | 0
17.09. | 7 | 29.813 |  | 29.813 | 0 | 0 | 0 | 0
17.09. | 8 | 29.813 |  | 29.813 | 0 | 0 | 0 | 0
17.09. | 9 | 29.813 |  | 29.813 | 0 | 0 | 0 | 0
17.09. | 10 | 29.813 |  | 29.813 | 0 | 0 | 0 | 0
17.09. | 11 | 29.813 |  | 29.813 | 0 | 0 | 0 | 0
17.09. | 12 | 29.813 |  | 29.813 | 0 | 0 | 0 | 0
17.09. | 13 | 29.813 |  | 29.813 | 0 | 0 | 0 | 0
17.09. | 14 | 29.813 |  | 29.813 | 0 | 0 | 0 | 0
17.09. | 15 | 29.813 |  | 29.813 | 0 | 0 | 0 | 0
17.09. | 16 | 29.813 |  | 29.813 | 0 | 0 | 0 | 0
17.09. | 17 | 29.813 |  | 29.813 | 0 | 0 | 0 | 0
17.09. | 18 | 29.813 |  | 29.813 | 0 | 0 | 0 | 0
17.09. | 19 | 29.813 |  | 29.813 | 0 | 0 | 0 | 0
17.09. | 20 | 29.813 |  | 29.813 | 0 | 0 | 0 | 0
17.09. | 21 | 29.813 |  | 29.813 | 0 | 0 | 0 | 0
17.09. | 22 | 29.813 |  | 29.813 | 0 | 0 | 0 | 0
17.09. | 23 | 29.813 |  | 29.813 | 0 | 0 | 0 | 0
17.09. | 24 | 29.813 |  | 29.813 | 0 | 0 | 0 | 0
18.09. | 1 | 29.813 |  | 29.813 | 0 | 0 | 0 | 0
18.09. | 2 | 29.813 |  | 29.813 | 0 | 0 | 0 | 0
18.09. | 3 | 29.813 |  | 29.813 | 0 | 0 | 0 | 0
18.09. | 4 | 29.813 |  | 29.813 | 0 | 0 | 0 | 0
18.09. | 5 | 29.813 |  | 29.813 | 0 | 0 | 0 | 0
18.09. | 6 | 29.813 |  | 29.813 | 0 | 0 | 0 | 0
18.09. | 7 | 29.813 |  | 29.813 | 0 | 0 | 0 | 0
18.09. | 8 | 29.813 |  | 29.813 | 0 | 0 | 0 | 0
18.09. | 9 | 29.813 |  | 29.813 | 0 | 0 | 0 | 0
18.09. | 10 | 29.813 |  | 29.813 | 0 | 0 | 0 | 0
18.09. | 11 | 29.813 |  | 29.813 | 0 | 0 | 0 | 0
18.09. | 12 | 29.813 |  | 29.813 | 0 | 0 | 0 | 0
18.09. | 13 | 29.813 |  | 29.813 | 0 | 0 | 0 | 0
18.09. | 14 | 29.813 |  | 29.813 | 0 | 0 | 0 | 0
18.09. | 15 | 29.813 |  | 29.813 | 0 | 0 | 0 | 0
18.09. | 16 | 29.813 |  | 29.813 | 0 | 0 | 0 | 0
18.09. | 17 | 29.813 |  | 29.813 | 0 | 0 | 0 | 0
18.09. | 18 | 29.813 |  | 29.813 | 0 | 0 | 0 | 0
18.09. | 19 | 29.813 |  | 29.813 | 0 | 0 | 0 | 0
18.09. | 20 | 29.813 |  | 29.813 | 0 | 0 | 0 | 0
18.09. | 21 | 29.813 |  | 29.813 | 0 | 0 | 0 | 0
18.09. | 22 | 29.813 |  | 29.813 | 0 | 0 | 0 | 0
18.09. | 23 | 29.813 |  | 29.813 | 0 | 0 | 0 | 0
18.09. | 24 | 29.813 |  | 29.813 | 0 | 0 | 0 | 0
19.09. | 1 | 29.813 |  | 29.813 | 0 | 0 | 0 | 0
19.09. | 2 | 29.813 |  | 29.813 | 0 | 0 | 0 | 0
19.09. | 3 | 29.813 |  | 29.813 | 0 | 0 | 0 | 0
19.09. | 4 | 29.813 |  | 29.813 | 0 | 0 | 0 | 0
19.09. | 5 | 29.813 |  | 29.813 | 0 | 0 | 0 | 0
19.09. | 6 | 29.813 |  | 29.813 | 0 | 0 | 0 | 0
19.09. | 7 | 29.813 |  | 29.813 | 0 | 0 | 0 | 0
19.09. | 8 | 29.813 |  | 29.813 | 0 | 0 | 0 | 0
19.09. | 9 | 29.813 |  | 29.813 | 0 | 0 | 0 | 0
19.09. | 10 | 29.813 |  | 29.813 | 0 | 0 | 0 | 0
19.09. | 11 | 29.813 |  | 29.813 | 0 | 0 | 0 | 0
19.09. | 12 | 29.813 |  | 29.813 | 0 | 0 | 0 | 0
19.09. | 13 | 29.813 |  | 29.813 | 0 | 0 | 0 | 0
19.09. | 14 | 29.813 |  | 29.813 | 0 | 0 | 0 | 0
19.09. | 15 | 29.813 |  | 29.813 | 0 | 0 | 0 | 0
19.09. | 16 | 29.813 |  | 29.813 | 0 | 0 | 0 | 0
19.09. | 17 | 29.813 |  | 29.813 | 0 | 0 | 0 | 0
19.09. | 18 | 29.813 |  | 29.813 | 0 | 0 | 0 | 0
19.09. | 19 | 29.813 |  | 29.813 | 0 | 0 | 0 | 0
19.09. | 20 | 29.813 |  | 29.813 | 0 | 0 | 0 | 0
19.09. | 21 | 29.813 |  | 29.813 | 0 | 0 | 0 | 0
19.09. | 22 | 29.813 |  | 29.813 | 0 | 0 | 0 | 0
19.09. | 23 | 29.813 |  | 29.813 | 0 | 0 | 0 | 0
19.09. | 24 | 29.813 |  | 29.813 | 0 | 0 | 0 | 0
20.09. | 1 | 29.813 |  | 29.813 | 0 | 0 | 0 | 0
20.09. | 2 | 29.813 |  | 29.813 | 0 | 0 | 0 | 0
20.09. | 3 | 29.813 |  | 29.813 | 0 | 0 | 0 | 0
20.09. | 4 | 29.813 |  | 29.813 | 0 | 0 | 0 | 0
20.09. | 5 | 29.813 |  | 29.813 | 0 | 0 | 0 | 0
20.09. | 6 | 29.813 |  | 29.813 | 0 | 0 | 0 | 0
20.09. | 7 | 29.813 |  | 29.813 | 0 | 0 | 0 | 0
20.09. | 8 | 29.813 |  | 29.813 | 0 | 0 | 0 | 0
20.09. | 9 | 29.813 |  | 29.813 | 0 | 0 | 0 | 0
20.09. | 10 | 29.813 |  | 29.813 | 0 | 0 | 0 | 0
20.09. | 11 | 29.813 |  | 29.813 | 0 | 0 | 0 | 0
20.09. | 12 | 29.813 |  | 29.813 | 0 | 0 | 0 | 0
20.09. | 13 | 29.813 |  | 29.813 | 0 | 0 | 0 | 0
20.09. | 14 | 29.813 |  | 29.813 | 0 | 0 | 0 | 0
20.09. | 15 | 29.813 |  | 29.813 | 0 | 0 | 0 | 0
20.09. | 16 | 29.813 |  | 29.813 | 0 | 0 | 0 | 0
20.09. | 17 | 29.813 |  | 29.813 | 0 | 0 | 0 | 0
20.09. | 18 | 29.813 |  | 29.813 | 0 | 0 | 0 | 0
20.09. | 19 | 29.813 |  | 29.813 | 0 | 0 | 0 | 0
20.09. | 20 | 29.813 |  | 29.813 | 0 | 0 | 0 | 0
20.09. | 21 | 29.813 |  | 29.813 | 0 | 0 | 0 | 0
20.09. | 22 | 29.813 |  | 29.813 | 0 | 0 | 0 | 0
20.09. | 23 | 29.813 |  | 29.813 | 0 | 0 | 0 | 0
20.09. | 24 | 29.813 |  | 29.813 | 0 | 0 | 0 | 0
21.09. | 1 | 29.813 |  | 29.813 | 0 | 0 | 0 | 0
21.09. | 2 | 29.813 |  | 29.813 | 0 | 0 | 0 | 0
21.09. | 3 | 29.813 |  | 29.813 | 0 | 0 | 0 | 0
21.09. | 4 | 29.813 |  | 29.813 | 0 | 0 | 0 | 0
21.09. | 5 | 29.813 |  | 29.813 | 0 | 0 | 0 | 0
21.09. | 6 | 29.813 |  | 29.813 | 0 | 0 | 0 | 0
21.09. | 7 | 29.813 |  | 29.813 | 0 | 0 | 0 | 0
21.09. | 8 | 29.813 |  | 29.813 | 0 | 0 | 0 | 0
21.09. | 9 | 29.813 |  | 29.813 | 0 | 0 | 0 | 0
21.09. | 10 | 29.813 |  | 29.813 | 0 | 0 | 0 | 0
21.09. | 11 | 29.813 |  | 29.813 | 0 | 0 | 0 | 0
21.09. | 12 | 29.813 |  | 29.813 | 0 | 0 | 0 | 0
21.09. | 13 | 29.813 |  | 29.813 | 0 | 0 | 0 | 0
21.09. | 14 | 29.813 |  | 29.813 | 0 | 0 | 0 | 0
21.09. | 15 | 29.813 |  | 29.813 | 0 | 0 | 0 | 0
21.09. | 16 | 29.813 |  | 29.813 | 0 | 0 | 0 | 0
21.09. | 17 | 29.813 |  | 29.813 | 0 | 0 | 0 | 0
21.09. | 18 | 29.813 |  | 29.813 | 0 | 0 | 0 | 0
21.09. | 19 | 29.813 |  | 29.813 | 0 | 0 | 0 | 0
21.09. | 20 | 29.813 |  | 29.813 | 0 | 0 | 0 | 0
21.09. | 21 | 29.813 |  | 29.813 | 0 | 0 | 0 | 0
21.09. | 22 | 29.813 |  | 29.813 | 0 | 0 | 0 | 0
21.09. | 23 | 29.813 |  | 29.813 | 0 | 0 | 0 | 0
21.09. | 24 | 29.813 |  | 29.813 | 0 | 0 | 0 | 0
22.09. | 1 | 29.813 |  | 29.813 | 0 | 0 | 0 | 0
22.09. | 2 | 29.813 |  | 29.813 | 0 | 0 | 0 | 0
22.09. | 3 | 29.813 |  | 29.813 | 0 | 0 | 0 | 0
22.09. | 4 | 29.813 |  | 29.813 | 0 | 0 | 0 | 0
22.09. | 5 | 29.813 |  | 29.813 | 0 | 0 | 0 | 0
22.09. | 6 | 29.813 |  | 29.813 | 0 | 0 | 0 | 0
22.09. | 7 | 29.813 |  | 29.813 | 0 | 0 | 0 | 0
22.09. | 8 | 29.813 |  | 29.813 | 0 | 0 | 0 | 0
22.09. | 9 | 29.813 |  | 29.813 | 0 | 0 | 0 | 0
22.09. | 10 | 29.813 |  | 29.813 | 0 | 0 | 0 | 0
22.09. | 11 | 29.813 |  | 29.813 | 0 | 0 | 0 | 0
22.09. | 12 | 29.813 |  | 29.813 | 0 | 0 | 0 | 0
22.09. | 13 | 29.813 |  | 29.813 | 0 | 0 | 0 | 0
22.09. | 14 | 29.813 |  | 29.813 | 0 | 0 | 0 | 0
22.09. | 15 | 29.813 |  | 29.813 | 0 | 0 | 0 | 0
22.09. | 16 | 29.813 |  | 29.813 | 0 | 0 | 0 | 0
22.09. | 17 | 29.813 |  | 29.813 | 0 | 0 | 0 | 0
22.09. | 18 | 29.813 |  | 29.813 | 0 | 0 | 0 | 0
22.09. | 19 | 29.813 |  | 29.813 | 0 | 0 | 0 | 0
22.09. | 20 | 29.813 |  | 29.813 | 0 | 0 | 0 | 0
22.09. | 21 | 29.813 |  | 29.813 | 0 | 0 | 0 | 0
22.09. | 22 | 29.813 |  | 29.813 | 0 | 0 | 0 | 0
22.09. | 23 | 29.813 |  | 29.813 | 0 | 0 | 0 | 0
22.09. | 24 | 29.813 |  | 29.813 | 0 | 0 | 0 | 0
23.09. | 1 | 29.813 |  | 29.813 | 0 | 0 | 0 | 0
23.09. | 2 | 29.813 |  | 29.813 | 0 | 0 | 0 | 0
23.09. | 3 | 29.813 |  | 29.813 | 0 | 0 | 0 | 0
23.09. | 4 | 29.813 |  | 29.813 | 0 | 0 | 0 | 0
23.09. | 5 | 29.813 |  | 29.813 | 0 | 0 | 0 | 0
23.09. | 6 | 29.813 |  | 29.813 | 0 | 0 | 0 | 0
23.09. | 7 | 29.813 |  | 29.813 | 0 | 0 | 0 | 0
23.09. | 8 | 29.813 |  | 29.813 | 0 | 0 | 0 | 0
23.09. | 9 | 29.813 |  | 29.813 | 0 | 0 | 0 | 0
23.09. | 10 | 29.813 |  | 29.813 | 0 | 0 | 0 | 0
23.09. | 11 | 29.813 |  | 29.813 | 0 | 0 | 0 | 0
23.09. | 12 | 29.813 |  | 29.813 | 0 | 0 | 0 | 0
23.09. | 13 | 29.813 |  | 29.813 | 0 | 0 | 0 | 0
23.09. | 14 | 29.813 |  | 29.813 | 0 | 0 | 0 | 0
23.09. | 15 | 29.813 |  | 29.813 | 0 | 0 | 0 | 0
23.09. | 16 | 29.813 |  | 29.813 | 0 | 0 | 0 | 0
23.09. | 17 | 29.813 |  | 29.813 | 0 | 0 | 0 | 0
23.09. | 18 | 29.813 |  | 29.813 | 0 | 0 | 0 | 0
23.09. | 19 | 29.813 |  | 29.813 | 0 | 0 | 0 | 0
23.09. | 20 | 29.813 |  | 29.813 | 0 | 0 | 0 | 0
23.09. | 21 | 29.813 |  | 29.813 | 0 | 0 | 0 | 0
23.09. | 22 | 29.813 |  | 29.813 | 0 | 0 | 0 | 0
23.09. | 23 | 29.813 |  | 29.813 | 0 | 0 | 0 | 0
23.09. | 24 | 29.813 |  | 29.813 | 0 | 0 | 0 | 0
24.09. | 1 | 29.813 |  | 29.813 | 0 | 0 | 0 | 0
24.09. | 2 | 29.813 |  | 29.813 | 0 | 0 | 0 | 0
24.09. | 3 | 29.813 |  | 29.813 | 0 | 0 | 0 | 0
24.09. | 4 | 29.813 |  | 29.813 | 0 | 0 | 0 | 0
24.09. | 5 | 29.813 |  | 29.813 | 0 | 0 | 0 | 0
24.09. | 6 | 29.813 |  | 29.813 | 0 | 0 | 0 | 0
24.09. | 7 | 29.813 |  | 29.813 | 0 | 0 | 0 | 0
24.09. | 8 | 29.813 |  | 29.813 | 0 | 0 | 0 | 0
24.09. | 9 | 29.813 |  | 29.813 | 0 | 0 | 0 | 0
24.09. | 10 | 29.813 |  | 29.813 | 0 | 0 | 0 | 0
24.09. | 11 | 29.813 |  | 29.813 | 0 | 0 | 0 | 0
24.09. | 12 | 29.813 |  | 29.813 | 0 | 0 | 0 | 0
24.09. | 13 | 29.813 |  | 29.813 | 0 | 0 | 0 | 0
24.09. | 14 | 29.813 |  | 29.813 | 0 | 0 | 0 | 0
24.09. | 15 | 29.813 |  | 29.813 | 0 | 0 | 0 | 0
24.09. | 16 | 29.813 |  | 29.813 | 0 | 0 | 0 | 0
24.09. | 17 | 29.813 |  | 29.813 | 0 | 0 | 0 | 0
24.09. | 18 | 29.813 |  | 29.813 | 0 | 0 | 0 | 0
24.09. | 19 | 29.813 |  | 29.813 | 0 | 0 | 0 | 0
24.09. | 20 | 29.813 |  | 29.813 | 0 | 0 | 0 | 0
24.09. | 21 | 29.813 |  | 29.813 | 0 | 0 | 0 | 0
24.09. | 22 | 29.813 |  | 29.813 | 0 | 0 | 0 | 0
24.09. | 23 | 29.813 |  | 29.813 | 0 | 0 | 0 | 0
24.09. | 24 | 29.813 |  | 29.813 | 0 | 0 | 0 | 0
25.09. | 1 | 29.813 |  | 29.813 | 0 | 0 | 0 | 0
25.09. | 2 | 29.813 |  | 29.813 | 0 | 0 | 0 | 0
25.09. | 3 | 29.813 |  | 29.813 | 0 | 0 | 0 | 0
25.09. | 4 | 29.813 |  | 29.813 | 0 | 0 | 0 | 0
25.09. | 5 | 29.813 |  | 29.813 | 0 | 0 | 0 | 0
25.09. | 6 | 29.813 |  | 29.813 | 0 | 0 | 0 | 0
25.09. | 7 | 29.813 |  | 29.813 | 0 | 0 | 0 | 0
25.09. | 8 | 29.813 |  | 29.813 | 0 | 0 | 0 | 0
25.09. | 9 | 29.813 |  | 29.813 | 0 | 0 | 0 | 0
25.09. | 10 | 29.813 |  | 29.813 | 0 | 0 | 0 | 0
25.09. | 11 | 29.813 |  | 29.813 | 0 | 0 | 0 | 0
25.09. | 12 | 29.813 |  | 29.813 | 0 | 0 | 0 | 0
25.09. | 13 | 29.813 |  | 29.813 | 0 | 0 | 0 | 0
25.09. | 14 | 29.813 |  | 29.813 | 0 | 0 | 0 | 0
25.09. | 15 | 29.813 |  | 29.813 | 0 | 0 | 0 | 0
25.09. | 16 | 29.813 |  | 29.813 | 0 | 0 | 0 | 0
25.09. | 17 | 29.813 |  | 29.813 | 0 | 0 | 0 | 0
25.09. | 18 | 29.813 |  | 29.813 | 0 | 0 | 0 | 0
25.09. | 19 | 29.813 |  | 29.813 | 0 | 0 | 0 | 0
25.09. | 20 | 29.813 |  | 29.813 | 0 | 0 | 0 | 0
25.09. | 21 | 29.813 |  | 29.813 | 0 | 0 | 0 | 0
25.09. | 22 | 29.813 |  | 29.813 | 0 | 0 | 0 | 0
25.09. | 23 | 29.813 |  | 29.813 | 0 | 0 | 0 | 0
25.09. | 24 | 29.813 |  | 29.813 | 0 | 0 | 0 | 0
26.09. | 1 | 29.813 |  | 29.813 | 0 | 0 | 0 | 0
26.09. | 2 | 29.813 |  | 29.813 | 0 | 0 | 0 | 0
26.09. | 3 | 29.813 |  | 29.813 | 0 | 0 | 0 | 0
26.09. | 4 | 29.813 |  | 29.813 | 0 | 0 | 0 | 0
26.09. | 5 | 29.813 |  | 29.813 | 0 | 0 | 0 | 0
26.09. | 6 | 29.813 |  | 29.813 | 0 | 0 | 0 | 0
26.09. | 7 | 29.813 |  | 29.813 | 0 | 0 | 0 | 0
26.09. | 8 | 29.813 |  | 29.813 | 0 | 0 | 0 | 0
26.09. | 9 | 29.813 |  | 29.813 | 0 | 0 | 0 | 0
26.09. | 10 | 29.813 |  | 29.813 | 0 | 0 | 0 | 0
26.09. | 11 | 29.813 |  | 29.813 | 0 | 0 | 0 | 0
26.09. | 12 | 29.813 |  | 29.813 | 0 | 0 | 0 | 0
26.09. | 13 | 29.813 |  | 29.813 | 0 | 0 | 0 | 0
26.09. | 14 | 29.813 |  | 29.813 | 0 | 0 | 0 | 0
26.09. | 15 | 29.813 |  | 29.813 | 0 | 0 | 0 | 0
26.09. | 16 | 29.813 |  | 29.813 | 0 | 0 | 0 | 0
26.09. | 17 | 29.813 |  | 29.813 | 0 | 0 | 0 | 0
26.09. | 18 | 29.813 |  | 29.813 | 0 | 0 | 0 | 0
26.09. | 19 | 29.813 |  | 29.813 | 0 | 0 | 0 | 0
26.09. | 20 | 29.813 |  | 29.813 | 0 | 0 | 0 | 0
26.09. | 21 | 29.813 |  | 29.813 | 0 | 0 | 0 | 0
26.09. | 22 | 29.813 |  | 29.813 | 0 | 0 | 0 | 0
26.09. | 23 | 29.813 |  | 29.813 | 0 | 0 | 0 | 0
26.09. | 24 | 29.813 |  | 29.813 | 0 | 0 | 0 | 0
27.09. | 1 | 29.813 |  | 29.813 | 0 | 0 | 0 | 0
27.09. | 2 | 29.813 |  | 29.813 | 0 | 0 | 0 | 0
27.09. | 3 | 29.813 |  | 29.813 | 0 | 0 | 0 | 0
27.09. | 4 | 29.813 |  | 29.813 | 0 | 0 | 0 | 0
27.09. | 5 | 29.813 |  | 29.813 | 0 | 0 | 0 | 0
27.09. | 6 | 29.813 |  | 29.813 | 0 | 0 | 0 | 0
27.09. | 7 | 29.813 |  | 29.813 | 0 | 0 | 0 | 0
27.09. | 8 | 29.813 |  | 29.813 | 0 | 0 | 0 | 0
27.09. | 9 | 29.813 |  | 29.813 | 0 | 0 | 0 | 0
27.09. | 10 | 29.813 |  | 29.813 | 0 | 0 | 0 | 0
27.09. | 11 | 29.813 |  | 29.813 | 0 | 0 | 0 | 0
27.09. | 12 | 29.813 |  | 29.813 | 0 | 0 | 0 | 0
27.09. | 13 | 29.813 |  | 29.813 | 0 | 0 | 0 | 0
27.09. | 14 | 29.813 |  | 29.813 | 0 | 0 | 0 | 0
27.09. | 15 | 29.813 |  | 29.813 | 0 | 0 | 0 | 0
27.09. | 16 | 29.813 |  | 29.813 | 0 | 0 | 0 | 0
27.09. | 17 | 29.813 |  | 29.813 | 0 | 0 | 0 | 0
27.09. | 18 | 29.813 |  | 29.813 | 0 | 0 | 0 | 0
27.09. | 19 | 29.813 |  | 29.813 | 0 | 0 | 0 | 0
27.09. | 20 | 29.813 |  | 29.813 | 0 | 0 | 0 | 0
27.09. | 21 | 29.813 |  | 29.813 | 0 | 0 | 0 | 0
27.09. | 22 | 29.813 |  | 29.813 | 0 | 0 | 0 | 0
27.09. | 23 | 29.813 |  | 29.813 | 0 | 0 | 0 | 0
27.09. | 24 | 29.813 |  | 29.813 | 0 | 0 | 0 | 0
28.09. | 1 | 29.813 |  | 29.813 | 0 | 0 | 0 | 0
28.09. | 2 | 29.813 |  | 29.813 | 0 | 0 | 0 | 0
28.09. | 3 | 29.813 |  | 29.813 | 0 | 0 | 0 | 0
28.09. | 4 | 29.813 |  | 29.813 | 0 | 0 | 0 | 0
28.09. | 5 | 29.813 |  | 29.813 | 0 | 0 | 0 | 0
28.09. | 6 | 29.813 |  | 29.813 | 0 | 0 | 0 | 0
28.09. | 7 | 29.813 |  | 29.813 | 0 | 0 | 0 | 0
28.09. | 8 | 29.813 |  | 29.813 | 0 | 0 | 0 | 0
28.09. | 9 | 29.813 |  | 29.813 | 0 | 0 | 0 | 0
28.09. | 10 | 29.813 |  | 29.813 | 0 | 0 | 0 | 0
28.09. | 11 | 29.813 |  | 29.813 | 0 | 0 | 0 | 0
28.09. | 12 | 29.813 |  | 29.813 | 0 | 0 | 0 | 0
28.09. | 13 | 29.813 |  | 29.813 | 0 | 0 | 0 | 0
28.09. | 14 | 29.813 |  | 29.813 | 0 | 0 | 0 | 0
28.09. | 15 | 29.813 |  | 29.813 | 0 | 0 | 0 | 0
28.09. | 16 | 29.813 |  | 29.813 | 0 | 0 | 0 | 0
28.09. | 17 | 29.813 |  | 29.813 | 0 | 0 | 0 | 0
28.09. | 18 | 29.813 |  | 29.813 | 0 | 0 | 0 | 0
28.09. | 19 | 29.813 |  | 29.813 | 0 | 0 | 0 | 0
28.09. | 20 | 29.813 |  | 29.813 | 0 | 0 | 0 | 0
28.09. | 21 | 29.813 |  | 29.813 | 0 | 0 | 0 | 0
28.09. | 22 | 29.813 |  | 29.813 | 0 | 0 | 0 | 0
28.09. | 23 | 29.813 |  | 29.813 | 0 | 0 | 0 | 0
28.09. | 24 | 29.813 |  | 29.813 | 0 | 0 | 0 | 0
29.09. | 1 | 29.813 |  | 29.813 | 0 | 0 | 0 | 0
29.09. | 2 | 29.813 |  | 29.813 | 0 | 0 | 0 | 0
29.09. | 3 | 29.813 |  | 29.813 | 0 | 0 | 0 | 0
29.09. | 4 | 29.813 |  | 29.813 | 0 | 0 | 0 | 0
29.09. | 5 | 29.813 |  | 29.813 | 0 | 0 | 0 | 0
29.09. | 6 | 29.813 |  | 29.813 | 0 | 0 | 0 | 0
29.09. | 7 | 29.813 |  | 29.813 | 0 | 0 | 0 | 0
29.09. | 8 | 29.813 |  | 29.813 | 0 | 0 | 0 | 0
29.09. | 9 | 29.813 |  | 29.813 | 0 | 0 | 0 | 0
29.09. | 10 | 29.813 |  | 29.813 | 0 | 0 | 0 | 0
29.09. | 11 | 29.813 |  | 29.813 | 0 | 0 | 0 | 0
29.09. | 12 | 29.813 |  | 29.813 | 0 | 0 | 0 | 0
29.09. | 13 | 29.813 |  | 29.813 | 0 | 0 | 0 | 0
29.09. | 14 | 29.813 |  | 29.813 | 0 | 0 | 0 | 0
29.09. | 15 | 29.813 |  | 29.813 | 0 | 0 | 0 | 0
29.09. | 16 | 29.813 |  | 29.813 | 0 | 0 | 0 | 0
29.09. | 17 | 29.813 |  | 29.813 | 0 | 0 | 0 | 0
29.09. | 18 | 29.813 |  | 29.813 | 0 | 0 | 0 | 0
29.09. | 19 | 29.813 |  | 29.813 | 0 | 0 | 0 | 0
29.09. | 20 | 29.813 |  | 29.813 | 0 | 0 | 0 | 0
29.09. | 21 | 29.813 |  | 29.813 | 0 | 0 | 0 | 0
29.09. | 22 | 29.813 |  | 29.813 | 0 | 0 | 0 | 0
29.09. | 23 | 29.813 |  | 29.813 | 0 | 0 | 0 | 0
29.09. | 24 | 29.813 |  | 29.813 | 0 | 0 | 0 | 0
30.09. | 1 | 29.813 |  | 29.813 | 0 | 0 | 0 | 0
30.09. | 2 | 29.813 |  | 29.813 | 0 | 0 | 0 | 0
30.09. | 3 | 29.813 |  | 29.813 | 0 | 0 | 0 | 0
30.09. | 4 | 29.813 |  | 29.813 | 0 | 0 | 0 | 0
30.09. | 5 | 29.813 |  | 29.813 | 0 | 0 | 0 | 0
30.09. | 6 | 29.813 |  | 29.813 | 0 | 0 | 0 | 0
30.09. | 7 | 29.813 |  | 29.813 | 0 | 0 | 0 | 0
30.09. | 8 | 29.813 |  | 29.813 | 0 | 0 | 0 | 0
30.09. | 9 | 29.813 |  | 29.813 | 0 | 0 | 0 | 0
30.09. | 10 | 29.813 |  | 29.813 | 0 | 0 | 0 | 0
30.09. | 11 | 29.813 |  | 29.813 | 0 | 0 | 0 | 0
30.09. | 12 | 29.813 |  | 29.813 | 0 | 0 | 0 | 0
30.09. | 13 | 29.813 |  | 29.813 | 0 | 0 | 0 | 0
30.09. | 14 | 29.813 |  | 29.813 | 0 | 0 | 0 | 0
30.09. | 15 | 29.813 |  | 29.813 | 0 | 0 | 0 | 0
30.09. | 16 | 29.813 |  | 29.813 | 0 | 0 | 0 | 0
30.09. | 17 | 29.813 |  | 29.813 | 0 | 0 | 0 | 0
30.09. | 18 | 29.813 |  | 29.813 | 0 | 0 | 0 | 0
30.09. | 19 | 29.813 |  | 29.813 | 0 | 0 | 0 | 0
30.09. | 20 | 29.813 |  | 29.813 | 0 | 0 | 0 | 0
30.09. | 21 | 29.813 |  | 29.813 | 0 | 0 | 0 | 0
30.09. | 22 | 29.813 |  | 29.813 | 0 | 0 | 0 | 0
30.09. | 23 | 29.813 |  | 29.813 | 0 | 0 | 0 | 0
30.09. | 24 | 29.813 |  | 29.813 | 0 | 0 | 0 | 0
01.10. | 1 | 29.813 |  | 29.813 | 0 | 0 | 0 | 0
01.10. | 2 | 29.813 |  | 29.813 | 0 | 0 | 0 | 0
01.10. | 3 | 29.813 |  | 29.813 | 0 | 0 | 0 | 0
01.10. | 4 | 29.813 |  | 29.813 | 0 | 0 | 0 | 0
01.10. | 5 | 29.813 |  | 29.813 | 0 | 0 | 0 | 0
01.10. | 6 | 29.813 |  | 29.813 | 0 | 0 | 0 | 0
01.10. | 7 | 29.813 |  | 29.813 | 0 | 0 | 0 | 0
01.10. | 8 | 29.813 |  | 29.813 | 0 | 0 | 0 | 0
01.10. | 9 | 29.813 |  | 29.813 | 0 | 0 | 0 | 0
01.10. | 10 | 29.813 |  | 29.813 | 0 | 0 | 0 | 0
01.10. | 11 | 29.813 |  | 29.813 | 0 | 0 | 0 | 0
01.10. | 12 | 29.813 |  | 29.813 | 0 | 0 | 0 | 0
01.10. | 13 | 29.813 |  | 29.813 | 0 | 0 | 0 | 0
01.10. | 14 | 29.813 |  | 29.813 | 0 | 0 | 0 | 0
01.10. | 15 | 29.813 |  | 29.813 | 0 | 0 | 0 | 0
01.10. | 16 | 29.813 |  | 29.813 | 0 | 0 | 0 | 0
01.10. | 17 | 29.813 |  | 29.813 | 0 | 0 | 0 | 0
01.10. | 18 | 29.813 |  | 29.813 | 0 | 0 | 0 | 0
01.10. | 19 | 29.813 |  | 29.813 | 0 | 0 | 0 | 0
01.10. | 20 | 29.813 |  | 29.813 | 0 | 0 | 0 | 0
01.10. | 21 | 29.813 |  | 29.813 | 0 | 0 | 0 | 0
01.10. | 22 | 29.813 |  | 29.813 | 0 | 0 | 0 | 0
01.10. | 23 | 29.813 |  | 29.813 | 0 | 0 | 0 | 0
01.10. | 24 | 29.813 |  | 29.813 | 0 | 0 | 0 | 0
02.10. | 1 | 29.813 |  | 29.813 | 0 | 0 | 0 | 0
02.10. | 2 | 29.813 |  | 29.813 | 0 | 0 | 0 | 0
02.10. | 3 | 29.813 |  | 29.813 | 0 | 0 | 0 | 0
02.10. | 4 | 29.813 |  | 29.813 | 0 | 0 | 0 | 0
02.10. | 5 | 29.813 |  | 29.813 | 0 | 0 | 0 | 0
02.10. | 6 | 29.813 |  | 29.813 | 0 | 0 | 0 | 0
02.10. | 7 | 29.813 |  | 29.813 | 0 | 0 | 0 | 0
02.10. | 8 | 29.813 |  | 29.813 | 0 | 0 | 0 | 0
02.10. | 9 | 29.813 |  | 29.813 | 0 | 0 | 0 | 0
02.10. | 10 | 29.813 |  | 29.813 | 0 | 0 | 0 | 0
02.10. | 11 | 29.813 |  | 29.813 | 0 | 0 | 0 | 0
02.10. | 12 | 29.813 |  | 29.813 | 0 | 0 | 0 | 0
02.10. | 13 | 29.813 |  | 29.813 | 0 | 0 | 0 | 0
02.10. | 14 | 29.813 |  | 29.813 | 0 | 0 | 0 | 0
02.10. | 15 | 29.813 |  | 29.813 | 0 | 0 | 0 | 0
02.10. | 16 | 29.813 |  | 29.813 | 0 | 0 | 0 | 0
02.10. | 17 | 29.813 |  | 29.813 | 0 | 0 | 0 | 0
02.10. | 18 | 29.813 |  | 29.813 | 0 | 0 | 0 | 0
02.10. | 19 | 29.813 |  | 29.813 | 0 | 0 | 0 | 0
02.10. | 20 | 29.813 |  | 29.813 | 0 | 0 | 0 | 0
02.10. | 21 | 29.813 |  | 29.813 | 0 | 0 | 0 | 0
02.10. | 22 | 29.813 |  | 29.813 | 0 | 0 | 0 | 0
02.10. | 23 | 29.813 |  | 29.813 | 0 | 0 | 0 | 0
02.10. | 24 | 29.813 |  | 29.813 | 0 | 0 | 0 | 0
03.10. | 1 | 29.813 |  | 29.813 | 0 | 0 | 0 | 0
03.10. | 2 | 29.813 |  | 29.813 | 0 | 0 | 0 | 0
03.10. | 3 | 29.813 |  | 29.813 | 0 | 0 | 0 | 0
03.10. | 4 | 29.813 |  | 29.813 | 0 | 0 | 0 | 0
03.10. | 5 | 29.813 |  | 29.813 | 0 | 0 | 0 | 0
03.10. | 6 | 29.813 |  | 29.813 | 0 | 0 | 0 | 0
03.10. | 7 | 29.813 |  | 29.813 | 0 | 0 | 0 | 0
03.10. | 8 | 29.813 |  | 29.813 | 0 | 0 | 0 | 0
03.10. | 9 | 29.813 |  | 29.813 | 0 | 0 | 0 | 0
03.10. | 10 | 29.813 |  | 29.813 | 0 | 0 | 0 | 0
03.10. | 11 | 29.813 |  | 29.813 | 0 | 0 | 0 | 0
03.10. | 12 | 29.813 |  | 29.813 | 0 | 0 | 0 | 0
03.10. | 13 | 29.813 |  | 29.813 | 0 | 0 | 0 | 0
03.10. | 14 | 29.813 |  | 29.813 | 0 | 0 | 0 | 0
03.10. | 15 | 29.813 |  | 29.813 | 0 | 0 | 0 | 0
03.10. | 16 | 29.813 |  | 29.813 | 0 | 0 | 0 | 0
03.10. | 17 | 29.813 |  | 29.813 | 0 | 0 | 0 | 0
03.10. | 18 | 29.813 |  | 29.813 | 0 | 0 | 0 | 0
03.10. | 19 | 29.813 |  | 29.813 | 0 | 0 | 0 | 0
03.10. | 20 | 29.813 |  | 29.813 | 0 | 0 | 0 | 0
03.10. | 21 | 29.813 |  | 29.813 | 0 | 0 | 0 | 0
03.10. | 22 | 29.813 |  | 29.813 | 0 | 0 | 0 | 0
03.10. | 23 | 29.813 |  | 29.813 | 0 | 0 | 0 | 0
03.10. | 24 | 29.813 |  | 29.813 | 0 | 0 | 0 | 0
04.10. | 1 | 29.813 |  | 29.813 | 0 | 0 | 0 | 0
04.10. | 2 | 29.813 |  | 29.813 | 0 | 0 | 0 | 0
04.10. | 3 | 29.813 |  | 29.813 | 0 | 0 | 0 | 0
04.10. | 4 | 29.813 |  | 29.813 | 0 | 0 | 0 | 0
04.10. | 5 | 29.813 |  | 29.813 | 0 | 0 | 0 | 0
04.10. | 6 | 29.813 |  | 29.813 | 0 | 0 | 0 | 0
04.10. | 7 | 29.813 |  | 29.813 | 0 | 0 | 0 | 0
04.10. | 8 | 29.813 |  | 29.813 | 0 | 0 | 0 | 0
04.10. | 9 | 29.813 |  | 29.813 | 0 | 0 | 0 | 0
04.10. | 10 | 29.813 |  | 29.813 | 0 | 0 | 0 | 0
04.10. | 11 | 29.813 |  | 29.813 | 0 | 0 | 0 | 0
04.10. | 12 | 29.813 |  | 29.813 | 0 | 0 | 0 | 0
04.10. | 13 | 29.813 |  | 29.813 | 0 | 0 | 0 | 0
04.10. | 14 | 29.813 |  | 29.813 | 0 | 0 | 0 | 0
04.10. | 15 | 29.813 |  | 29.813 | 0 | 0 | 0 | 0
04.10. | 16 | 29.813 |  | 29.813 | 0 | 0 | 0 | 0
04.10. | 17 | 29.813 |  | 29.813 | 0 | 0 | 0 | 0
04.10. | 18 | 29.813 |  | 29.813 | 0 | 0 | 0 | 0
04.10. | 19 | 29.813 |  | 29.813 | 0 | 0 | 0 | 0
04.10. | 20 | 29.813 |  | 29.813 | 0 | 0 | 0 | 0
04.10. | 21 | 29.813 |  | 29.813 | 0 | 0 | 0 | 0
04.10. | 22 | 29.813 |  | 29.813 | 0 | 0 | 0 | 0
04.10. | 23 | 29.813 |  | 29.813 | 0 | 0 | 0 | 0
04.10. | 24 | 29.813 |  | 29.813 | 0 | 0 | 0 | 0
05.10. | 1 | 29.813 |  | 29.813 | 0 | 0 | 0 | 0
05.10. | 2 | 29.813 |  | 29.813 | 0 | 0 | 0 | 0
05.10. | 3 | 29.813 |  | 29.813 | 0 | 0 | 0 | 0
05.10. | 4 | 29.813 |  | 29.813 | 0 | 0 | 0 | 0
05.10. | 5 | 29.813 |  | 29.813 | 0 | 0 | 0 | 0
05.10. | 6 | 29.813 |  | 29.813 | 0 | 0 | 0 | 0
05.10. | 7 | 29.813 |  | 29.813 | 0 | 0 | 0 | 0
05.10. | 8 | 29.813 |  | 29.813 | 0 | 0 | 0 | 0
05.10. | 9 | 29.813 |  | 29.813 | 0 | 0 | 0 | 0
05.10. | 10 | 29.813 |  | 29.813 | 0 | 0 | 0 | 0
05.10. | 11 | 29.813 |  | 29.813 | 0 | 0 | 0 | 0
05.10. | 12 | 29.813 |  | 29.813 | 0 | 0 | 0 | 0
05.10. | 13 | 29.813 |  | 29.813 | 0 | 0 | 0 | 0
05.10. | 14 | 29.813 |  | 29.813 | 0 | 0 | 0 | 0
05.10. | 15 | 29.813 |  | 29.813 | 0 | 0 | 0 | 0
05.10. | 16 | 29.813 |  | 29.813 | 0 | 0 | 0 | 0
05.10. | 17 | 29.813 |  | 29.813 | 0 | 0 | 0 | 0
05.10. | 18 | 29.813 |  | 29.813 | 0 | 0 | 0 | 0
05.10. | 19 | 29.813 |  | 29.813 | 0 | 0 | 0 | 0
05.10. | 20 | 29.813 |  | 29.813 | 0 | 0 | 0 | 0
05.10. | 21 | 29.813 |  | 29.813 | 0 | 0 | 0 | 0
05.10. | 22 | 29.813 |  | 29.813 | 0 | 0 | 0 | 0
05.10. | 23 | 29.813 |  | 29.813 | 0 | 0 | 0 | 0
05.10. | 24 | 29.813 |  | 29.813 | 0 | 0 | 0 | 0
06.10. | 1 | 29.813 |  | 29.813 | 0 | 0 | 0 | 0
06.10. | 2 | 29.813 |  | 29.813 | 0 | 0 | 0 | 0
06.10. | 3 | 29.813 |  | 29.813 | 0 | 0 | 0 | 0
06.10. | 4 | 29.813 |  | 29.813 | 0 | 0 | 0 | 0
06.10. | 5 | 29.813 |  | 29.813 | 0 | 0 | 0 | 0
06.10. | 6 | 29.813 |  | 29.813 | 0 | 0 | 0 | 0
06.10. | 7 | 29.813 |  | 29.813 | 0 | 0 | 0 | 0
06.10. | 8 | 29.813 |  | 29.813 | 0 | 0 | 0 | 0
06.10. | 9 | 29.813 |  | 29.813 | 0 | 0 | 0 | 0
06.10. | 10 | 29.813 |  | 29.813 | 0 | 0 | 0 | 0
06.10. | 11 | 29.813 |  | 29.813 | 0 | 0 | 0 | 0
06.10. | 12 | 29.813 |  | 29.813 | 0 | 0 | 0 | 0
06.10. | 13 | 29.813 |  | 29.813 | 0 | 0 | 0 | 0
06.10. | 14 | 29.813 |  | 29.813 | 0 | 0 | 0 | 0
06.10. | 15 | 29.813 |  | 29.813 | 0 | 0 | 0 | 0
06.10. | 16 | 29.813 |  | 29.813 | 0 | 0 | 0 | 0
06.10. | 17 | 29.813 |  | 29.813 | 0 | 0 | 0 | 0
06.10. | 18 | 29.813 |  | 29.813 | 0 | 0 | 0 | 0
06.10. | 19 | 29.813 |  | 29.813 | 0 | 0 | 0 | 0
06.10. | 20 | 29.813 |  | 29.813 | 0 | 0 | 0 | 0
06.10. | 21 | 29.813 |  | 29.813 | 0 | 0 | 0 | 0
06.10. | 22 | 29.813 |  | 29.813 | 0 | 0 | 0 | 0
06.10. | 23 | 29.813 |  | 29.813 | 0 | 0 | 0 | 0
06.10. | 24 | 29.813 |  | 29.813 | 0 | 0 | 0 | 0
07.10. | 1 | 29.813 |  | 29.813 | 0 | 0 | 0 | 0
07.10. | 2 | 29.813 |  | 29.813 | 0 | 0 | 0 | 0
07.10. | 3 | 29.813 |  | 29.813 | 0 | 0 | 0 | 0
07.10. | 4 | 29.813 |  | 29.813 | 0 | 0 | 0 | 0
07.10. | 5 | 29.813 |  | 29.813 | 0 | 0 | 0 | 0
07.10. | 6 | 29.813 |  | 29.813 | 0 | 0 | 0 | 0
07.10. | 7 | 29.813 |  | 29.813 | 0 | 0 | 0 | 0
07.10. | 8 | 29.813 |  | 29.813 | 0 | 0 | 0 | 0
07.10. | 9 | 29.813 |  | 29.813 | 0 | 0 | 0 | 0
07.10. | 10 | 29.813 |  | 29.813 | 0 | 0 | 0 | 0
07.10. | 11 | 29.813 |  | 29.813 | 0 | 0 | 0 | 0
07.10. | 12 | 29.813 |  | 29.813 | 0 | 0 | 0 | 0
07.10. | 13 | 29.813 |  | 29.813 | 0 | 0 | 0 | 0
07.10. | 14 | 29.813 |  | 29.813 | 0 | 0 | 0 | 0
07.10. | 15 | 29.813 |  | 29.813 | 0 | 0 | 0 | 0
07.10. | 16 | 29.813 |  | 29.813 | 0 | 0 | 0 | 0
07.10. | 17 | 29.813 |  | 29.813 | 0 | 0 | 0 | 0
07.10. | 18 | 29.813 |  | 29.813 | 0 | 0 | 0 | 0
07.10. | 19 | 29.813 |  | 29.813 | 0 | 0 | 0 | 0
07.10. | 20 | 29.813 |  | 29.813 | 0 | 0 | 0 | 0
07.10. | 21 | 29.813 |  | 29.813 | 0 | 0 | 0 | 0
07.10. | 22 | 29.813 |  | 29.813 | 0 | 0 | 0 | 0
07.10. | 23 | 29.813 |  | 29.813 | 0 | 0 | 0 | 0
07.10. | 24 | 29.813 |  | 29.813 | 0 | 0 | 0 | 0
08.10. | 1 | 29.813 |  | 29.813 | 0 | 0 | 0 | 0
08.10. | 2 | 29.813 |  | 29.813 | 0 | 0 | 0 | 0
08.10. | 3 | 29.813 |  | 29.813 | 0 | 0 | 0 | 0
08.10. | 4 | 29.813 |  | 29.813 | 0 | 0 | 0 | 0
08.10. | 5 | 29.813 |  | 29.813 | 0 | 0 | 0 | 0
08.10. | 6 | 29.813 |  | 29.813 | 0 | 0 | 0 | 0
08.10. | 7 | 29.813 |  | 29.813 | 0 | 0 | 0 | 0
08.10. | 8 | 29.813 |  | 29.813 | 0 | 0 | 0 | 0
08.10. | 9 | 29.813 |  | 29.813 | 0 | 0 | 0 | 0
08.10. | 10 | 29.813 |  | 29.813 | 0 | 0 | 0 | 0
08.10. | 11 | 29.813 |  | 29.813 | 0 | 0 | 0 | 0
08.10. | 12 | 29.813 |  | 29.813 | 0 | 0 | 0 | 0
08.10. | 13 | 29.813 |  | 29.813 | 0 | 0 | 0 | 0
08.10. | 14 | 29.813 |  | 29.813 | 0 | 0 | 0 | 0
08.10. | 15 | 29.813 |  | 29.813 | 0 | 0 | 0 | 0
08.10. | 16 | 29.813 |  | 29.813 | 0 | 0 | 0 | 0
08.10. | 17 | 29.813 |  | 29.813 | 0 | 0 | 0 | 0
08.10. | 18 | 29.813 |  | 29.813 | 0 | 0 | 0 | 0
08.10. | 19 | 29.813 |  | 29.813 | 0 | 0 | 0 | 0
08.10. | 20 | 29.813 |  | 29.813 | 0 | 0 | 0 | 0
08.10. | 21 | 29.813 |  | 29.813 | 0 | 0 | 0 | 0
08.10. | 22 | 29.813 |  | 29.813 | 0 | 0 | 0 | 0
08.10. | 23 | 29.813 |  | 29.813 | 0 | 0 | 0 | 0
08.10. | 24 | 29.813 |  | 29.813 | 0 | 0 | 0 | 0
09.10. | 1 | 29.813 |  | 29.813 | 0 | 0 | 0 | 0
09.10. | 2 | 29.813 |  | 29.813 | 0 | 0 | 0 | 0
09.10. | 3 | 29.813 |  | 29.813 | 0 | 0 | 0 | 0
09.10. | 4 | 29.813 |  | 29.813 | 0 | 0 | 0 | 0
09.10. | 5 | 29.813 |  | 29.813 | 0 | 0 | 0 | 0
09.10. | 6 | 29.813 |  | 29.813 | 0 | 0 | 0 | 0
09.10. | 7 | 29.813 |  | 29.813 | 0 | 0 | 0 | 0
09.10. | 8 | 29.813 |  | 29.813 | 0 | 0 | 0 | 0
09.10. | 9 | 29.813 |  | 29.813 | 0 | 0 | 0 | 0
09.10. | 10 | 29.813 |  | 29.813 | 0 | 0 | 0 | 0
09.10. | 11 | 29.813 |  | 29.813 | 0 | 0 | 0 | 0
09.10. | 12 | 29.813 |  | 29.813 | 0 | 0 | 0 | 0
09.10. | 13 | 29.813 |  | 29.813 | 0 | 0 | 0 | 0
09.10. | 14 | 29.813 |  | 29.813 | 0 | 0 | 0 | 0
09.10. | 15 | 29.813 |  | 29.813 | 0 | 0 | 0 | 0
09.10. | 16 | 29.813 |  | 29.813 | 0 | 0 | 0 | 0
09.10. | 17 | 29.813 |  | 29.813 | 0 | 0 | 0 | 0
09.10. | 18 | 29.813 |  | 29.813 | 0 | 0 | 0 | 0
09.10. | 19 | 29.813 |  | 29.813 | 0 | 0 | 0 | 0
09.10. | 20 | 29.813 |  | 29.813 | 0 | 0 | 0 | 0
09.10. | 21 | 29.813 |  | 29.813 | 0 | 0 | 0 | 0
09.10. | 22 | 29.813 |  | 29.813 | 0 | 0 | 0 | 0
09.10. | 23 | 29.813 |  | 29.813 | 0 | 0 | 0 | 0
09.10. | 24 | 29.813 |  | 29.813 | 0 | 0 | 0 | 0
10.10. | 1 | 29.813 |  | 29.813 | 0 | 0 | 0 | 0
10.10. | 2 | 29.813 |  | 29.813 | 0 | 0 | 0 | 0
10.10. | 3 | 29.813 |  | 29.813 | 0 | 0 | 0 | 0
10.10. | 4 | 29.813 |  | 29.813 | 0 | 0 | 0 | 0
10.10. | 5 | 29.813 |  | 29.813 | 0 | 0 | 0 | 0
10.10. | 6 | 29.813 |  | 29.813 | 0 | 0 | 0 | 0
10.10. | 7 | 29.813 |  | 29.813 | 0 | 0 | 0 | 0
10.10. | 8 | 29.813 |  | 29.813 | 0 | 0 | 0 | 0
10.10. | 9 | 29.813 |  | 29.813 | 0 | 0 | 0 | 0
10.10. | 10 | 29.813 |  | 29.813 | 0 | 0 | 0 | 0
10.10. | 11 | 29.813 |  | 29.813 | 0 | 0 | 0 | 0
10.10. | 12 | 29.813 |  | 29.813 | 0 | 0 | 0 | 0
10.10. | 13 | 29.813 |  | 29.813 | 0 | 0 | 0 | 0
10.10. | 14 | 29.813 |  | 29.813 | 0 | 0 | 0 | 0
10.10. | 15 | 29.813 |  | 29.813 | 0 | 0 | 0 | 0
10.10. | 16 | 29.813 |  | 29.813 | 0 | 0 | 0 | 0
10.10. | 17 | 29.813 |  | 29.813 | 0 | 0 | 0 | 0
10.10. | 18 | 29.813 |  | 29.813 | 0 | 0 | 0 | 0
10.10. | 19 | 29.813 |  | 29.813 | 0 | 0 | 0 | 0
10.10. | 20 | 29.813 |  | 29.813 | 0 | 0 | 0 | 0
10.10. | 21 | 29.813 |  | 29.813 | 0 | 0 | 0 | 0
10.10. | 22 | 29.813 |  | 29.813 | 0 | 0 | 0 | 0
10.10. | 23 | 29.813 |  | 29.813 | 0 | 0 | 0 | 0
10.10. | 24 | 29.813 |  | 29.813 | 0 | 0 | 0 | 0
11.10. | 1 | 29.813 |  | 29.813 | 0 | 0 | 0 | 0
11.10. | 2 | 29.813 |  | 29.813 | 0 | 0 | 0 | 0
11.10. | 3 | 29.813 |  | 29.813 | 0 | 0 | 0 | 0
11.10. | 4 | 29.813 |  | 29.813 | 0 | 0 | 0 | 0
11.10. | 5 | 29.813 |  | 29.813 | 0 | 0 | 0 | 0
11.10. | 6 | 29.813 |  | 29.813 | 0 | 0 | 0 | 0
11.10. | 7 | 29.813 |  | 29.813 | 0 | 0 | 0 | 0
11.10. | 8 | 29.813 |  | 29.813 | 0 | 0 | 0 | 0
11.10. | 9 | 29.813 |  | 29.813 | 0 | 0 | 0 | 0
11.10. | 10 | 29.813 |  | 29.813 | 0 | 0 | 0 | 0
11.10. | 11 | 29.813 |  | 29.813 | 0 | 0 | 0 | 0
11.10. | 12 | 29.813 |  | 29.813 | 0 | 0 | 0 | 0
11.10. | 13 | 29.813 |  | 29.813 | 0 | 0 | 0 | 0
11.10. | 14 | 29.813 |  | 29.813 | 0 | 0 | 0 | 0
11.10. | 15 | 29.813 |  | 29.813 | 0 | 0 | 0 | 0
11.10. | 16 | 29.813 |  | 29.813 | 0 | 0 | 0 | 0
11.10. | 17 | 29.813 |  | 29.813 | 0 | 0 | 0 | 0
11.10. | 18 | 29.813 |  | 29.813 | 0 | 0 | 0 | 0
11.10. | 19 | 29.813 |  | 29.813 | 0 | 0 | 0 | 0
11.10. | 20 | 29.813 |  | 29.813 | 0 | 0 | 0 | 0
11.10. | 21 | 29.813 |  | 29.813 | 0 | 0 | 0 | 0
11.10. | 22 | 29.813 |  | 29.813 | 0 | 0 | 0 | 0
11.10. | 23 | 29.813 |  | 29.813 | 0 | 0 | 0 | 0
11.10. | 24 | 29.813 |  | 29.813 | 0 | 0 | 0 | 0
12.10. | 1 | 29.813 |  | 29.813 | 0 | 0 | 0 | 0
12.10. | 2 | 29.813 |  | 29.813 | 0 | 0 | 0 | 0
12.10. | 3 | 29.813 |  | 29.813 | 0 | 0 | 0 | 0
12.10. | 4 | 29.813 |  | 29.813 | 0 | 0 | 0 | 0
12.10. | 5 | 29.813 |  | 29.813 | 0 | 0 | 0 | 0
12.10. | 6 | 29.813 |  | 29.813 | 0 | 0 | 0 | 0
12.10. | 7 | 29.813 |  | 29.813 | 0 | 0 | 0 | 0
12.10. | 8 | 29.813 |  | 29.813 | 0 | 0 | 0 | 0
12.10. | 9 | 29.813 |  | 29.813 | 0 | 0 | 0 | 0
12.10. | 10 | 29.813 |  | 29.813 | 0 | 0 | 0 | 0
12.10. | 11 | 29.813 |  | 29.813 | 0 | 0 | 0 | 0
12.10. | 12 | 29.813 |  | 29.813 | 0 | 0 | 0 | 0
12.10. | 13 | 29.813 |  | 29.813 | 0 | 0 | 0 | 0
12.10. | 14 | 29.813 |  | 29.813 | 0 | 0 | 0 | 0
12.10. | 15 | 29.813 |  | 29.813 | 0 | 0 | 0 | 0
12.10. | 16 | 29.813 |  | 29.813 | 0 | 0 | 0 | 0
12.10. | 17 | 29.813 |  | 29.813 | 0 | 0 | 0 | 0
12.10. | 18 | 29.813 |  | 29.813 | 0 | 0 | 0 | 0
12.10. | 19 | 29.813 |  | 29.813 | 0 | 0 | 0 | 0
12.10. | 20 | 29.813 |  | 29.813 | 0 | 0 | 0 | 0
12.10. | 21 | 29.813 |  | 29.813 | 0 | 0 | 0 | 0
12.10. | 22 | 29.813 |  | 29.813 | 0 | 0 | 0 | 0
12.10. | 23 | 29.813 |  | 29.813 | 0 | 0 | 0 | 0
12.10. | 24 | 29.813 |  | 29.813 | 0 | 0 | 0 | 0
13.10. | 1 | 29.813 |  | 29.813 | 0 | 0 | 0 | 0
13.10. | 2 | 29.813 |  | 29.813 | 0 | 0 | 0 | 0
13.10. | 3 | 29.813 |  | 29.813 | 0 | 0 | 0 | 0
13.10. | 4 | 29.813 |  | 29.813 | 0 | 0 | 0 | 0
13.10. | 5 | 29.813 |  | 29.813 | 0 | 0 | 0 | 0
13.10. | 6 | 29.813 |  | 29.813 | 0 | 0 | 0 | 0
13.10. | 7 | 29.813 |  | 29.813 | 0 | 0 | 0 | 0
13.10. | 8 | 29.813 |  | 29.813 | 0 | 0 | 0 | 0
13.10. | 9 | 29.813 |  | 29.813 | 0 | 0 | 0 | 0
13.10. | 10 | 29.813 |  | 29.813 | 0 | 0 | 0 | 0
13.10. | 11 | 29.813 |  | 29.813 | 0 | 0 | 0 | 0
13.10. | 12 | 29.813 |  | 29.813 | 0 | 0 | 0 | 0
13.10. | 13 | 29.813 |  | 29.813 | 0 | 0 | 0 | 0
13.10. | 14 | 29.813 |  | 29.813 | 0 | 0 | 0 | 0
13.10. | 15 | 29.813 |  | 29.813 | 0 | 0 | 0 | 0
13.10. | 16 | 29.813 |  | 29.813 | 0 | 0 | 0 | 0
13.10. | 17 | 29.813 |  | 29.813 | 0 | 0 | 0 | 0
13.10. | 18 | 29.813 |  | 29.813 | 0 | 0 | 0 | 0
13.10. | 19 | 29.813 |  | 29.813 | 0 | 0 | 0 | 0
13.10. | 20 | 29.813 |  | 29.813 | 0 | 0 | 0 | 0
13.10. | 21 | 29.813 |  | 29.813 | 0 | 0 | 0 | 0
13.10. | 22 | 29.813 |  | 29.813 | 0 | 0 | 0 | 0
13.10. | 23 | 29.813 |  | 29.813 | 0 | 0 | 0 | 0
13.10. | 24 | 29.813 |  | 29.813 | 0 | 0 | 0 | 0
14.10. | 1 | 29.813 |  | 29.813 | 0 | 0 | 0 | 0
14.10. | 2 | 29.813 |  | 29.813 | 0 | 0 | 0 | 0
14.10. | 3 | 29.813 |  | 29.813 | 0 | 0 | 0 | 0
14.10. | 4 | 29.813 |  | 29.813 | 0 | 0 | 0 | 0
14.10. | 5 | 29.813 |  | 29.813 | 0 | 0 | 0 | 0
14.10. | 6 | 29.813 |  | 29.813 | 0 | 0 | 0 | 0
14.10. | 7 | 29.813 |  | 29.813 | 0 | 0 | 0 | 0
14.10. | 8 | 29.813 |  | 29.813 | 0 | 0 | 0 | 0
14.10. | 9 | 29.813 |  | 29.813 | 0 | 0 | 0 | 0
14.10. | 10 | 29.813 |  | 29.813 | 0 | 0 | 0 | 0
14.10. | 11 | 29.813 |  | 29.813 | 0 | 0 | 0 | 0
14.10. | 12 | 29.813 |  | 29.813 | 0 | 0 | 0 | 0
14.10. | 13 | 29.813 |  | 29.813 | 0 | 0 | 0 | 0
14.10. | 14 | 29.813 |  | 29.813 | 0 | 0 | 0 | 0
14.10. | 15 | 29.813 |  | 29.813 | 0 | 0 | 0 | 0
14.10. | 16 | 29.813 |  | 29.813 | 0 | 0 | 0 | 0
14.10. | 17 | 29.813 |  | 29.813 | 0 | 0 | 0 | 0
14.10. | 18 | 29.813 |  | 29.813 | 0 | 0 | 0 | 0
14.10. | 19 | 29.813 |  | 29.813 | 0 | 0 | 0 | 0
14.10. | 20 | 29.813 |  | 29.813 | 0 | 0 | 0 | 0
14.10. | 21 | 29.813 |  | 29.813 | 0 | 0 | 0 | 0
14.10. | 22 | 29.813 |  | 29.813 | 0 | 0 | 0 | 0
14.10. | 23 | 29.813 |  | 29.813 | 0 | 0 | 0 | 0
14.10. | 24 | 29.813 |  | 29.813 | 0 | 0 | 0 | 0
15.10. | 1 | 29.813 |  | 29.813 | 0 | 0 | 0 | 0
15.10. | 2 | 29.813 |  | 29.813 | 0 | 0 | 0 | 0
15.10. | 3 | 29.813 |  | 29.813 | 0 | 0 | 0 | 0
15.10. | 4 | 29.813 |  | 29.813 | 0 | 0 | 0 | 0
15.10. | 5 | 29.813 |  | 29.813 | 0 | 0 | 0 | 0
15.10. | 6 | 29.813 |  | 29.813 | 0 | 0 | 0 | 0
15.10. | 7 | 29.813 |  | 29.813 | 0 | 0 | 0 | 0
15.10. | 8 | 29.813 |  | 29.813 | 0 | 0 | 0 | 0
15.10. | 9 | 29.813 |  | 29.813 | 0 | 0 | 0 | 0
15.10. | 10 | 29.813 |  | 29.813 | 0 | 0 | 0 | 0
15.10. | 11 | 29.813 |  | 29.813 | 0 | 0 | 0 | 0
15.10. | 12 | 29.813 |  | 29.813 | 0 | 0 | 0 | 0
15.10. | 13 | 29.813 |  | 29.813 | 0 | 0 | 0 | 0
15.10. | 14 | 29.813 |  | 29.813 | 0 | 0 | 0 | 0
15.10. | 15 | 29.813 |  | 29.813 | 0 | 0 | 0 | 0
15.10. | 16 | 29.813 |  | 29.813 | 0 | 0 | 0 | 0
15.10. | 17 | 29.813 |  | 29.813 | 0 | 0 | 0 | 0
15.10. | 18 | 29.813 |  | 29.813 | 0 | 0 | 0 | 0
15.10. | 19 | 29.813 |  | 29.813 | 0 | 0 | 0 | 0
15.10. | 20 | 29.813 |  | 29.813 | 0 | 0 | 0 | 0
15.10. | 21 | 29.813 |  | 29.813 | 0 | 0 | 0 | 0
15.10. | 22 | 29.813 |  | 29.813 | 0 | 0 | 0 | 0
15.10. | 23 | 29.813 |  | 29.813 | 0 | 0 | 0 | 0
15.10. | 24 | 29.813 |  | 29.813 | 0 | 0 | 0 | 0
16.10. | 1 | 29.813 |  | 29.813 | 0 | 0 | 0 | 0
16.10. | 2 | 29.813 |  | 29.813 | 0 | 0 | 0 | 0
16.10. | 3 | 29.813 |  | 29.813 | 0 | 0 | 0 | 0
16.10. | 4 | 29.813 |  | 29.813 | 0 | 0 | 0 | 0
16.10. | 5 | 29.813 |  | 29.813 | 0 | 0 | 0 | 0
16.10. | 6 | 29.813 |  | 29.813 | 0 | 0 | 0 | 0
16.10. | 7 | 29.813 |  | 29.813 | 0 | 0 | 0 | 0
16.10. | 8 | 29.813 |  | 29.813 | 0 | 0 | 0 | 0
16.10. | 9 | 29.813 |  | 29.813 | 0 | 0 | 0 | 0
16.10. | 10 | 29.813 |  | 29.813 | 0 | 0 | 0 | 0
16.10. | 11 | 29.813 |  | 29.813 | 0 | 0 | 0 | 0
16.10. | 12 | 29.813 |  | 29.813 | 0 | 0 | 0 | 0
16.10. | 13 | 29.813 |  | 29.813 | 0 | 0 | 0 | 0
16.10. | 14 | 29.813 |  | 29.813 | 0 | 0 | 0 | 0
16.10. | 15 | 29.813 |  | 29.813 | 0 | 0 | 0 | 0
16.10. | 16 | 29.813 |  | 29.813 | 0 | 0 | 0 | 0
16.10. | 17 | 29.813 |  | 29.813 | 0 | 0 | 0 | 0
16.10. | 18 | 29.813 |  | 29.813 | 0 | 0 | 0 | 0
16.10. | 19 | 29.813 |  | 29.813 | 0 | 0 | 0 | 0
16.10. | 20 | 29.813 |  | 29.813 | 0 | 0 | 0 | 0
16.10. | 21 | 29.813 |  | 29.813 | 0 | 0 | 0 | 0
16.10. | 22 | 29.813 |  | 29.813 | 0 | 0 | 0 | 0
16.10. | 23 | 29.813 |  | 29.813 | 0 | 0 | 0 | 0
16.10. | 24 | 29.813 |  | 29.813 | 0 | 0 | 0 | 0
17.10. | 1 | 29.813 |  | 29.813 | 0 | 0 | 0 | 0
17.10. | 2 | 29.813 |  | 29.813 | 0 | 0 | 0 | 0
17.10. | 3 | 29.813 |  | 29.813 | 0 | 0 | 0 | 0
17.10. | 4 | 29.813 |  | 29.813 | 0 | 0 | 0 | 0
17.10. | 5 | 29.813 |  | 29.813 | 0 | 0 | 0 | 0
17.10. | 6 | 29.813 |  | 29.813 | 0 | 0 | 0 | 0
17.10. | 7 | 29.813 |  | 29.813 | 0 | 0 | 0 | 0
17.10. | 8 | 29.813 |  | 29.813 | 0 | 0 | 0 | 0
17.10. | 9 | 29.813 |  | 29.813 | 0 | 0 | 0 | 0
17.10. | 10 | 29.813 |  | 29.813 | 0 | 0 | 0 | 0
17.10. | 11 | 29.813 |  | 29.813 | 0 | 0 | 0 | 0
17.10. | 12 | 29.813 |  | 29.813 | 0 | 0 | 0 | 0
17.10. | 13 | 29.813 |  | 29.813 | 0 | 0 | 0 | 0
17.10. | 14 | 29.813 |  | 29.813 | 0 | 0 | 0 | 0
17.10. | 15 | 29.813 |  | 29.813 | 0 | 0 | 0 | 0
17.10. | 16 | 29.813 |  | 29.813 | 0 | 0 | 0 | 0
17.10. | 17 | 29.813 |  | 29.813 | 0 | 0 | 0 | 0
17.10. | 18 | 29.813 |  | 29.813 | 0 | 0 | 0 | 0
17.10. | 19 | 29.813 |  | 29.813 | 0 | 0 | 0 | 0
17.10. | 20 | 29.813 |  | 29.813 | 0 | 0 | 0 | 0
17.10. | 21 | 29.813 |  | 29.813 | 0 | 0 | 0 | 0
17.10. | 22 | 29.813 |  | 29.813 | 0 | 0 | 0 | 0
17.10. | 23 | 29.813 |  | 29.813 | 0 | 0 | 0 | 0
17.10. | 24 | 29.813 |  | 29.813 | 0 | 0 | 0 | 0
18.10. | 1 | 29.813 |  | 29.813 | 0 | 0 | 0 | 0
18.10. | 2 | 29.813 |  | 29.813 | 0 | 0 | 0 | 0
18.10. | 3 | 29.813 |  | 29.813 | 0 | 0 | 0 | 0
18.10. | 4 | 29.813 |  | 29.813 | 0 | 0 | 0 | 0
18.10. | 5 | 29.813 |  | 29.813 | 0 | 0 | 0 | 0
18.10. | 6 | 29.813 |  | 29.813 | 0 | 0 | 0 | 0
18.10. | 7 | 29.813 |  | 29.813 | 0 | 0 | 0 | 0
18.10. | 8 | 29.813 |  | 29.813 | 0 | 0 | 0 | 0
18.10. | 9 | 29.813 |  | 29.813 | 0 | 0 | 0 | 0
18.10. | 10 | 29.813 |  | 29.813 | 0 | 0 | 0 | 0
18.10. | 11 | 29.813 |  | 29.813 | 0 | 0 | 0 | 0
18.10. | 12 | 29.813 |  | 29.813 | 0 | 0 | 0 | 0
18.10. | 13 | 29.813 |  | 29.813 | 0 | 0 | 0 | 0
18.10. | 14 | 29.813 |  | 29.813 | 0 | 0 | 0 | 0
18.10. | 15 | 29.813 |  | 29.813 | 0 | 0 | 0 | 0
18.10. | 16 | 29.813 |  | 29.813 | 0 | 0 | 0 | 0
18.10. | 17 | 29.813 |  | 29.813 | 0 | 0 | 0 | 0
18.10. | 18 | 29.813 |  | 29.813 | 0 | 0 | 0 | 0
18.10. | 19 | 29.813 |  | 29.813 | 0 | 0 | 0 | 0
18.10. | 20 | 29.813 |  | 29.813 | 0 | 0 | 0 | 0
18.10. | 21 | 29.813 |  | 29.813 | 0 | 0 | 0 | 0
18.10. | 22 | 29.813 |  | 29.813 | 0 | 0 | 0 | 0
18.10. | 23 | 29.813 |  | 29.813 | 0 | 0 | 0 | 0
18.10. | 24 | 29.813 |  | 29.813 | 0 | 0 | 0 | 0
19.10. | 1 | 29.813 |  | 29.813 | 0 | 0 | 0 | 0
19.10. | 2 | 29.813 |  | 29.813 | 0 | 0 | 0 | 0
19.10. | 3 | 29.813 |  | 29.813 | 0 | 0 | 0 | 0
19.10. | 4 | 29.813 |  | 29.813 | 0 | 0 | 0 | 0
19.10. | 5 | 29.813 |  | 29.813 | 0 | 0 | 0 | 0
19.10. | 6 | 29.813 |  | 29.813 | 0 | 0 | 0 | 0
19.10. | 7 | 29.813 |  | 29.813 | 0 | 0 | 0 | 0
19.10. | 8 | 29.813 |  | 29.813 | 0 | 0 | 0 | 0
19.10. | 9 | 29.813 |  | 29.813 | 0 | 0 | 0 | 0
19.10. | 10 | 29.813 |  | 29.813 | 0 | 0 | 0 | 0
19.10. | 11 | 29.813 |  | 29.813 | 0 | 0 | 0 | 0
19.10. | 12 | 29.813 |  | 29.813 | 0 | 0 | 0 | 0
19.10. | 13 | 29.813 |  | 29.813 | 0 | 0 | 0 | 0
19.10. | 14 | 29.813 |  | 29.813 | 0 | 0 | 0 | 0
19.10. | 15 | 29.813 |  | 29.813 | 0 | 0 | 0 | 0
19.10. | 16 | 29.813 |  | 29.813 | 0 | 0 | 0 | 0
19.10. | 17 | 29.813 |  | 29.813 | 0 | 0 | 0 | 0
19.10. | 18 | 29.813 |  | 29.813 | 0 | 0 | 0 | 0
19.10. | 19 | 29.813 |  | 29.813 | 0 | 0 | 0 | 0
19.10. | 20 | 29.813 |  | 29.813 | 0 | 0 | 0 | 0
19.10. | 21 | 29.813 |  | 29.813 | 0 | 0 | 0 | 0
19.10. | 22 | 29.813 |  | 29.813 | 0 | 0 | 0 | 0
19.10. | 23 | 29.813 |  | 29.813 | 0 | 0 | 0 | 0
19.10. | 24 | 29.813 |  | 29.813 | 0 | 0 | 0 | 0
20.10. | 1 | 29.813 |  | 29.813 | 0 | 0 | 0 | 0
20.10. | 2 | 29.813 |  | 29.813 | 0 | 0 | 0 | 0
20.10. | 3 | 29.813 |  | 29.813 | 0 | 0 | 0 | 0
20.10. | 4 | 29.813 |  | 29.813 | 0 | 0 | 0 | 0
20.10. | 5 | 29.813 |  | 29.813 | 0 | 0 | 0 | 0
20.10. | 6 | 29.813 |  | 29.813 | 0 | 0 | 0 | 0
20.10. | 7 | 29.813 |  | 29.813 | 0 | 0 | 0 | 0
20.10. | 8 | 29.813 |  | 29.813 | 0 | 0 | 0 | 0
20.10. | 9 | 29.813 |  | 29.813 | 0 | 0 | 0 | 0
20.10. | 10 | 29.813 |  | 29.813 | 0 | 0 | 0 | 0
20.10. | 11 | 29.813 |  | 29.813 | 0 | 0 | 0 | 0
20.10. | 12 | 29.813 |  | 29.813 | 0 | 0 | 0 | 0
20.10. | 13 | 29.813 |  | 29.813 | 0 | 0 | 0 | 0
20.10. | 14 | 29.813 |  | 29.813 | 0 | 0 | 0 | 0
20.10. | 15 | 29.813 |  | 29.813 | 0 | 0 | 0 | 0
20.10. | 16 | 29.813 |  | 29.813 | 0 | 0 | 0 | 0
20.10. | 17 | 29.813 |  | 29.813 | 0 | 0 | 0 | 0
20.10. | 18 | 29.813 |  | 29.813 | 0 | 0 | 0 | 0
20.10. | 19 | 29.813 |  | 29.813 | 0 | 0 | 0 | 0
20.10. | 20 | 29.813 |  | 29.813 | 0 | 0 | 0 | 0
20.10. | 21 | 29.813 |  | 29.813 | 0 | 0 | 0 | 0
20.10. | 22 | 29.813 |  | 29.813 | 0 | 0 | 0 | 0
20.10. | 23 | 29.813 |  | 29.813 | 0 | 0 | 0 | 0
20.10. | 24 | 29.813 |  | 29.813 | 0 | 0 | 0 | 0
21.10. | 1 | 29.813 |  | 29.813 | 0 | 0 | 0 | 0
21.10. | 2 | 29.813 |  | 29.813 | 0 | 0 | 0 | 0
21.10. | 3 | 29.813 |  | 29.813 | 0 | 0 | 0 | 0
21.10. | 4 | 29.813 |  | 29.813 | 0 | 0 | 0 | 0
21.10. | 5 | 29.813 |  | 29.813 | 0 | 0 | 0 | 0
21.10. | 6 | 29.813 |  | 29.813 | 0 | 0 | 0 | 0
21.10. | 7 | 29.813 |  | 29.813 | 0 | 0 | 0 | 0
21.10. | 8 | 29.813 |  | 29.813 | 0 | 0 | 0 | 0
21.10. | 9 | 29.813 |  | 29.813 | 0 | 0 | 0 | 0
21.10. | 10 | 29.813 |  | 29.813 | 0 | 0 | 0 | 0
21.10. | 11 | 29.813 |  | 29.813 | 0 | 0 | 0 | 0
21.10. | 12 | 29.813 |  | 29.813 | 0 | 0 | 0 | 0
21.10. | 13 | 29.813 |  | 29.813 | 0 | 0 | 0 | 0
21.10. | 14 | 29.813 |  | 29.813 | 0 | 0 | 0 | 0
21.10. | 15 | 29.813 |  | 29.813 | 0 | 0 | 0 | 0
21.10. | 16 | 29.813 |  | 29.813 | 0 | 0 | 0 | 0
21.10. | 17 | 29.813 |  | 29.813 | 0 | 0 | 0 | 0
21.10. | 18 | 29.813 |  | 29.813 | 0 | 0 | 0 | 0
21.10. | 19 | 29.813 |  | 29.813 | 0 | 0 | 0 | 0
21.10. | 20 | 29.813 |  | 29.813 | 0 | 0 | 0 | 0
21.10. | 21 | 29.813 |  | 29.813 | 0 | 0 | 0 | 0
21.10. | 22 | 29.813 |  | 29.813 | 0 | 0 | 0 | 0
21.10. | 23 | 29.813 |  | 29.813 | 0 | 0 | 0 | 0
21.10. | 24 | 29.813 |  | 29.813 | 0 | 0 | 0 | 0
22.10. | 1 | 29.813 |  | 29.813 | 0 | 0 | 0 | 0
22.10. | 2 | 29.813 |  | 29.813 | 0 | 0 | 0 | 0
22.10. | 3 | 29.813 |  | 29.813 | 0 | 0 | 0 | 0
22.10. | 4 | 29.813 |  | 29.813 | 0 | 0 | 0 | 0
22.10. | 5 | 29.813 |  | 29.813 | 0 | 0 | 0 | 0
22.10. | 6 | 29.813 |  | 29.813 | 0 | 0 | 0 | 0
22.10. | 7 | 29.813 |  | 29.813 | 0 | 0 | 0 | 0
22.10. | 8 | 29.813 |  | 29.813 | 0 | 0 | 0 | 0
22.10. | 9 | 29.813 |  | 29.813 | 0 | 0 | 0 | 0
22.10. | 10 | 29.813 |  | 29.813 | 0 | 0 | 0 | 0
22.10. | 11 | 29.813 |  | 29.813 | 0 | 0 | 0 | 0
22.10. | 12 | 29.813 |  | 29.813 | 0 | 0 | 0 | 0
22.10. | 13 | 29.813 |  | 29.813 | 0 | 0 | 0 | 0
22.10. | 14 | 29.813 |  | 29.813 | 0 | 0 | 0 | 0
22.10. | 15 | 29.813 |  | 29.813 | 0 | 0 | 0 | 0
22.10. | 16 | 29.813 |  | 29.813 | 0 | 0 | 0 | 0
22.10. | 17 | 29.813 |  | 29.813 | 0 | 0 | 0 | 0
22.10. | 18 | 29.813 |  | 29.813 | 0 | 0 | 0 | 0
22.10. | 19 | 29.813 |  | 29.813 | 0 | 0 | 0 | 0
22.10. | 20 | 29.813 |  | 29.813 | 0 | 0 | 0 | 0
22.10. | 21 | 29.813 |  | 29.813 | 0 | 0 | 0 | 0
22.10. | 22 | 29.813 |  | 29.813 | 0 | 0 | 0 | 0
22.10. | 23 | 29.813 |  | 29.813 | 0 | 0 | 0 | 0
22.10. | 24 | 29.813 |  | 29.813 | 0 | 0 | 0 | 0
23.10. | 1 | 29.813 |  | 29.813 | 0 | 0 | 0 | 0
23.10. | 2 | 29.813 |  | 29.813 | 0 | 0 | 0 | 0
23.10. | 3 | 29.813 |  | 29.813 | 0 | 0 | 0 | 0
23.10. | 4 | 29.813 |  | 29.813 | 0 | 0 | 0 | 0
23.10. | 5 | 29.813 |  | 29.813 | 0 | 0 | 0 | 0
23.10. | 6 | 29.813 |  | 29.813 | 0 | 0 | 0 | 0
23.10. | 7 | 29.813 |  | 29.813 | 0 | 0 | 0 | 0
23.10. | 8 | 29.813 |  | 29.813 | 0 | 0 | 0 | 0
23.10. | 9 | 29.813 |  | 29.813 | 0 | 0 | 0 | 0
23.10. | 10 | 29.813 |  | 29.813 | 0 | 0 | 0 | 0
23.10. | 11 | 29.813 |  | 29.813 | 0 | 0 | 0 | 0
23.10. | 12 | 29.813 |  | 29.813 | 0 | 0 | 0 | 0
23.10. | 13 | 29.813 |  | 29.813 | 0 | 0 | 0 | 0
23.10. | 14 | 29.813 |  | 29.813 | 0 | 0 | 0 | 0
23.10. | 15 | 29.813 |  | 29.813 | 0 | 0 | 0 | 0
23.10. | 16 | 29.813 |  | 29.813 | 0 | 0 | 0 | 0
23.10. | 17 | 29.813 |  | 29.813 | 0 | 0 | 0 | 0
23.10. | 18 | 29.813 |  | 29.813 | 0 | 0 | 0 | 0
23.10. | 19 | 29.813 |  | 29.813 | 0 | 0 | 0 | 0
23.10. | 20 | 29.813 |  | 29.813 | 0 | 0 | 0 | 0
23.10. | 21 | 29.813 |  | 29.813 | 0 | 0 | 0 | 0
23.10. | 22 | 29.813 |  | 29.813 | 0 | 0 | 0 | 0
23.10. | 23 | 29.813 |  | 29.813 | 0 | 0 | 0 | 0
23.10. | 24 | 29.813 |  | 29.813 | 0 | 0 | 0 | 0
24.10. | 1 | 29.813 |  | 29.813 | 0 | 0 | 0 | 0
24.10. | 2 | 29.813 |  | 29.813 | 0 | 0 | 0 | 0
24.10. | 3 | 29.813 |  | 29.813 | 0 | 0 | 0 | 0
24.10. | 4 | 29.813 |  | 29.813 | 0 | 0 | 0 | 0
24.10. | 5 | 29.813 |  | 29.813 | 0 | 0 | 0 | 0
24.10. | 6 | 29.813 |  | 29.813 | 0 | 0 | 0 | 0
24.10. | 7 | 29.813 |  | 29.813 | 0 | 0 | 0 | 0
24.10. | 8 | 29.813 |  | 29.813 | 0 | 0 | 0 | 0
24.10. | 9 | 29.813 |  | 29.813 | 0 | 0 | 0 | 0
24.10. | 10 | 29.813 |  | 29.813 | 0 | 0 | 0 | 0
24.10. | 11 | 29.813 |  | 29.813 | 0 | 0 | 0 | 0
24.10. | 12 | 29.813 |  | 29.813 | 0 | 0 | 0 | 0
24.10. | 13 | 29.813 |  | 29.813 | 0 | 0 | 0 | 0
24.10. | 14 | 29.813 |  | 29.813 | 0 | 0 | 0 | 0
24.10. | 15 | 29.813 |  | 29.813 | 0 | 0 | 0 | 0
24.10. | 16 | 29.813 |  | 29.813 | 0 | 0 | 0 | 0
24.10. | 17 | 29.813 |  | 29.813 | 0 | 0 | 0 | 0
24.10. | 18 | 29.813 |  | 29.813 | 0 | 0 | 0 | 0
24.10. | 19 | 29.813 |  | 29.813 | 0 | 0 | 0 | 0
24.10. | 20 | 29.813 |  | 29.813 | 0 | 0 | 0 | 0
24.10. | 21 | 29.813 |  | 29.813 | 0 | 0 | 0 | 0
24.10. | 22 | 29.813 |  | 29.813 | 0 | 0 | 0 | 0
24.10. | 23 | 29.813 |  | 29.813 | 0 | 0 | 0 | 0
24.10. | 24 | 29.813 |  | 29.813 | 0 | 0 | 0 | 0
25.10. | 1 | 29.813 |  | 29.813 | 0 | 0 | 0 | 0
25.10. | 2 | 29.813 |  | 29.813 | 0 | 0 | 0 | 0
25.10. | 3 | 29.813 |  | 29.813 | 0 | 0 | 0 | 0
25.10. | 4 | 29.813 |  | 29.813 | 0 | 0 | 0 | 0
25.10. | 5 | 29.813 |  | 29.813 | 0 | 0 | 0 | 0
25.10. | 6 | 29.813 |  | 29.813 | 0 | 0 | 0 | 0
25.10. | 7 | 29.813 |  | 29.813 | 0 | 0 | 0 | 0
25.10. | 8 | 29.813 |  | 29.813 | 0 | 0 | 0 | 0
25.10. | 9 | 29.813 |  | 29.813 | 0 | 0 | 0 | 0
25.10. | 10 | 29.813 |  | 29.813 | 0 | 0 | 0 | 0
25.10. | 11 | 29.813 |  | 29.813 | 0 | 0 | 0 | 0
25.10. | 12 | 29.813 |  | 29.813 | 0 | 0 | 0 | 0
25.10. | 13 | 29.813 |  | 29.813 | 0 | 0 | 0 | 0
25.10. | 14 | 29.813 |  | 29.813 | 0 | 0 | 0 | 0
25.10. | 15 | 29.813 |  | 29.813 | 0 | 0 | 0 | 0
25.10. | 16 | 29.813 |  | 29.813 | 0 | 0 | 0 | 0
25.10. | 17 | 29.813 |  | 29.813 | 0 | 0 | 0 | 0
25.10. | 18 | 29.813 |  | 29.813 | 0 | 0 | 0 | 0
25.10. | 19 | 29.813 |  | 29.813 | 0 | 0 | 0 | 0
25.10. | 20 | 29.813 |  | 29.813 | 0 | 0 | 0 | 0
25.10. | 21 | 29.813 |  | 29.813 | 0 | 0 | 0 | 0
25.10. | 22 | 29.813 |  | 29.813 | 0 | 0 | 0 | 0
25.10. | 23 | 29.813 |  | 29.813 | 0 | 0 | 0 | 0
25.10. | 24 | 29.813 |  | 29.813 | 0 | 0 | 0 | 0
26.10. | 1 | 29.813 |  | 29.813 | 0 | 0 | 0 | 0
26.10. | 2 | 29.813 |  | 29.813 | 0 | 0 | 0 | 0
26.10. | 3 | 29.813 |  | 29.813 | 0 | 0 | 0 | 0
26.10. | 4 | 29.813 |  | 29.813 | 0 | 0 | 0 | 0
26.10. | 5 | 29.813 |  | 29.813 | 0 | 0 | 0 | 0
26.10. | 6 | 29.813 |  | 29.813 | 0 | 0 | 0 | 0
26.10. | 7 | 29.813 |  | 29.813 | 0 | 0 | 0 | 0
26.10. | 8 | 29.813 |  | 29.813 | 0 | 0 | 0 | 0
26.10. | 9 | 29.813 |  | 29.813 | 0 | 0 | 0 | 0
26.10. | 10 | 29.813 |  | 29.813 | 0 | 0 | 0 | 0
26.10. | 11 | 29.813 |  | 29.813 | 0 | 0 | 0 | 0
26.10. | 12 | 29.813 |  | 29.813 | 0 | 0 | 0 | 0
26.10. | 13 | 29.813 |  | 29.813 | 0 | 0 | 0 | 0
26.10. | 14 | 29.813 |  | 29.813 | 0 | 0 | 0 | 0
26.10. | 15 | 29.813 |  | 29.813 | 0 | 0 | 0 | 0
26.10. | 16 | 29.813 |  | 29.813 | 0 | 0 | 0 | 0
26.10. | 17 | 29.813 |  | 29.813 | 0 | 0 | 0 | 0
26.10. | 18 | 29.813 |  | 29.813 | 0 | 0 | 0 | 0
26.10. | 19 | 29.813 |  | 29.813 | 0 | 0 | 0 | 0
26.10. | 20 | 29.813 |  | 29.813 | 0 | 0 | 0 | 0
26.10. | 21 | 29.813 |  | 29.813 | 0 | 0 | 0 | 0
26.10. | 22 | 29.813 |  | 29.813 | 0 | 0 | 0 | 0
26.10. | 23 | 29.813 |  | 29.813 | 0 | 0 | 0 | 0
26.10. | 24 | 29.813 |  | 29.813 | 0 | 0 | 0 | 0
27.10. | 1 | 29.813 |  | 29.813 | 0 | 0 | 0 | 0
27.10. | 2 | 29.813 |  | 29.813 | 0 | 0 | 0 | 0
27.10. | 3 | 29.813 |  | 29.813 | 0 | 0 | 0 | 0
27.10. | 4 | 29.813 |  | 29.813 | 0 | 0 | 0 | 0
27.10. | 5 | 29.813 |  | 29.813 | 0 | 0 | 0 | 0
27.10. | 6 | 29.813 |  | 29.813 | 0 | 0 | 0 | 0
27.10. | 7 | 29.813 |  | 29.813 | 0 | 0 | 0 | 0
27.10. | 8 | 29.813 |  | 29.813 | 0 | 0 | 0 | 0
27.10. | 9 | 29.813 |  | 29.813 | 0 | 0 | 0 | 0
27.10. | 10 | 29.813 |  | 29.813 | 0 | 0 | 0 | 0
27.10. | 11 | 29.813 |  | 29.813 | 0 | 0 | 0 | 0
27.10. | 12 | 29.813 |  | 29.813 | 0 | 0 | 0 | 0
27.10. | 13 | 29.813 |  | 29.813 | 0 | 0 | 0 | 0
27.10. | 14 | 29.813 |  | 29.813 | 0 | 0 | 0 | 0
27.10. | 15 | 29.813 |  | 29.813 | 0 | 0 | 0 | 0
27.10. | 16 | 29.813 |  | 29.813 | 0 | 0 | 0 | 0
27.10. | 17 | 29.813 |  | 29.813 | 0 | 0 | 0 | 0
27.10. | 18 | 29.813 |  | 29.813 | 0 | 0 | 0 | 0
27.10. | 19 | 29.813 |  | 29.813 | 0 | 0 | 0 | 0
27.10. | 20 | 29.813 |  | 29.813 | 0 | 0 | 0 | 0
27.10. | 21 | 29.813 |  | 29.813 | 0 | 0 | 0 | 0
27.10. | 22 | 29.813 |  | 29.813 | 0 | 0 | 0 | 0
27.10. | 23 | 29.813 |  | 29.813 | 0 | 0 | 0 | 0
27.10. | 24 | 29.813 |  | 29.813 | 0 | 0 | 0 | 0
28.10. | 1 | 29.813 |  | 29.813 | 0 | 0 | 0 | 0
28.10. | 2 | 29.813 |  | 29.813 | 0 | 0 | 0 | 0
28.10. | 3 | 29.813 |  | 29.813 | 0 | 0 | 0 | 0
28.10. | 4 | 29.813 |  | 29.813 | 0 | 0 | 0 | 0
28.10. | 5 | 29.813 |  | 29.813 | 0 | 0 | 0 | 0
28.10. | 6 | 29.813 |  | 29.813 | 0 | 0 | 0 | 0
28.10. | 7 | 29.813 |  | 29.813 | 0 | 0 | 0 | 0
28.10. | 8 | 29.813 |  | 29.813 | 0 | 0 | 0 | 0
28.10. | 9 | 29.813 |  | 29.813 | 0 | 0 | 0 | 0
28.10. | 10 | 29.813 |  | 29.813 | 0 | 0 | 0 | 0
28.10. | 11 | 29.813 |  | 29.813 | 0 | 0 | 0 | 0
28.10. | 12 | 29.813 |  | 29.813 | 0 | 0 | 0 | 0
28.10. | 13 | 29.813 |  | 29.813 | 0 | 0 | 0 | 0
28.10. | 14 | 29.813 |  | 29.813 | 0 | 0 | 0 | 0
28.10. | 15 | 29.813 |  | 29.813 | 0 | 0 | 0 | 0
28.10. | 16 | 29.813 |  | 29.813 | 0 | 0 | 0 | 0
28.10. | 17 | 29.813 |  | 29.813 | 0 | 0 | 0 | 0
28.10. | 18 | 29.813 |  | 29.813 | 0 | 0 | 0 | 0
28.10. | 19 | 29.813 |  | 29.813 | 0 | 0 | 0 | 0
28.10. | 20 | 29.813 |  | 29.813 | 0 | 0 | 0 | 0
28.10. | 21 | 29.813 |  | 29.813 | 0 | 0 | 0 | 0
28.10. | 22 | 29.813 |  | 29.813 | 0 | 0 | 0 | 0
28.10. | 23 | 29.813 |  | 29.813 | 0 | 0 | 0 | 0
28.10. | 24 | 29.813 |  | 29.813 | 0 | 0 | 0 | 0
29.10. | 1 | 29.813 |  | 29.813 | 0 | 0 | 0 | 0
29.10. | 2 | 29.813 |  | 29.813 | 0 | 0 | 0 | 0
29.10. | 3 | 29.813 |  | 29.813 | 0 | 0 | 0 | 0
29.10. | 4 | 29.813 |  | 29.813 | 0 | 0 | 0 | 0
29.10. | 5 | 29.813 |  | 29.813 | 0 | 0 | 0 | 0
29.10. | 6 | 29.813 |  | 29.813 | 0 | 0 | 0 | 0
29.10. | 7 | 29.813 |  | 29.813 | 0 | 0 | 0 | 0
29.10. | 8 | 29.813 |  | 29.813 | 0 | 0 | 0 | 0
29.10. | 9 | 29.813 |  | 29.813 | 0 | 0 | 0 | 0
29.10. | 10 | 29.813 |  | 29.813 | 0 | 0 | 0 | 0
29.10. | 11 | 29.813 |  | 29.813 | 0 | 0 | 0 | 0
29.10. | 12 | 29.813 |  | 29.813 | 0 | 0 | 0 | 0
29.10. | 13 | 29.813 |  | 29.813 | 0 | 0 | 0 | 0
29.10. | 14 | 29.813 |  | 29.813 | 0 | 0 | 0 | 0
29.10. | 15 | 29.813 |  | 29.813 | 0 | 0 | 0 | 0
29.10. | 16 | 29.813 |  | 29.813 | 0 | 0 | 0 | 0
29.10. | 17 | 29.813 |  | 29.813 | 0 | 0 | 0 | 0
29.10. | 18 | 29.813 |  | 29.813 | 0 | 0 | 0 | 0
29.10. | 19 | 29.813 |  | 29.813 | 0 | 0 | 0 | 0
29.10. | 20 | 29.813 |  | 29.813 | 0 | 0 | 0 | 0
29.10. | 21 | 29.813 |  | 29.813 | 0 | 0 | 0 | 0
29.10. | 22 | 29.813 |  | 29.813 | 0 | 0 | 0 | 0
29.10. | 23 | 29.813 |  | 29.813 | 0 | 0 | 0 | 0
29.10. | 24 | 29.813 |  | 29.813 | 0 | 0 | 0 | 0
30.10. | 1 | 29.813 |  | 29.813 | 0 | 0 | 0 | 0
30.10. | 2 | 29.813 |  | 29.813 | 0 | 0 | 0 | 0
30.10. | 3 | 29.813 |  | 29.813 | 0 | 0 | 0 | 0
30.10. | 4 | 29.813 |  | 29.813 | 0 | 0 | 0 | 0
30.10. | 5 | 29.813 |  | 29.813 | 0 | 0 | 0 | 0
30.10. | 6 | 29.813 |  | 29.813 | 0 | 0 | 0 | 0
30.10. | 7 | 29.813 |  | 29.813 | 0 | 0 | 0 | 0
30.10. | 8 | 29.813 |  | 29.813 | 0 | 0 | 0 | 0
30.10. | 9 | 29.813 |  | 29.813 | 0 | 0 | 0 | 0
30.10. | 10 | 29.813 |  | 29.813 | 0 | 0 | 0 | 0
30.10. | 11 | 29.813 |  | 29.813 | 0 | 0 | 0 | 0
30.10. | 12 | 29.813 |  | 29.813 | 0 | 0 | 0 | 0
30.10. | 13 | 29.813 |  | 29.813 | 0 | 0 | 0 | 0
30.10. | 14 | 29.813 |  | 29.813 | 0 | 0 | 0 | 0
30.10. | 15 | 29.813 |  | 29.813 | 0 | 0 | 0 | 0
30.10. | 16 | 29.813 |  | 29.813 | 0 | 0 | 0 | 0
30.10. | 17 | 29.813 |  | 29.813 | 0 | 0 | 0 | 0
30.10. | 18 | 29.813 |  | 29.813 | 0 | 0 | 0 | 0
30.10. | 19 | 29.813 |  | 29.813 | 0 | 0 | 0 | 0
30.10. | 20 | 29.813 |  | 29.813 | 0 | 0 | 0 | 0
30.10. | 21 | 29.813 |  | 29.813 | 0 | 0 | 0 | 0
30.10. | 22 | 29.813 |  | 29.813 | 0 | 0 | 0 | 0
30.10. | 23 | 29.813 |  | 29.813 | 0 | 0 | 0 | 0
30.10. | 24 | 29.813 |  | 29.813 | 0 | 0 | 0 | 0
31.10. | 1 | 29.813 |  | 29.813 | 0 | 0 | 0 | 0
31.10. | 2 | 29.813 |  | 29.813 | 0 | 0 | 0 | 0
31.10. | 3 | 29.813 |  | 29.813 | 0 | 0 | 0 | 0
31.10. | 4 | 29.813 |  | 29.813 | 0 | 0 | 0 | 0
31.10. | 5 | 29.813 |  | 29.813 | 0 | 0 | 0 | 0
31.10. | 6 | 29.813 |  | 29.813 | 0 | 0 | 0 | 0
31.10. | 7 | 29.813 |  | 29.813 | 0 | 0 | 0 | 0
31.10. | 8 | 29.813 |  | 29.813 | 0 | 0 | 0 | 0
31.10. | 9 | 29.813 |  | 29.813 | 0 | 0 | 0 | 0
31.10. | 10 | 29.813 |  | 29.813 | 0 | 0 | 0 | 0
31.10. | 11 | 29.813 |  | 29.813 | 0 | 0 | 0 | 0
31.10. | 12 | 29.813 |  | 29.813 | 0 | 0 | 0 | 0
31.10. | 13 | 29.813 |  | 29.813 | 0 | 0 | 0 | 0
31.10. | 14 | 29.813 |  | 29.813 | 0 | 0 | 0 | 0
31.10. | 15 | 29.813 |  | 29.813 | 0 | 0 | 0 | 0
31.10. | 16 | 29.813 |  | 29.813 | 0 | 0 | 0 | 0
31.10. | 17 | 29.813 |  | 29.813 | 0 | 0 | 0 | 0
31.10. | 18 | 29.813 |  | 29.813 | 0 | 0 | 0 | 0
31.10. | 19 | 29.813 |  | 29.813 | 0 | 0 | 0 | 0
31.10. | 20 | 29.813 |  | 29.813 | 0 | 0 | 0 | 0
31.10. | 21 | 29.813 |  | 29.813 | 0 | 0 | 0 | 0
31.10. | 22 | 29.813 |  | 29.813 | 0 | 0 | 0 | 0
31.10. | 23 | 29.813 |  | 29.813 | 0 | 0 | 0 | 0
31.10. | 24 | 29.813 |  | 29.813 | 0 | 0 | 0 | 0
01.11. | 1 | 29.813 |  | 29.813 | 0 | 0 | 0 | 0
01.11. | 2 | 29.813 |  | 29.813 | 0 | 0 | 0 | 0
01.11. | 3 | 29.813 |  | 29.813 | 0 | 0 | 0 | 0
01.11. | 4 | 29.813 |  | 29.813 | 0 | 0 | 0 | 0
01.11. | 5 | 29.813 |  | 29.813 | 0 | 0 | 0 | 0
01.11. | 6 | 29.813 |  | 29.813 | 0 | 0 | 0 | 0
01.11. | 7 | 29.813 |  | 29.813 | 0 | 0 | 0 | 0
01.11. | 8 | 29.813 |  | 29.813 | 0 | 0 | 0 | 0
01.11. | 9 | 29.813 |  | 29.813 | 0 | 0 | 0 | 0
01.11. | 10 | 29.813 |  | 29.813 | 0 | 0 | 0 | 0
01.11. | 11 | 29.813 |  | 29.813 | 0 | 0 | 0 | 0
01.11. | 12 | 29.813 |  | 29.813 | 0 | 0 | 0 | 0
01.11. | 13 | 29.813 |  | 29.813 | 0 | 0 | 0 | 0
01.11. | 14 | 29.813 |  | 29.813 | 0 | 0 | 0 | 0
01.11. | 15 | 29.813 |  | 29.813 | 0 | 0 | 0 | 0
01.11. | 16 | 29.813 |  | 29.813 | 0 | 0 | 0 | 0
01.11. | 17 | 29.813 |  | 29.813 | 0 | 0 | 0 | 0
01.11. | 18 | 29.813 |  | 29.813 | 0 | 0 | 0 | 0
01.11. | 19 | 29.813 |  | 29.813 | 0 | 0 | 0 | 0
01.11. | 20 | 29.813 |  | 29.813 | 0 | 0 | 0 | 0
01.11. | 21 | 29.813 |  | 29.813 | 0 | 0 | 0 | 0
01.11. | 22 | 29.813 |  | 29.813 | 0 | 0 | 0 | 0
01.11. | 23 | 29.813 |  | 29.813 | 0 | 0 | 0 | 0
01.11. | 24 | 29.813 |  | 29.813 | 0 | 0 | 0 | 0
02.11. | 1 | 29.813 |  | 29.813 | 0 | 0 | 0 | 0
02.11. | 2 | 29.813 |  | 29.813 | 0 | 0 | 0 | 0
02.11. | 3 | 29.813 |  | 29.813 | 0 | 0 | 0 | 0
02.11. | 4 | 29.813 |  | 29.813 | 0 | 0 | 0 | 0
02.11. | 5 | 29.813 |  | 29.813 | 0 | 0 | 0 | 0
02.11. | 6 | 29.813 |  | 29.813 | 0 | 0 | 0 | 0
02.11. | 7 | 29.813 |  | 29.813 | 0 | 0 | 0 | 0
02.11. | 8 | 29.813 |  | 29.813 | 0 | 0 | 0 | 0
02.11. | 9 | 29.813 |  | 29.813 | 0 | 0 | 0 | 0
02.11. | 10 | 29.813 |  | 29.813 | 0 | 0 | 0 | 0
02.11. | 11 | 29.813 |  | 29.813 | 0 | 0 | 0 | 0
02.11. | 12 | 29.813 |  | 29.813 | 0 | 0 | 0 | 0
02.11. | 13 | 29.813 |  | 29.813 | 0 | 0 | 0 | 0
02.11. | 14 | 29.813 |  | 29.813 | 0 | 0 | 0 | 0
02.11. | 15 | 29.813 |  | 29.813 | 0 | 0 | 0 | 0
02.11. | 16 | 29.813 |  | 29.813 | 0 | 0 | 0 | 0
02.11. | 17 | 29.813 |  | 29.813 | 0 | 0 | 0 | 0
02.11. | 18 | 29.813 |  | 29.813 | 0 | 0 | 0 | 0
02.11. | 19 | 29.813 |  | 29.813 | 0 | 0 | 0 | 0
02.11. | 20 | 29.813 |  | 29.813 | 0 | 0 | 0 | 0
02.11. | 21 | 29.813 |  | 29.813 | 0 | 0 | 0 | 0
02.11. | 22 | 29.813 |  | 29.813 | 0 | 0 | 0 | 0
02.11. | 23 | 29.813 |  | 29.813 | 0 | 0 | 0 | 0
02.11. | 24 | 29.813 |  | 29.813 | 0 | 0 | 0 | 0
03.11. | 1 | 29.813 |  | 29.813 | 0 | 0 | 0 | 0
03.11. | 2 | 29.813 |  | 29.813 | 0 | 0 | 0 | 0
03.11. | 3 | 29.813 |  | 29.813 | 0 | 0 | 0 | 0
03.11. | 4 | 29.813 |  | 29.813 | 0 | 0 | 0 | 0
03.11. | 5 | 29.813 |  | 29.813 | 0 | 0 | 0 | 0
03.11. | 6 | 29.813 |  | 29.813 | 0 | 0 | 0 | 0
03.11. | 7 | 29.813 |  | 29.813 | 0 | 0 | 0 | 0
03.11. | 8 | 29.813 |  | 29.813 | 0 | 0 | 0 | 0
03.11. | 9 | 29.813 |  | 29.813 | 0 | 0 | 0 | 0
03.11. | 10 | 29.813 |  | 29.813 | 0 | 0 | 0 | 0
03.11. | 11 | 29.813 |  | 29.813 | 0 | 0 | 0 | 0
03.11. | 12 | 29.813 |  | 29.813 | 0 | 0 | 0 | 0
03.11. | 13 | 29.813 |  | 29.813 | 0 | 0 | 0 | 0
03.11. | 14 | 29.813 |  | 29.813 | 0 | 0 | 0 | 0
03.11. | 15 | 29.813 |  | 29.813 | 0 | 0 | 0 | 0
03.11. | 16 | 29.813 |  | 29.813 | 0 | 0 | 0 | 0
03.11. | 17 | 29.813 |  | 29.813 | 0 | 0 | 0 | 0
03.11. | 18 | 29.813 |  | 29.813 | 0 | 0 | 0 | 0
03.11. | 19 | 29.813 |  | 29.813 | 0 | 0 | 0 | 0
03.11. | 20 | 29.813 |  | 29.813 | 0 | 0 | 0 | 0
03.11. | 21 | 29.813 |  | 29.813 | 0 | 0 | 0 | 0
03.11. | 22 | 29.813 |  | 29.813 | 0 | 0 | 0 | 0
03.11. | 23 | 29.813 |  | 29.813 | 0 | 0 | 0 | 0
03.11. | 24 | 29.813 |  | 29.813 | 0 | 0 | 0 | 0
04.11. | 1 | 29.813 |  | 29.813 | 0 | 0 | 0 | 0
04.11. | 2 | 29.813 |  | 29.813 | 0 | 0 | 0 | 0
04.11. | 3 | 29.813 |  | 29.813 | 0 | 0 | 0 | 0
04.11. | 4 | 29.813 |  | 29.813 | 0 | 0 | 0 | 0
04.11. | 5 | 29.813 |  | 29.813 | 0 | 0 | 0 | 0
04.11. | 6 | 29.813 |  | 29.813 | 0 | 0 | 0 | 0
04.11. | 7 | 29.813 |  | 29.813 | 0 | 0 | 0 | 0
04.11. | 8 | 29.813 |  | 29.813 | 0 | 0 | 0 | 0
04.11. | 9 | 29.813 |  | 29.813 | 0 | 0 | 0 | 0
04.11. | 10 | 29.813 |  | 29.813 | 0 | 0 | 0 | 0
04.11. | 11 | 29.813 |  | 29.813 | 0 | 0 | 0 | 0
04.11. | 12 | 29.813 |  | 29.813 | 0 | 0 | 0 | 0
04.11. | 13 | 29.813 |  | 29.813 | 0 | 0 | 0 | 0
04.11. | 14 | 29.813 |  | 29.813 | 0 | 0 | 0 | 0
04.11. | 15 | 29.813 |  | 29.813 | 0 | 0 | 0 | 0
04.11. | 16 | 29.813 |  | 29.813 | 0 | 0 | 0 | 0
04.11. | 17 | 29.813 |  | 29.813 | 0 | 0 | 0 | 0
04.11. | 18 | 29.813 |  | 29.813 | 0 | 0 | 0 | 0
04.11. | 19 | 29.813 |  | 29.813 | 0 | 0 | 0 | 0
04.11. | 20 | 29.813 |  | 29.813 | 0 | 0 | 0 | 0
04.11. | 21 | 29.813 |  | 29.813 | 0 | 0 | 0 | 0
04.11. | 22 | 29.813 |  | 29.813 | 0 | 0 | 0 | 0
04.11. | 23 | 29.813 |  | 29.813 | 0 | 0 | 0 | 0
04.11. | 24 | 29.813 |  | 29.813 | 0 | 0 | 0 | 0
05.11. | 1 | 29.813 |  | 29.813 | 0 | 0 | 0 | 0
05.11. | 2 | 29.813 |  | 29.813 | 0 | 0 | 0 | 0
05.11. | 3 | 29.813 |  | 29.813 | 0 | 0 | 0 | 0
05.11. | 4 | 29.813 |  | 29.813 | 0 | 0 | 0 | 0
05.11. | 5 | 29.813 |  | 29.813 | 0 | 0 | 0 | 0
05.11. | 6 | 29.813 |  | 29.813 | 0 | 0 | 0 | 0
05.11. | 7 | 29.813 |  | 29.813 | 0 | 0 | 0 | 0
05.11. | 8 | 29.813 |  | 29.813 | 0 | 0 | 0 | 0
05.11. | 9 | 29.813 |  | 29.813 | 0 | 0 | 0 | 0
05.11. | 10 | 29.813 |  | 29.813 | 0 | 0 | 0 | 0
05.11. | 11 | 29.813 |  | 29.813 | 0 | 0 | 0 | 0
05.11. | 12 | 29.813 |  | 29.813 | 0 | 0 | 0 | 0
05.11. | 13 | 29.813 |  | 29.813 | 0 | 0 | 0 | 0
05.11. | 14 | 29.813 |  | 29.813 | 0 | 0 | 0 | 0
05.11. | 15 | 29.813 |  | 29.813 | 0 | 0 | 0 | 0
05.11. | 16 | 29.813 |  | 29.813 | 0 | 0 | 0 | 0
05.11. | 17 | 29.813 |  | 29.813 | 0 | 0 | 0 | 0
05.11. | 18 | 29.813 |  | 29.813 | 0 | 0 | 0 | 0
05.11. | 19 | 29.813 |  | 29.813 | 0 | 0 | 0 | 0
05.11. | 20 | 29.813 |  | 29.813 | 0 | 0 | 0 | 0
05.11. | 21 | 29.813 |  | 29.813 | 0 | 0 | 0 | 0
05.11. | 22 | 29.813 |  | 29.813 | 0 | 0 | 0 | 0
05.11. | 23 | 29.813 |  | 29.813 | 0 | 0 | 0 | 0
05.11. | 24 | 29.813 |  | 29.813 | 0 | 0 | 0 | 0
06.11. | 1 | 29.813 |  | 29.813 | 0 | 0 | 0 | 0
06.11. | 2 | 29.813 |  | 29.813 | 0 | 0 | 0 | 0
06.11. | 3 | 29.813 |  | 29.813 | 0 | 0 | 0 | 0
06.11. | 4 | 29.813 |  | 29.813 | 0 | 0 | 0 | 0
06.11. | 5 | 29.813 |  | 29.813 | 0 | 0 | 0 | 0
06.11. | 6 | 29.813 |  | 29.813 | 0 | 0 | 0 | 0
06.11. | 7 | 29.813 |  | 29.813 | 0 | 0 | 0 | 0
06.11. | 8 | 29.813 |  | 29.813 | 0 | 0 | 0 | 0
06.11. | 9 | 29.813 |  | 29.813 | 0 | 0 | 0 | 0
06.11. | 10 | 29.813 |  | 29.813 | 0 | 0 | 0 | 0
06.11. | 11 | 29.813 |  | 29.813 | 0 | 0 | 0 | 0
06.11. | 12 | 29.813 |  | 29.813 | 0 | 0 | 0 | 0
06.11. | 13 | 29.813 |  | 29.813 | 0 | 0 | 0 | 0
06.11. | 14 | 29.813 |  | 29.813 | 0 | 0 | 0 | 0
06.11. | 15 | 29.813 |  | 29.813 | 0 | 0 | 0 | 0
06.11. | 16 | 29.813 |  | 29.813 | 0 | 0 | 0 | 0
06.11. | 17 | 29.813 |  | 29.813 | 0 | 0 | 0 | 0
06.11. | 18 | 29.813 |  | 29.813 | 0 | 0 | 0 | 0
06.11. | 19 | 29.813 |  | 29.813 | 0 | 0 | 0 | 0
06.11. | 20 | 29.813 |  | 29.813 | 0 | 0 | 0 | 0
06.11. | 21 | 29.813 |  | 29.813 | 0 | 0 | 0 | 0
06.11. | 22 | 29.813 |  | 29.813 | 0 | 0 | 0 | 0
06.11. | 23 | 29.813 |  | 29.813 | 0 | 0 | 0 | 0
06.11. | 24 | 29.813 |  | 29.813 | 0 | 0 | 0 | 0
07.11. | 1 | 29.813 |  | 29.813 | 0 | 0 | 0 | 0
07.11. | 2 | 29.813 |  | 29.813 | 0 | 0 | 0 | 0
07.11. | 3 | 29.813 |  | 29.813 | 0 | 0 | 0 | 0
07.11. | 4 | 29.813 |  | 29.813 | 0 | 0 | 0 | 0
07.11. | 5 | 29.813 |  | 29.813 | 0 | 0 | 0 | 0
07.11. | 6 | 29.813 |  | 29.813 | 0 | 0 | 0 | 0
07.11. | 7 | 29.813 |  | 29.813 | 0 | 0 | 0 | 0
07.11. | 8 | 29.813 |  | 29.813 | 0 | 0 | 0 | 0
07.11. | 9 | 29.813 |  | 29.813 | 0 | 0 | 0 | 0
07.11. | 10 | 29.813 |  | 29.813 | 0 | 0 | 0 | 0
07.11. | 11 | 29.813 |  | 29.813 | 0 | 0 | 0 | 0
07.11. | 12 | 29.813 |  | 29.813 | 0 | 0 | 0 | 0
07.11. | 13 | 29.813 |  | 29.813 | 0 | 0 | 0 | 0
07.11. | 14 | 29.813 |  | 29.813 | 0 | 0 | 0 | 0
07.11. | 15 | 29.813 |  | 29.813 | 0 | 0 | 0 | 0
07.11. | 16 | 29.813 |  | 29.813 | 0 | 0 | 0 | 0
07.11. | 17 | 29.813 |  | 29.813 | 0 | 0 | 0 | 0
07.11. | 18 | 29.813 |  | 29.813 | 0 | 0 | 0 | 0
07.11. | 19 | 29.813 |  | 29.813 | 0 | 0 | 0 | 0
07.11. | 20 | 29.813 |  | 29.813 | 0 | 0 | 0 | 0
07.11. | 21 | 29.813 |  | 29.813 | 0 | 0 | 0 | 0
07.11. | 22 | 29.813 |  | 29.813 | 0 | 0 | 0 | 0
07.11. | 23 | 29.813 |  | 29.813 | 0 | 0 | 0 | 0
07.11. | 24 | 29.813 |  | 29.813 | 0 | 0 | 0 | 0
08.11. | 1 | 29.813 |  | 29.813 | 0 | 0 | 0 | 0
08.11. | 2 | 29.813 |  | 29.813 | 0 | 0 | 0 | 0
08.11. | 3 | 29.813 |  | 29.813 | 0 | 0 | 0 | 0
08.11. | 4 | 29.813 |  | 29.813 | 0 | 0 | 0 | 0
08.11. | 5 | 29.813 |  | 29.813 | 0 | 0 | 0 | 0
08.11. | 6 | 29.813 |  | 29.813 | 0 | 0 | 0 | 0
08.11. | 7 | 29.813 |  | 29.813 | 0 | 0 | 0 | 0
08.11. | 8 | 29.813 |  | 29.813 | 0 | 0 | 0 | 0
08.11. | 9 | 29.813 |  | 29.813 | 0 | 0 | 0 | 0
08.11. | 10 | 29.813 |  | 29.813 | 0 | 0 | 0 | 0
08.11. | 11 | 29.813 |  | 29.813 | 0 | 0 | 0 | 0
08.11. | 12 | 29.813 |  | 29.813 | 0 | 0 | 0 | 0
08.11. | 13 | 29.813 |  | 29.813 | 0 | 0 | 0 | 0
08.11. | 14 | 29.813 |  | 29.813 | 0 | 0 | 0 | 0
08.11. | 15 | 29.813 |  | 29.813 | 0 | 0 | 0 | 0
08.11. | 16 | 29.813 |  | 29.813 | 0 | 0 | 0 | 0
08.11. | 17 | 29.813 |  | 29.813 | 0 | 0 | 0 | 0
08.11. | 18 | 29.813 |  | 29.813 | 0 | 0 | 0 | 0
08.11. | 19 | 29.813 |  | 29.813 | 0 | 0 | 0 | 0
08.11. | 20 | 29.813 |  | 29.813 | 0 | 0 | 0 | 0
08.11. | 21 | 29.813 |  | 29.813 | 0 | 0 | 0 | 0
08.11. | 22 | 29.813 |  | 29.813 | 0 | 0 | 0 | 0
08.11. | 23 | 29.813 |  | 29.813 | 0 | 0 | 0 | 0
08.11. | 24 | 29.813 |  | 29.813 | 0 | 0 | 0 | 0
09.11. | 1 | 29.813 |  | 29.813 | 0 | 0 | 0 | 0
09.11. | 2 | 29.813 |  | 29.813 | 0 | 0 | 0 | 0
09.11. | 3 | 29.813 |  | 29.813 | 0 | 0 | 0 | 0
09.11. | 4 | 29.813 |  | 29.813 | 0 | 0 | 0 | 0
09.11. | 5 | 29.813 |  | 29.813 | 0 | 0 | 0 | 0
09.11. | 6 | 29.813 |  | 29.813 | 0 | 0 | 0 | 0
09.11. | 7 | 29.813 |  | 29.813 | 0 | 0 | 0 | 0
09.11. | 8 | 29.813 |  | 29.813 | 0 | 0 | 0 | 0
09.11. | 9 | 29.813 |  | 29.813 | 0 | 0 | 0 | 0
09.11. | 10 | 29.813 |  | 29.813 | 0 | 0 | 0 | 0
09.11. | 11 | 29.813 |  | 29.813 | 0 | 0 | 0 | 0
09.11. | 12 | 29.813 |  | 29.813 | 0 | 0 | 0 | 0
09.11. | 13 | 29.813 |  | 29.813 | 0 | 0 | 0 | 0
09.11. | 14 | 29.813 |  | 29.813 | 0 | 0 | 0 | 0
09.11. | 15 | 29.813 |  | 29.813 | 0 | 0 | 0 | 0
09.11. | 16 | 29.813 |  | 29.813 | 0 | 0 | 0 | 0
09.11. | 17 | 29.813 |  | 29.813 | 0 | 0 | 0 | 0
09.11. | 18 | 29.813 |  | 29.813 | 0 | 0 | 0 | 0
09.11. | 19 | 29.813 |  | 29.813 | 0 | 0 | 0 | 0
09.11. | 20 | 29.813 |  | 29.813 | 0 | 0 | 0 | 0
09.11. | 21 | 29.813 |  | 29.813 | 0 | 0 | 0 | 0
09.11. | 22 | 29.813 |  | 29.813 | 0 | 0 | 0 | 0
09.11. | 23 | 29.813 |  | 29.813 | 0 | 0 | 0 | 0
09.11. | 24 | 29.813 |  | 29.813 | 0 | 0 | 0 | 0
10.11. | 1 | 29.813 |  | 29.813 | 0 | 0 | 0 | 0
10.11. | 2 | 29.813 |  | 29.813 | 0 | 0 | 0 | 0
10.11. | 3 | 29.813 |  | 29.813 | 0 | 0 | 0 | 0
10.11. | 4 | 29.813 |  | 29.813 | 0 | 0 | 0 | 0
10.11. | 5 | 29.813 |  | 29.813 | 0 | 0 | 0 | 0
10.11. | 6 | 29.813 |  | 29.813 | 0 | 0 | 0 | 0
10.11. | 7 | 29.813 |  | 29.813 | 0 | 0 | 0 | 0
10.11. | 8 | 29.813 |  | 29.813 | 0 | 0 | 0 | 0
10.11. | 9 | 29.813 |  | 29.813 | 0 | 0 | 0 | 0
10.11. | 10 | 29.813 |  | 29.813 | 0 | 0 | 0 | 0
10.11. | 11 | 29.813 |  | 29.813 | 0 | 0 | 0 | 0
10.11. | 12 | 29.813 |  | 29.813 | 0 | 0 | 0 | 0
10.11. | 13 | 29.813 |  | 29.813 | 0 | 0 | 0 | 0
10.11. | 14 | 29.813 |  | 29.813 | 0 | 0 | 0 | 0
10.11. | 15 | 29.813 |  | 29.813 | 0 | 0 | 0 | 0
10.11. | 16 | 29.813 |  | 29.813 | 0 | 0 | 0 | 0
10.11. | 17 | 29.813 |  | 29.813 | 0 | 0 | 0 | 0
10.11. | 18 | 29.813 |  | 29.813 | 0 | 0 | 0 | 0
10.11. | 19 | 29.813 |  | 29.813 | 0 | 0 | 0 | 0
10.11. | 20 | 29.813 |  | 29.813 | 0 | 0 | 0 | 0
10.11. | 21 | 29.813 |  | 29.813 | 0 | 0 | 0 | 0
10.11. | 22 | 29.813 |  | 29.813 | 0 | 0 | 0 | 0
10.11. | 23 | 29.813 |  | 29.813 | 0 | 0 | 0 | 0
10.11. | 24 | 29.813 |  | 29.813 | 0 | 0 | 0 | 0
11.11. | 1 | 29.813 |  | 29.813 | 0 | 0 | 0 | 0
11.11. | 2 | 29.813 |  | 29.813 | 0 | 0 | 0 | 0
11.11. | 3 | 29.813 |  | 29.813 | 0 | 0 | 0 | 0
11.11. | 4 | 29.813 |  | 29.813 | 0 | 0 | 0 | 0
11.11. | 5 | 29.813 |  | 29.813 | 0 | 0 | 0 | 0
11.11. | 6 | 29.813 |  | 29.813 | 0 | 0 | 0 | 0
11.11. | 7 | 29.813 |  | 29.813 | 0 | 0 | 0 | 0
11.11. | 8 | 29.813 |  | 29.813 | 0 | 0 | 0 | 0
11.11. | 9 | 29.813 |  | 29.813 | 0 | 0 | 0 | 0
11.11. | 10 | 29.813 |  | 29.813 | 0 | 0 | 0 | 0
11.11. | 11 | 29.813 |  | 29.813 | 0 | 0 | 0 | 0
11.11. | 12 | 29.813 |  | 29.813 | 0 | 0 | 0 | 0
11.11. | 13 | 29.813 |  | 29.813 | 0 | 0 | 0 | 0
11.11. | 14 | 29.813 |  | 29.813 | 0 | 0 | 0 | 0
11.11. | 15 | 29.813 |  | 29.813 | 0 | 0 | 0 | 0
11.11. | 16 | 29.813 |  | 29.813 | 0 | 0 | 0 | 0
11.11. | 17 | 29.813 |  | 29.813 | 0 | 0 | 0 | 0
11.11. | 18 | 29.813 |  | 29.813 | 0 | 0 | 0 | 0
11.11. | 19 | 29.813 |  | 29.813 | 0 | 0 | 0 | 0
11.11. | 20 | 29.813 |  | 29.813 | 0 | 0 | 0 | 0
11.11. | 21 | 29.813 |  | 29.813 | 0 | 0 | 0 | 0
11.11. | 22 | 29.813 |  | 29.813 | 0 | 0 | 0 | 0
11.11. | 23 | 29.813 |  | 29.813 | 0 | 0 | 0 | 0
11.11. | 24 | 29.813 |  | 29.813 | 0 | 0 | 0 | 0
12.11. | 1 | 29.813 |  | 29.813 | 0 | 0 | 0 | 0
12.11. | 2 | 29.813 |  | 29.813 | 0 | 0 | 0 | 0
12.11. | 3 | 29.813 |  | 29.813 | 0 | 0 | 0 | 0
12.11. | 4 | 29.813 |  | 29.813 | 0 | 0 | 0 | 0
12.11. | 5 | 29.813 |  | 29.813 | 0 | 0 | 0 | 0
12.11. | 6 | 29.813 |  | 29.813 | 0 | 0 | 0 | 0
12.11. | 7 | 29.813 |  | 29.813 | 0 | 0 | 0 | 0
12.11. | 8 | 29.813 |  | 29.813 | 0 | 0 | 0 | 0
12.11. | 9 | 29.813 |  | 29.813 | 0 | 0 | 0 | 0
12.11. | 10 | 29.813 |  | 29.813 | 0 | 0 | 0 | 0
12.11. | 11 | 29.813 |  | 29.813 | 0 | 0 | 0 | 0
12.11. | 12 | 29.813 |  | 29.813 | 0 | 0 | 0 | 0
12.11. | 13 | 29.813 |  | 29.813 | 0 | 0 | 0 | 0
12.11. | 14 | 29.813 |  | 29.813 | 0 | 0 | 0 | 0
12.11. | 15 | 29.813 |  | 29.813 | 0 | 0 | 0 | 0
12.11. | 16 | 29.813 |  | 29.813 | 0 | 0 | 0 | 0
12.11. | 17 | 29.813 |  | 29.813 | 0 | 0 | 0 | 0
12.11. | 18 | 29.813 |  | 29.813 | 0 | 0 | 0 | 0
12.11. | 19 | 29.813 |  | 29.813 | 0 | 0 | 0 | 0
12.11. | 20 | 29.813 |  | 29.813 | 0 | 0 | 0 | 0
12.11. | 21 | 29.813 |  | 29.813 | 0 | 0 | 0 | 0
12.11. | 22 | 29.813 |  | 29.813 | 0 | 0 | 0 | 0
12.11. | 23 | 29.813 |  | 29.813 | 0 | 0 | 0 | 0
12.11. | 24 | 29.813 |  | 29.813 | 0 | 0 | 0 | 0
13.11. | 1 | 29.813 |  | 29.813 | 0 | 0 | 0 | 0
13.11. | 2 | 29.813 |  | 29.813 | 0 | 0 | 0 | 0
13.11. | 3 | 29.813 |  | 29.813 | 0 | 0 | 0 | 0
13.11. | 4 | 29.813 |  | 29.813 | 0 | 0 | 0 | 0
13.11. | 5 | 29.813 |  | 29.813 | 0 | 0 | 0 | 0
13.11. | 6 | 29.813 |  | 29.813 | 0 | 0 | 0 | 0
13.11. | 7 | 29.813 |  | 29.813 | 0 | 0 | 0 | 0
13.11. | 8 | 29.813 |  | 29.813 | 0 | 0 | 0 | 0
13.11. | 9 | 29.813 |  | 29.813 | 0 | 0 | 0 | 0
13.11. | 10 | 29.813 |  | 29.813 | 0 | 0 | 0 | 0
13.11. | 11 | 29.813 |  | 29.813 | 0 | 0 | 0 | 0
13.11. | 12 | 29.813 |  | 29.813 | 0 | 0 | 0 | 0
13.11. | 13 | 29.813 |  | 29.813 | 0 | 0 | 0 | 0
13.11. | 14 | 29.813 |  | 29.813 | 0 | 0 | 0 | 0
13.11. | 15 | 29.813 |  | 29.813 | 0 | 0 | 0 | 0
13.11. | 16 | 29.813 |  | 29.813 | 0 | 0 | 0 | 0
13.11. | 17 | 29.813 |  | 29.813 | 0 | 0 | 0 | 0
13.11. | 18 | 29.813 |  | 29.813 | 0 | 0 | 0 | 0
13.11. | 19 | 29.813 |  | 29.813 | 0 | 0 | 0 | 0
13.11. | 20 | 29.813 |  | 29.813 | 0 | 0 | 0 | 0
13.11. | 21 | 29.813 |  | 29.813 | 0 | 0 | 0 | 0
13.11. | 22 | 29.813 |  | 29.813 | 0 | 0 | 0 | 0
13.11. | 23 | 29.813 |  | 29.813 | 0 | 0 | 0 | 0
13.11. | 24 | 29.813 |  | 29.813 | 0 | 0 | 0 | 0
14.11. | 1 | 29.813 |  | 29.813 | 0 | 0 | 0 | 0
14.11. | 2 | 29.813 |  | 29.813 | 0 | 0 | 0 | 0
14.11. | 3 | 29.813 |  | 29.813 | 0 | 0 | 0 | 0
14.11. | 4 | 29.813 |  | 29.813 | 0 | 0 | 0 | 0
14.11. | 5 | 29.813 |  | 29.813 | 0 | 0 | 0 | 0
14.11. | 6 | 29.813 |  | 29.813 | 0 | 0 | 0 | 0
14.11. | 7 | 29.813 |  | 29.813 | 0 | 0 | 0 | 0
14.11. | 8 | 29.813 |  | 29.813 | 0 | 0 | 0 | 0
14.11. | 9 | 29.813 |  | 29.813 | 0 | 0 | 0 | 0
14.11. | 10 | 29.813 |  | 29.813 | 0 | 0 | 0 | 0
14.11. | 11 | 29.813 |  | 29.813 | 0 | 0 | 0 | 0
14.11. | 12 | 29.813 |  | 29.813 | 0 | 0 | 0 | 0
14.11. | 13 | 29.813 |  | 29.813 | 0 | 0 | 0 | 0
14.11. | 14 | 29.813 |  | 29.813 | 0 | 0 | 0 | 0
14.11. | 15 | 29.813 |  | 29.813 | 0 | 0 | 0 | 0
14.11. | 16 | 29.813 |  | 29.813 | 0 | 0 | 0 | 0
14.11. | 17 | 29.813 |  | 29.813 | 0 | 0 | 0 | 0
14.11. | 18 | 29.813 |  | 29.813 | 0 | 0 | 0 | 0
14.11. | 19 | 29.813 |  | 29.813 | 0 | 0 | 0 | 0
14.11. | 20 | 29.813 |  | 29.813 | 0 | 0 | 0 | 0
14.11. | 21 | 29.813 |  | 29.813 | 0 | 0 | 0 | 0
14.11. | 22 | 29.813 |  | 29.813 | 0 | 0 | 0 | 0
14.11. | 23 | 29.813 |  | 29.813 | 0 | 0 | 0 | 0
14.11. | 24 | 29.813 |  | 29.813 | 0 | 0 | 0 | 0
15.11. | 1 | 29.813 |  | 29.813 | 0 | 0 | 0 | 0
15.11. | 2 | 29.813 |  | 29.813 | 0 | 0 | 0 | 0
15.11. | 3 | 29.813 |  | 29.813 | 0 | 0 | 0 | 0
15.11. | 4 | 29.813 |  | 29.813 | 0 | 0 | 0 | 0
15.11. | 5 | 29.813 |  | 29.813 | 0 | 0 | 0 | 0
15.11. | 6 | 29.813 |  | 29.813 | 0 | 0 | 0 | 0
15.11. | 7 | 29.813 |  | 29.813 | 0 | 0 | 0 | 0
15.11. | 8 | 29.813 |  | 29.813 | 0 | 0 | 0 | 0
15.11. | 9 | 29.813 |  | 29.813 | 0 | 0 | 0 | 0
15.11. | 10 | 29.813 |  | 29.813 | 0 | 0 | 0 | 0
15.11. | 11 | 29.813 |  | 29.813 | 0 | 0 | 0 | 0
15.11. | 12 | 29.813 |  | 29.813 | 0 | 0 | 0 | 0
15.11. | 13 | 29.813 |  | 29.813 | 0 | 0 | 0 | 0
15.11. | 14 | 29.813 |  | 29.813 | 0 | 0 | 0 | 0
15.11. | 15 | 29.813 |  | 29.813 | 0 | 0 | 0 | 0
15.11. | 16 | 29.813 |  | 29.813 | 0 | 0 | 0 | 0
15.11. | 17 | 29.813 |  | 29.813 | 0 | 0 | 0 | 0
15.11. | 18 | 29.813 |  | 29.813 | 0 | 0 | 0 | 0
15.11. | 19 | 29.813 |  | 29.813 | 0 | 0 | 0 | 0
15.11. | 20 | 29.813 |  | 29.813 | 0 | 0 | 0 | 0
15.11. | 21 | 29.813 |  | 29.813 | 0 | 0 | 0 | 0
15.11. | 22 | 29.813 |  | 29.813 | 0 | 0 | 0 | 0
15.11. | 23 | 29.813 |  | 29.813 | 0 | 0 | 0 | 0
15.11. | 24 | 29.813 |  | 29.813 | 0 | 0 | 0 | 0
16.11. | 1 | 29.813 |  | 29.813 | 0 | 0 | 0 | 0
16.11. | 2 | 29.813 |  | 29.813 | 0 | 0 | 0 | 0
16.11. | 3 | 29.813 |  | 29.813 | 0 | 0 | 0 | 0
16.11. | 4 | 29.813 |  | 29.813 | 0 | 0 | 0 | 0
16.11. | 5 | 29.813 |  | 29.813 | 0 | 0 | 0 | 0
16.11. | 6 | 29.813 |  | 29.813 | 0 | 0 | 0 | 0
16.11. | 7 | 29.813 |  | 29.813 | 0 | 0 | 0 | 0
16.11. | 8 | 29.813 |  | 29.813 | 0 | 0 | 0 | 0
16.11. | 9 | 29.813 |  | 29.813 | 0 | 0 | 0 | 0
16.11. | 10 | 29.813 |  | 29.813 | 0 | 0 | 0 | 0
16.11. | 11 | 29.813 |  | 29.813 | 0 | 0 | 0 | 0
16.11. | 12 | 29.813 |  | 29.813 | 0 | 0 | 0 | 0
16.11. | 13 | 29.813 |  | 29.813 | 0 | 0 | 0 | 0
16.11. | 14 | 29.813 |  | 29.813 | 0 | 0 | 0 | 0
16.11. | 15 | 29.813 |  | 29.813 | 0 | 0 | 0 | 0
16.11. | 16 | 29.813 |  | 29.813 | 0 | 0 | 0 | 0
16.11. | 17 | 29.813 |  | 29.813 | 0 | 0 | 0 | 0
16.11. | 18 | 29.813 |  | 29.813 | 0 | 0 | 0 | 0
16.11. | 19 | 29.813 |  | 29.813 | 0 | 0 | 0 | 0
16.11. | 20 | 29.813 |  | 29.813 | 0 | 0 | 0 | 0
16.11. | 21 | 29.813 |  | 29.813 | 0 | 0 | 0 | 0
16.11. | 22 | 29.813 |  | 29.813 | 0 | 0 | 0 | 0
16.11. | 23 | 29.813 |  | 29.813 | 0 | 0 | 0 | 0
16.11. | 24 | 29.813 |  | 29.813 | 0 | 0 | 0 | 0
17.11. | 1 | 29.813 |  | 29.813 | 0 | 0 | 0 | 0
17.11. | 2 | 29.813 |  | 29.813 | 0 | 0 | 0 | 0
17.11. | 3 | 29.813 |  | 29.813 | 0 | 0 | 0 | 0
17.11. | 4 | 29.813 |  | 29.813 | 0 | 0 | 0 | 0
17.11. | 5 | 29.813 |  | 29.813 | 0 | 0 | 0 | 0
17.11. | 6 | 29.813 |  | 29.813 | 0 | 0 | 0 | 0
17.11. | 7 | 29.813 |  | 29.813 | 0 | 0 | 0 | 0
17.11. | 8 | 29.813 |  | 29.813 | 0 | 0 | 0 | 0
17.11. | 9 | 29.813 |  | 29.813 | 0 | 0 | 0 | 0
17.11. | 10 | 29.813 |  | 29.813 | 0 | 0 | 0 | 0
17.11. | 11 | 29.813 |  | 29.813 | 0 | 0 | 0 | 0
17.11. | 12 | 29.813 |  | 29.813 | 0 | 0 | 0 | 0
17.11. | 13 | 29.813 |  | 29.813 | 0 | 0 | 0 | 0
17.11. | 14 | 29.813 |  | 29.813 | 0 | 0 | 0 | 0
17.11. | 15 | 29.813 |  | 29.813 | 0 | 0 | 0 | 0
17.11. | 16 | 29.813 |  | 29.813 | 0 | 0 | 0 | 0
17.11. | 17 | 29.813 |  | 29.813 | 0 | 0 | 0 | 0
17.11. | 18 | 29.813 |  | 29.813 | 0 | 0 | 0 | 0
17.11. | 19 | 29.813 |  | 29.813 | 0 | 0 | 0 | 0
17.11. | 20 | 29.813 |  | 29.813 | 0 | 0 | 0 | 0
17.11. | 21 | 29.813 |  | 29.813 | 0 | 0 | 0 | 0
17.11. | 22 | 29.813 |  | 29.813 | 0 | 0 | 0 | 0
17.11. | 23 | 29.813 |  | 29.813 | 0 | 0 | 0 | 0
17.11. | 24 | 29.813 |  | 29.813 | 0 | 0 | 0 | 0
18.11. | 1 | 29.813 |  | 29.813 | 0 | 0 | 0 | 0
18.11. | 2 | 29.813 |  | 29.813 | 0 | 0 | 0 | 0
18.11. | 3 | 29.813 |  | 29.813 | 0 | 0 | 0 | 0
18.11. | 4 | 29.813 |  | 29.813 | 0 | 0 | 0 | 0
18.11. | 5 | 29.813 |  | 29.813 | 0 | 0 | 0 | 0
18.11. | 6 | 29.813 |  | 29.813 | 0 | 0 | 0 | 0
18.11. | 7 | 29.813 |  | 29.813 | 0 | 0 | 0 | 0
18.11. | 8 | 29.813 |  | 29.813 | 0 | 0 | 0 | 0
18.11. | 9 | 29.813 |  | 29.813 | 0 | 0 | 0 | 0
18.11. | 10 | 29.813 |  | 29.813 | 0 | 0 | 0 | 0
18.11. | 11 | 29.813 |  | 29.813 | 0 | 0 | 0 | 0
18.11. | 12 | 29.813 |  | 29.813 | 0 | 0 | 0 | 0
18.11. | 13 | 29.813 |  | 29.813 | 0 | 0 | 0 | 0
18.11. | 14 | 29.813 |  | 29.813 | 0 | 0 | 0 | 0
18.11. | 15 | 29.813 |  | 29.813 | 0 | 0 | 0 | 0
18.11. | 16 | 29.813 |  | 29.813 | 0 | 0 | 0 | 0
18.11. | 17 | 29.813 |  | 29.813 | 0 | 0 | 0 | 0
18.11. | 18 | 29.813 |  | 29.813 | 0 | 0 | 0 | 0
18.11. | 19 | 29.813 |  | 29.813 | 0 | 0 | 0 | 0
18.11. | 20 | 29.813 |  | 29.813 | 0 | 0 | 0 | 0
18.11. | 21 | 29.813 |  | 29.813 | 0 | 0 | 0 | 0
18.11. | 22 | 29.813 |  | 29.813 | 0 | 0 | 0 | 0
18.11. | 23 | 29.813 |  | 29.813 | 0 | 0 | 0 | 0
18.11. | 24 | 29.813 |  | 29.813 | 0 | 0 | 0 | 0
19.11. | 1 | 29.813 |  | 29.813 | 0 | 0 | 0 | 0
19.11. | 2 | 29.813 |  | 29.813 | 0 | 0 | 0 | 0
19.11. | 3 | 29.813 |  | 29.813 | 0 | 0 | 0 | 0
19.11. | 4 | 29.813 |  | 29.813 | 0 | 0 | 0 | 0
19.11. | 5 | 29.813 |  | 29.813 | 0 | 0 | 0 | 0
19.11. | 6 | 29.813 |  | 29.813 | 0 | 0 | 0 | 0
19.11. | 7 | 29.813 |  | 29.813 | 0 | 0 | 0 | 0
19.11. | 8 | 29.813 |  | 29.813 | 0 | 0 | 0 | 0
19.11. | 9 | 29.813 |  | 29.813 | 0 | 0 | 0 | 0
19.11. | 10 | 29.813 |  | 29.813 | 0 | 0 | 0 | 0
19.11. | 11 | 29.813 |  | 29.813 | 0 | 0 | 0 | 0
19.11. | 12 | 29.813 |  | 29.813 | 0 | 0 | 0 | 0
19.11. | 13 | 29.813 |  | 29.813 | 0 | 0 | 0 | 0
19.11. | 14 | 29.813 |  | 29.813 | 0 | 0 | 0 | 0
19.11. | 15 | 29.813 |  | 29.813 | 0 | 0 | 0 | 0
19.11. | 16 | 29.813 |  | 29.813 | 0 | 0 | 0 | 0
19.11. | 17 | 29.813 |  | 29.813 | 0 | 0 | 0 | 0
19.11. | 18 | 29.813 |  | 29.813 | 0 | 0 | 0 | 0
19.11. | 19 | 29.813 |  | 29.813 | 0 | 0 | 0 | 0
19.11. | 20 | 29.813 |  | 29.813 | 0 | 0 | 0 | 0
19.11. | 21 | 29.813 |  | 29.813 | 0 | 0 | 0 | 0
19.11. | 22 | 29.813 |  | 29.813 | 0 | 0 | 0 | 0
19.11. | 23 | 29.813 |  | 29.813 | 0 | 0 | 0 | 0
19.11. | 24 | 29.813 |  | 29.813 | 0 | 0 | 0 | 0
20.11. | 1 | 29.813 |  | 29.813 | 0 | 0 | 0 | 0
20.11. | 2 | 29.813 |  | 29.813 | 0 | 0 | 0 | 0
20.11. | 3 | 29.813 |  | 29.813 | 0 | 0 | 0 | 0
20.11. | 4 | 29.813 |  | 29.813 | 0 | 0 | 0 | 0
20.11. | 5 | 29.813 |  | 29.813 | 0 | 0 | 0 | 0
20.11. | 6 | 29.813 |  | 29.813 | 0 | 0 | 0 | 0
20.11. | 7 | 29.813 |  | 29.813 | 0 | 0 | 0 | 0
20.11. | 8 | 29.813 |  | 29.813 | 0 | 0 | 0 | 0
20.11. | 9 | 29.813 |  | 29.813 | 0 | 0 | 0 | 0
20.11. | 10 | 29.813 |  | 29.813 | 0 | 0 | 0 | 0
20.11. | 11 | 29.813 |  | 29.813 | 0 | 0 | 0 | 0
20.11. | 12 | 29.813 |  | 29.813 | 0 | 0 | 0 | 0
20.11. | 13 | 29.813 |  | 29.813 | 0 | 0 | 0 | 0
20.11. | 14 | 29.813 |  | 29.813 | 0 | 0 | 0 | 0
20.11. | 15 | 29.813 |  | 29.813 | 0 | 0 | 0 | 0
20.11. | 16 | 29.813 |  | 29.813 | 0 | 0 | 0 | 0
20.11. | 17 | 29.813 |  | 29.813 | 0 | 0 | 0 | 0
20.11. | 18 | 29.813 |  | 29.813 | 0 | 0 | 0 | 0
20.11. | 19 | 29.813 |  | 29.813 | 0 | 0 | 0 | 0
20.11. | 20 | 29.813 |  | 29.813 | 0 | 0 | 0 | 0
20.11. | 21 | 29.813 |  | 29.813 | 0 | 0 | 0 | 0
20.11. | 22 | 29.813 |  | 29.813 | 0 | 0 | 0 | 0
20.11. | 23 | 29.813 |  | 29.813 | 0 | 0 | 0 | 0
20.11. | 24 | 29.813 |  | 29.813 | 0 | 0 | 0 | 0
21.11. | 1 | 29.813 |  | 29.813 | 0 | 0 | 0 | 0
21.11. | 2 | 29.813 |  | 29.813 | 0 | 0 | 0 | 0
21.11. | 3 | 29.813 |  | 29.813 | 0 | 0 | 0 | 0
21.11. | 4 | 29.813 |  | 29.813 | 0 | 0 | 0 | 0
21.11. | 5 | 29.813 |  | 29.813 | 0 | 0 | 0 | 0
21.11. | 6 | 29.813 |  | 29.813 | 0 | 0 | 0 | 0
21.11. | 7 | 29.813 |  | 29.813 | 0 | 0 | 0 | 0
21.11. | 8 | 29.813 |  | 29.813 | 0 | 0 | 0 | 0
21.11. | 9 | 29.813 |  | 29.813 | 0 | 0 | 0 | 0
21.11. | 10 | 29.813 |  | 29.813 | 0 | 0 | 0 | 0
21.11. | 11 | 29.813 |  | 29.813 | 0 | 0 | 0 | 0
21.11. | 12 | 29.813 |  | 29.813 | 0 | 0 | 0 | 0
21.11. | 13 | 29.813 |  | 29.813 | 0 | 0 | 0 | 0
21.11. | 14 | 29.813 |  | 29.813 | 0 | 0 | 0 | 0
21.11. | 15 | 29.813 |  | 29.813 | 0 | 0 | 0 | 0
21.11. | 16 | 29.813 |  | 29.813 | 0 | 0 | 0 | 0
21.11. | 17 | 29.813 |  | 29.813 | 0 | 0 | 0 | 0
21.11. | 18 | 29.813 |  | 29.813 | 0 | 0 | 0 | 0
21.11. | 19 | 29.813 |  | 29.813 | 0 | 0 | 0 | 0
21.11. | 20 | 29.813 |  | 29.813 | 0 | 0 | 0 | 0
21.11. | 21 | 29.813 |  | 29.813 | 0 | 0 | 0 | 0
21.11. | 22 | 29.813 |  | 29.813 | 0 | 0 | 0 | 0
21.11. | 23 | 29.813 |  | 29.813 | 0 | 0 | 0 | 0
21.11. | 24 | 29.813 |  | 29.813 | 0 | 0 | 0 | 0
22.11. | 1 | 29.813 |  | 29.813 | 0 | 0 | 0 | 0
22.11. | 2 | 29.813 |  | 29.813 | 0 | 0 | 0 | 0
22.11. | 3 | 29.813 |  | 29.813 | 0 | 0 | 0 | 0
22.11. | 4 | 29.813 |  | 29.813 | 0 | 0 | 0 | 0
22.11. | 5 | 29.813 |  | 29.813 | 0 | 0 | 0 | 0
22.11. | 6 | 29.813 |  | 29.813 | 0 | 0 | 0 | 0
22.11. | 7 | 29.813 |  | 29.813 | 0 | 0 | 0 | 0
22.11. | 8 | 29.813 |  | 29.813 | 0 | 0 | 0 | 0
22.11. | 9 | 29.813 |  | 29.813 | 0 | 0 | 0 | 0
22.11. | 10 | 29.813 |  | 29.813 | 0 | 0 | 0 | 0
22.11. | 11 | 29.813 |  | 29.813 | 0 | 0 | 0 | 0
22.11. | 12 | 29.813 |  | 29.813 | 0 | 0 | 0 | 0
22.11. | 13 | 29.813 |  | 29.813 | 0 | 0 | 0 | 0
22.11. | 14 | 29.813 |  | 29.813 | 0 | 0 | 0 | 0
22.11. | 15 | 29.813 |  | 29.813 | 0 | 0 | 0 | 0
22.11. | 16 | 29.813 |  | 29.813 | 0 | 0 | 0 | 0
22.11. | 17 | 29.813 |  | 29.813 | 0 | 0 | 0 | 0
22.11. | 18 | 29.813 |  | 29.813 | 0 | 0 | 0 | 0
22.11. | 19 | 29.813 |  | 29.813 | 0 | 0 | 0 | 0
22.11. | 20 | 29.813 |  | 29.813 | 0 | 0 | 0 | 0
22.11. | 21 | 29.813 |  | 29.813 | 0 | 0 | 0 | 0
22.11. | 22 | 29.813 |  | 29.813 | 0 | 0 | 0 | 0
22.11. | 23 | 29.813 |  | 29.813 | 0 | 0 | 0 | 0
22.11. | 24 | 29.813 |  | 29.813 | 0 | 0 | 0 | 0
23.11. | 1 | 29.813 |  | 29.813 | 0 | 0 | 0 | 0
23.11. | 2 | 29.813 |  | 29.813 | 0 | 0 | 0 | 0
23.11. | 3 | 29.813 |  | 29.813 | 0 | 0 | 0 | 0
23.11. | 4 | 29.813 |  | 29.813 | 0 | 0 | 0 | 0
23.11. | 5 | 29.813 |  | 29.813 | 0 | 0 | 0 | 0
23.11. | 6 | 29.813 |  | 29.813 | 0 | 0 | 0 | 0
23.11. | 7 | 29.813 |  | 29.813 | 0 | 0 | 0 | 0
23.11. | 8 | 29.813 |  | 29.813 | 0 | 0 | 0 | 0
23.11. | 9 | 29.813 |  | 29.813 | 0 | 0 | 0 | 0
23.11. | 10 | 29.813 |  | 29.813 | 0 | 0 | 0 | 0
23.11. | 11 | 29.813 |  | 29.813 | 0 | 0 | 0 | 0
23.11. | 12 | 29.813 |  | 29.813 | 0 | 0 | 0 | 0
23.11. | 13 | 29.813 |  | 29.813 | 0 | 0 | 0 | 0
23.11. | 14 | 29.813 |  | 29.813 | 0 | 0 | 0 | 0
23.11. | 15 | 29.813 |  | 29.813 | 0 | 0 | 0 | 0
23.11. | 16 | 29.813 |  | 29.813 | 0 | 0 | 0 | 0
23.11. | 17 | 29.813 |  | 29.813 | 0 | 0 | 0 | 0
23.11. | 18 | 29.813 |  | 29.813 | 0 | 0 | 0 | 0
23.11. | 19 | 29.813 |  | 29.813 | 0 | 0 | 0 | 0
23.11. | 20 | 29.813 |  | 29.813 | 0 | 0 | 0 | 0
23.11. | 21 | 29.813 |  | 29.813 | 0 | 0 | 0 | 0
23.11. | 22 | 29.813 |  | 29.813 | 0 | 0 | 0 | 0
23.11. | 23 | 29.813 |  | 29.813 | 0 | 0 | 0 | 0
23.11. | 24 | 29.813 |  | 29.813 | 0 | 0 | 0 | 0
24.11. | 1 | 29.813 |  | 29.813 | 0 | 0 | 0 | 0
24.11. | 2 | 29.813 |  | 29.813 | 0 | 0 | 0 | 0
24.11. | 3 | 29.813 |  | 29.813 | 0 | 0 | 0 | 0
24.11. | 4 | 29.813 |  | 29.813 | 0 | 0 | 0 | 0
24.11. | 5 | 29.813 |  | 29.813 | 0 | 0 | 0 | 0
24.11. | 6 | 29.813 |  | 29.813 | 0 | 0 | 0 | 0
24.11. | 7 | 29.813 |  | 29.813 | 0 | 0 | 0 | 0
24.11. | 8 | 29.813 |  | 29.813 | 0 | 0 | 0 | 0
24.11. | 9 | 29.813 |  | 29.813 | 0 | 0 | 0 | 0
24.11. | 10 | 29.813 |  | 29.813 | 0 | 0 | 0 | 0
24.11. | 11 | 29.813 |  | 29.813 | 0 | 0 | 0 | 0
24.11. | 12 | 29.813 |  | 29.813 | 0 | 0 | 0 | 0
24.11. | 13 | 29.813 |  | 29.813 | 0 | 0 | 0 | 0
24.11. | 14 | 29.813 |  | 29.813 | 0 | 0 | 0 | 0
24.11. | 15 | 29.813 |  | 29.813 | 0 | 0 | 0 | 0
24.11. | 16 | 29.813 |  | 29.813 | 0 | 0 | 0 | 0
24.11. | 17 | 29.813 |  | 29.813 | 0 | 0 | 0 | 0
24.11. | 18 | 29.813 |  | 29.813 | 0 | 0 | 0 | 0
24.11. | 19 | 29.813 |  | 29.813 | 0 | 0 | 0 | 0
24.11. | 20 | 29.813 |  | 29.813 | 0 | 0 | 0 | 0
24.11. | 21 | 29.813 |  | 29.813 | 0 | 0 | 0 | 0
24.11. | 22 | 29.813 |  | 29.813 | 0 | 0 | 0 | 0
24.11. | 23 | 29.813 |  | 29.813 | 0 | 0 | 0 | 0
24.11. | 24 | 29.813 |  | 29.813 | 0 | 0 | 0 | 0
25.11. | 1 | 29.813 |  | 29.813 | 0 | 0 | 0 | 0
25.11. | 2 | 29.813 |  | 29.813 | 0 | 0 | 0 | 0
25.11. | 3 | 29.813 |  | 29.813 | 0 | 0 | 0 | 0
25.11. | 4 | 29.813 |  | 29.813 | 0 | 0 | 0 | 0
25.11. | 5 | 29.813 |  | 29.813 | 0 | 0 | 0 | 0
25.11. | 6 | 29.813 |  | 29.813 | 0 | 0 | 0 | 0
25.11. | 7 | 29.813 |  | 29.813 | 0 | 0 | 0 | 0
25.11. | 8 | 29.813 |  | 29.813 | 0 | 0 | 0 | 0
25.11. | 9 | 29.813 |  | 29.813 | 0 | 0 | 0 | 0
25.11. | 10 | 29.813 |  | 29.813 | 0 | 0 | 0 | 0
25.11. | 11 | 29.813 |  | 29.813 | 0 | 0 | 0 | 0
25.11. | 12 | 29.813 |  | 29.813 | 0 | 0 | 0 | 0
25.11. | 13 | 29.813 |  | 29.813 | 0 | 0 | 0 | 0
25.11. | 14 | 29.813 |  | 29.813 | 0 | 0 | 0 | 0
25.11. | 15 | 29.813 |  | 29.813 | 0 | 0 | 0 | 0
25.11. | 16 | 29.813 |  | 29.813 | 0 | 0 | 0 | 0
25.11. | 17 | 29.813 |  | 29.813 | 0 | 0 | 0 | 0
25.11. | 18 | 29.813 |  | 29.813 | 0 | 0 | 0 | 0
25.11. | 19 | 29.813 |  | 29.813 | 0 | 0 | 0 | 0
25.11. | 20 | 29.813 |  | 29.813 | 0 | 0 | 0 | 0
25.11. | 21 | 29.813 |  | 29.813 | 0 | 0 | 0 | 0
25.11. | 22 | 29.813 |  | 29.813 | 0 | 0 | 0 | 0
25.11. | 23 | 29.813 |  | 29.813 | 0 | 0 | 0 | 0
25.11. | 24 | 29.813 |  | 29.813 | 0 | 0 | 0 | 0
26.11. | 1 | 29.813 |  | 29.813 | 0 | 0 | 0 | 0
26.11. | 2 | 29.813 |  | 29.813 | 0 | 0 | 0 | 0
26.11. | 3 | 29.813 |  | 29.813 | 0 | 0 | 0 | 0
26.11. | 4 | 29.813 |  | 29.813 | 0 | 0 | 0 | 0
26.11. | 5 | 29.813 |  | 29.813 | 0 | 0 | 0 | 0
26.11. | 6 | 29.813 |  | 29.813 | 0 | 0 | 0 | 0
26.11. | 7 | 29.813 |  | 29.813 | 0 | 0 | 0 | 0
26.11. | 8 | 29.813 |  | 29.813 | 0 | 0 | 0 | 0
26.11. | 9 | 29.813 |  | 29.813 | 0 | 0 | 0 | 0
26.11. | 10 | 29.813 |  | 29.813 | 0 | 0 | 0 | 0
26.11. | 11 | 29.813 |  | 29.813 | 0 | 0 | 0 | 0
26.11. | 12 | 29.813 |  | 29.813 | 0 | 0 | 0 | 0
26.11. | 13 | 29.813 |  | 29.813 | 0 | 0 | 0 | 0
26.11. | 14 | 29.813 |  | 29.813 | 0 | 0 | 0 | 0
26.11. | 15 | 29.813 |  | 29.813 | 0 | 0 | 0 | 0
26.11. | 16 | 29.813 |  | 29.813 | 0 | 0 | 0 | 0
26.11. | 17 | 29.813 |  | 29.813 | 0 | 0 | 0 | 0
26.11. | 18 | 29.813 |  | 29.813 | 0 | 0 | 0 | 0
26.11. | 19 | 29.813 |  | 29.813 | 0 | 0 | 0 | 0
26.11. | 20 | 29.813 |  | 29.813 | 0 | 0 | 0 | 0
26.11. | 21 | 29.813 |  | 29.813 | 0 | 0 | 0 | 0
26.11. | 22 | 29.813 |  | 29.813 | 0 | 0 | 0 | 0
26.11. | 23 | 29.813 |  | 29.813 | 0 | 0 | 0 | 0
26.11. | 24 | 29.813 |  | 29.813 | 0 | 0 | 0 | 0
27.11. | 1 | 29.813 |  | 29.813 | 0 | 0 | 0 | 0
27.11. | 2 | 29.813 |  | 29.813 | 0 | 0 | 0 | 0
27.11. | 3 | 29.813 |  | 29.813 | 0 | 0 | 0 | 0
27.11. | 4 | 29.813 |  | 29.813 | 0 | 0 | 0 | 0
27.11. | 5 | 29.813 |  | 29.813 | 0 | 0 | 0 | 0
27.11. | 6 | 29.813 |  | 29.813 | 0 | 0 | 0 | 0
27.11. | 7 | 29.813 |  | 29.813 | 0 | 0 | 0 | 0
27.11. | 8 | 29.813 |  | 29.813 | 0 | 0 | 0 | 0
27.11. | 9 | 29.813 |  | 29.813 | 0 | 0 | 0 | 0
27.11. | 10 | 29.813 |  | 29.813 | 0 | 0 | 0 | 0
27.11. | 11 | 29.813 |  | 29.813 | 0 | 0 | 0 | 0
27.11. | 12 | 29.813 |  | 29.813 | 0 | 0 | 0 | 0
27.11. | 13 | 29.813 |  | 29.813 | 0 | 0 | 0 | 0
27.11. | 14 | 29.813 |  | 29.813 | 0 | 0 | 0 | 0
27.11. | 15 | 29.813 |  | 29.813 | 0 | 0 | 0 | 0
27.11. | 16 | 29.813 |  | 29.813 | 0 | 0 | 0 | 0
27.11. | 17 | 29.813 |  | 29.813 | 0 | 0 | 0 | 0
27.11. | 18 | 29.813 |  | 29.813 | 0 | 0 | 0 | 0
27.11. | 19 | 29.813 |  | 29.813 | 0 | 0 | 0 | 0
27.11. | 20 | 29.813 |  | 29.813 | 0 | 0 | 0 | 0
27.11. | 21 | 29.813 |  | 29.813 | 0 | 0 | 0 | 0
27.11. | 22 | 29.813 |  | 29.813 | 0 | 0 | 0 | 0
27.11. | 23 | 29.813 |  | 29.813 | 0 | 0 | 0 | 0
27.11. | 24 | 29.813 |  | 29.813 | 0 | 0 | 0 | 0
28.11. | 1 | 29.813 |  | 29.813 | 0 | 0 | 0 | 0
28.11. | 2 | 29.813 |  | 29.813 | 0 | 0 | 0 | 0
28.11. | 3 | 29.813 |  | 29.813 | 0 | 0 | 0 | 0
28.11. | 4 | 29.813 |  | 29.813 | 0 | 0 | 0 | 0
28.11. | 5 | 29.813 |  | 29.813 | 0 | 0 | 0 | 0
28.11. | 6 | 29.813 |  | 29.813 | 0 | 0 | 0 | 0
28.11. | 7 | 29.813 |  | 29.813 | 0 | 0 | 0 | 0
28.11. | 8 | 29.813 |  | 29.813 | 0 | 0 | 0 | 0
28.11. | 9 | 29.813 |  | 29.813 | 0 | 0 | 0 | 0
28.11. | 10 | 29.813 |  | 29.813 | 0 | 0 | 0 | 0
28.11. | 11 | 29.813 |  | 29.813 | 0 | 0 | 0 | 0
28.11. | 12 | 29.813 |  | 29.813 | 0 | 0 | 0 | 0
28.11. | 13 | 29.813 |  | 29.813 | 0 | 0 | 0 | 0
28.11. | 14 | 29.813 |  | 29.813 | 0 | 0 | 0 | 0
28.11. | 15 | 29.813 |  | 29.813 | 0 | 0 | 0 | 0
28.11. | 16 | 29.813 |  | 29.813 | 0 | 0 | 0 | 0
28.11. | 17 | 29.813 |  | 29.813 | 0 | 0 | 0 | 0
28.11. | 18 | 29.813 |  | 29.813 | 0 | 0 | 0 | 0
28.11. | 19 | 29.813 |  | 29.813 | 0 | 0 | 0 | 0
28.11. | 20 | 29.813 |  | 29.813 | 0 | 0 | 0 | 0
28.11. | 21 | 29.813 |  | 29.813 | 0 | 0 | 0 | 0
28.11. | 22 | 29.813 |  | 29.813 | 0 | 0 | 0 | 0
28.11. | 23 | 29.813 |  | 29.813 | 0 | 0 | 0 | 0
28.11. | 24 | 29.813 |  | 29.813 | 0 | 0 | 0 | 0
29.11. | 1 | 29.813 |  | 29.813 | 0 | 0 | 0 | 0
29.11. | 2 | 29.813 |  | 29.813 | 0 | 0 | 0 | 0
29.11. | 3 | 29.813 |  | 29.813 | 0 | 0 | 0 | 0
29.11. | 4 | 29.813 |  | 29.813 | 0 | 0 | 0 | 0
29.11. | 5 | 29.813 |  | 29.813 | 0 | 0 | 0 | 0
29.11. | 6 | 29.813 |  | 29.813 | 0 | 0 | 0 | 0
29.11. | 7 | 29.813 |  | 29.813 | 0 | 0 | 0 | 0
29.11. | 8 | 29.813 |  | 29.813 | 0 | 0 | 0 | 0
29.11. | 9 | 29.813 |  | 29.813 | 0 | 0 | 0 | 0
29.11. | 10 | 29.813 |  | 29.813 | 0 | 0 | 0 | 0
29.11. | 11 | 29.813 |  | 29.813 | 0 | 0 | 0 | 0
29.11. | 12 | 29.813 |  | 29.813 | 0 | 0 | 0 | 0
29.11. | 13 | 29.813 |  | 29.813 | 0 | 0 | 0 | 0
29.11. | 14 | 29.813 |  | 29.813 | 0 | 0 | 0 | 0
29.11. | 15 | 29.813 |  | 29.813 | 0 | 0 | 0 | 0
29.11. | 16 | 29.813 |  | 29.813 | 0 | 0 | 0 | 0
29.11. | 17 | 29.813 |  | 29.813 | 0 | 0 | 0 | 0
29.11. | 18 | 29.813 |  | 29.813 | 0 | 0 | 0 | 0
29.11. | 19 | 29.813 |  | 29.813 | 0 | 0 | 0 | 0
29.11. | 20 | 29.813 |  | 29.813 | 0 | 0 | 0 | 0
29.11. | 21 | 29.813 |  | 29.813 | 0 | 0 | 0 | 0
29.11. | 22 | 29.813 |  | 29.813 | 0 | 0 | 0 | 0
29.11. | 23 | 29.813 |  | 29.813 | 0 | 0 | 0 | 0
29.11. | 24 | 29.813 |  | 29.813 | 0 | 0 | 0 | 0
30.11. | 1 | 29.813 |  | 29.813 | 0 | 0 | 0 | 0
30.11. | 2 | 29.813 |  | 29.813 | 0 | 0 | 0 | 0
30.11. | 3 | 29.813 |  | 29.813 | 0 | 0 | 0 | 0
30.11. | 4 | 29.813 |  | 29.813 | 0 | 0 | 0 | 0
30.11. | 5 | 29.813 |  | 29.813 | 0 | 0 | 0 | 0
30.11. | 6 | 29.813 |  | 29.813 | 0 | 0 | 0 | 0
30.11. | 7 | 29.813 |  | 29.813 | 0 | 0 | 0 | 0
30.11. | 8 | 29.813 |  | 29.813 | 0 | 0 | 0 | 0
30.11. | 9 | 29.813 |  | 29.813 | 0 | 0 | 0 | 0
30.11. | 10 | 29.813 |  | 29.813 | 0 | 0 | 0 | 0
30.11. | 11 | 29.813 |  | 29.813 | 0 | 0 | 0 | 0
30.11. | 12 | 29.813 |  | 29.813 | 0 | 0 | 0 | 0
30.11. | 13 | 29.813 |  | 29.813 | 0 | 0 | 0 | 0
30.11. | 14 | 29.813 |  | 29.813 | 0 | 0 | 0 | 0
30.11. | 15 | 29.813 |  | 29.813 | 0 | 0 | 0 | 0
30.11. | 16 | 29.813 |  | 29.813 | 0 | 0 | 0 | 0
30.11. | 17 | 29.813 |  | 29.813 | 0 | 0 | 0 | 0
30.11. | 18 | 29.813 |  | 29.813 | 0 | 0 | 0 | 0
30.11. | 19 | 29.813 |  | 29.813 | 0 | 0 | 0 | 0
30.11. | 20 | 29.813 |  | 29.813 | 0 | 0 | 0 | 0
30.11. | 21 | 29.813 |  | 29.813 | 0 | 0 | 0 | 0
30.11. | 22 | 29.813 |  | 29.813 | 0 | 0 | 0 | 0
30.11. | 23 | 29.813 |  | 29.813 | 0 | 0 | 0 | 0
30.11. | 24 | 29.813 |  | 29.813 | 0 | 0 | 0 | 0
01.12. | 1 | 29.813 |  | 29.813 | 0 | 0 | 0 | 0
01.12. | 2 | 29.813 |  | 29.813 | 0 | 0 | 0 | 0
01.12. | 3 | 29.813 |  | 29.813 | 0 | 0 | 0 | 0
01.12. | 4 | 29.813 |  | 29.813 | 0 | 0 | 0 | 0
01.12. | 5 | 29.813 |  | 29.813 | 0 | 0 | 0 | 0
01.12. | 6 | 29.813 |  | 29.813 | 0 | 0 | 0 | 0
01.12. | 7 | 29.813 |  | 29.813 | 0 | 0 | 0 | 0
01.12. | 8 | 29.813 |  | 29.813 | 0 | 0 | 0 | 0
01.12. | 9 | 29.813 |  | 29.813 | 0 | 0 | 0 | 0
01.12. | 10 | 29.813 |  | 29.813 | 0 | 0 | 0 | 0
01.12. | 11 | 29.813 |  | 29.813 | 0 | 0 | 0 | 0
01.12. | 12 | 29.813 |  | 29.813 | 0 | 0 | 0 | 0
01.12. | 13 | 29.813 |  | 29.813 | 0 | 0 | 0 | 0
01.12. | 14 | 29.813 |  | 29.813 | 0 | 0 | 0 | 0
01.12. | 15 | 29.813 |  | 29.813 | 0 | 0 | 0 | 0
01.12. | 16 | 29.813 |  | 29.813 | 0 | 0 | 0 | 0
01.12. | 17 | 29.813 |  | 29.813 | 0 | 0 | 0 | 0
01.12. | 18 | 29.813 |  | 29.813 | 0 | 0 | 0 | 0
01.12. | 19 | 29.813 |  | 29.813 | 0 | 0 | 0 | 0
01.12. | 20 | 29.813 |  | 29.813 | 0 | 0 | 0 | 0
01.12. | 21 | 29.813 |  | 29.813 | 0 | 0 | 0 | 0
01.12. | 22 | 29.813 |  | 29.813 | 0 | 0 | 0 | 0
01.12. | 23 | 29.813 |  | 29.813 | 0 | 0 | 0 | 0
01.12. | 24 | 29.813 |  | 29.813 | 0 | 0 | 0 | 0
02.12. | 1 | 29.813 |  | 29.813 | 0 | 0 | 0 | 0
02.12. | 2 | 29.813 |  | 29.813 | 0 | 0 | 0 | 0
02.12. | 3 | 29.813 |  | 29.813 | 0 | 0 | 0 | 0
02.12. | 4 | 29.813 |  | 29.813 | 0 | 0 | 0 | 0
02.12. | 5 | 29.813 |  | 29.813 | 0 | 0 | 0 | 0
02.12. | 6 | 29.813 |  | 29.813 | 0 | 0 | 0 | 0
02.12. | 7 | 29.813 |  | 29.813 | 0 | 0 | 0 | 0
02.12. | 8 | 29.813 |  | 29.813 | 0 | 0 | 0 | 0
02.12. | 9 | 29.813 |  | 29.813 | 0 | 0 | 0 | 0
02.12. | 10 | 29.813 |  | 29.813 | 0 | 0 | 0 | 0
02.12. | 11 | 29.813 |  | 29.813 | 0 | 0 | 0 | 0
02.12. | 12 | 29.813 |  | 29.813 | 0 | 0 | 0 | 0
02.12. | 13 | 29.813 |  | 29.813 | 0 | 0 | 0 | 0
02.12. | 14 | 29.813 |  | 29.813 | 0 | 0 | 0 | 0
02.12. | 15 | 29.813 |  | 29.813 | 0 | 0 | 0 | 0
02.12. | 16 | 29.813 |  | 29.813 | 0 | 0 | 0 | 0
02.12. | 17 | 29.813 |  | 29.813 | 0 | 0 | 0 | 0
02.12. | 18 | 29.813 |  | 29.813 | 0 | 0 | 0 | 0
02.12. | 19 | 29.813 |  | 29.813 | 0 | 0 | 0 | 0
02.12. | 20 | 29.813 |  | 29.813 | 0 | 0 | 0 | 0
02.12. | 21 | 29.813 |  | 29.813 | 0 | 0 | 0 | 0
02.12. | 22 | 29.813 |  | 29.813 | 0 | 0 | 0 | 0
02.12. | 23 | 29.813 |  | 29.813 | 0 | 0 | 0 | 0
02.12. | 24 | 29.813 |  | 29.813 | 0 | 0 | 0 | 0
03.12. | 1 | 29.813 |  | 29.813 | 0 | 0 | 0 | 0
03.12. | 2 | 29.813 |  | 29.813 | 0 | 0 | 0 | 0
03.12. | 3 | 29.813 |  | 29.813 | 0 | 0 | 0 | 0
03.12. | 4 | 29.813 |  | 29.813 | 0 | 0 | 0 | 0
03.12. | 5 | 29.813 |  | 29.813 | 0 | 0 | 0 | 0
03.12. | 6 | 29.813 |  | 29.813 | 0 | 0 | 0 | 0
03.12. | 7 | 29.813 |  | 29.813 | 0 | 0 | 0 | 0
03.12. | 8 | 29.813 |  | 29.813 | 0 | 0 | 0 | 0
03.12. | 9 | 29.813 |  | 29.813 | 0 | 0 | 0 | 0
03.12. | 10 | 29.813 |  | 29.813 | 0 | 0 | 0 | 0
03.12. | 11 | 29.813 |  | 29.813 | 0 | 0 | 0 | 0
03.12. | 12 | 29.813 |  | 29.813 | 0 | 0 | 0 | 0
03.12. | 13 | 29.813 |  | 29.813 | 0 | 0 | 0 | 0
03.12. | 14 | 29.813 |  | 29.813 | 0 | 0 | 0 | 0
03.12. | 15 | 29.813 |  | 29.813 | 0 | 0 | 0 | 0
03.12. | 16 | 29.813 |  | 29.813 | 0 | 0 | 0 | 0
03.12. | 17 | 29.813 |  | 29.813 | 0 | 0 | 0 | 0
03.12. | 18 | 29.813 |  | 29.813 | 0 | 0 | 0 | 0
03.12. | 19 | 29.813 |  | 29.813 | 0 | 0 | 0 | 0
03.12. | 20 | 29.813 |  | 29.813 | 0 | 0 | 0 | 0
03.12. | 21 | 29.813 |  | 29.813 | 0 | 0 | 0 | 0
03.12. | 22 | 29.813 |  | 29.813 | 0 | 0 | 0 | 0
03.12. | 23 | 29.813 |  | 29.813 | 0 | 0 | 0 | 0
03.12. | 24 | 29.813 |  | 29.813 | 0 | 0 | 0 | 0
04.12. | 1 | 29.813 |  | 29.813 | 0 | 0 | 0 | 0
04.12. | 2 | 29.813 |  | 29.813 | 0 | 0 | 0 | 0
04.12. | 3 | 29.813 |  | 29.813 | 0 | 0 | 0 | 0
04.12. | 4 | 29.813 |  | 29.813 | 0 | 0 | 0 | 0
04.12. | 5 | 29.813 |  | 29.813 | 0 | 0 | 0 | 0
04.12. | 6 | 29.813 |  | 29.813 | 0 | 0 | 0 | 0
04.12. | 7 | 29.813 |  | 29.813 | 0 | 0 | 0 | 0
04.12. | 8 | 29.813 |  | 29.813 | 0 | 0 | 0 | 0
04.12. | 9 | 29.813 |  | 29.813 | 0 | 0 | 0 | 0
04.12. | 10 | 29.813 |  | 29.813 | 0 | 0 | 0 | 0
04.12. | 11 | 29.813 |  | 29.813 | 0 | 0 | 0 | 0
04.12. | 12 | 29.813 |  | 29.813 | 0 | 0 | 0 | 0
04.12. | 13 | 29.813 |  | 29.813 | 0 | 0 | 0 | 0
04.12. | 14 | 29.813 |  | 29.813 | 0 | 0 | 0 | 0
04.12. | 15 | 29.813 |  | 29.813 | 0 | 0 | 0 | 0
04.12. | 16 | 29.813 |  | 29.813 | 0 | 0 | 0 | 0
04.12. | 17 | 29.813 |  | 29.813 | 0 | 0 | 0 | 0
04.12. | 18 | 29.813 |  | 29.813 | 0 | 0 | 0 | 0
04.12. | 19 | 29.813 |  | 29.813 | 0 | 0 | 0 | 0
04.12. | 20 | 29.813 |  | 29.813 | 0 | 0 | 0 | 0
04.12. | 21 | 29.813 |  | 29.813 | 0 | 0 | 0 | 0
04.12. | 22 | 29.813 |  | 29.813 | 0 | 0 | 0 | 0
04.12. | 23 | 29.813 |  | 29.813 | 0 | 0 | 0 | 0
04.12. | 24 | 29.813 |  | 29.813 | 0 | 0 | 0 | 0
05.12. | 1 | 29.813 |  | 29.813 | 0 | 0 | 0 | 0
05.12. | 2 | 29.813 |  | 29.813 | 0 | 0 | 0 | 0
05.12. | 3 | 29.813 |  | 29.813 | 0 | 0 | 0 | 0
05.12. | 4 | 29.813 |  | 29.813 | 0 | 0 | 0 | 0
05.12. | 5 | 29.813 |  | 29.813 | 0 | 0 | 0 | 0
05.12. | 6 | 29.813 |  | 29.813 | 0 | 0 | 0 | 0
05.12. | 7 | 29.813 |  | 29.813 | 0 | 0 | 0 | 0
05.12. | 8 | 29.813 |  | 29.813 | 0 | 0 | 0 | 0
05.12. | 9 | 29.813 |  | 29.813 | 0 | 0 | 0 | 0
05.12. | 10 | 29.813 |  | 29.813 | 0 | 0 | 0 | 0
05.12. | 11 | 29.813 |  | 29.813 | 0 | 0 | 0 | 0
05.12. | 12 | 29.813 |  | 29.813 | 0 | 0 | 0 | 0
05.12. | 13 | 29.813 |  | 29.813 | 0 | 0 | 0 | 0
05.12. | 14 | 29.813 |  | 29.813 | 0 | 0 | 0 | 0
05.12. | 15 | 29.813 |  | 29.813 | 0 | 0 | 0 | 0
05.12. | 16 | 29.813 |  | 29.813 | 0 | 0 | 0 | 0
05.12. | 17 | 29.813 |  | 29.813 | 0 | 0 | 0 | 0
05.12. | 18 | 29.813 |  | 29.813 | 0 | 0 | 0 | 0
05.12. | 19 | 29.813 |  | 29.813 | 0 | 0 | 0 | 0
05.12. | 20 | 29.813 |  | 29.813 | 0 | 0 | 0 | 0
05.12. | 21 | 29.813 |  | 29.813 | 0 | 0 | 0 | 0
05.12. | 22 | 29.813 |  | 29.813 | 0 | 0 | 0 | 0
05.12. | 23 | 29.813 |  | 29.813 | 0 | 0 | 0 | 0
05.12. | 24 | 29.813 |  | 29.813 | 0 | 0 | 0 | 0
06.12. | 1 | 29.813 |  | 29.813 | 0 | 0 | 0 | 0
06.12. | 2 | 29.813 |  | 29.813 | 0 | 0 | 0 | 0
06.12. | 3 | 29.813 |  | 29.813 | 0 | 0 | 0 | 0
06.12. | 4 | 29.813 |  | 29.813 | 0 | 0 | 0 | 0
06.12. | 5 | 29.813 |  | 29.813 | 0 | 0 | 0 | 0
06.12. | 6 | 29.813 |  | 29.813 | 0 | 0 | 0 | 0
06.12. | 7 | 29.813 |  | 29.813 | 0 | 0 | 0 | 0
06.12. | 8 | 29.813 |  | 29.813 | 0 | 0 | 0 | 0
06.12. | 9 | 29.813 |  | 29.813 | 0 | 0 | 0 | 0
06.12. | 10 | 29.813 |  | 29.813 | 0 | 0 | 0 | 0
06.12. | 11 | 29.813 |  | 29.813 | 0 | 0 | 0 | 0
06.12. | 12 | 29.813 |  | 29.813 | 0 | 0 | 0 | 0
06.12. | 13 | 29.813 |  | 29.813 | 0 | 0 | 0 | 0
06.12. | 14 | 29.813 |  | 29.813 | 0 | 0 | 0 | 0
06.12. | 15 | 29.813 |  | 29.813 | 0 | 0 | 0 | 0
06.12. | 16 | 29.813 |  | 29.813 | 0 | 0 | 0 | 0
06.12. | 17 | 29.813 |  | 29.813 | 0 | 0 | 0 | 0
06.12. | 18 | 29.813 |  | 29.813 | 0 | 0 | 0 | 0
06.12. | 19 | 29.813 |  | 29.813 | 0 | 0 | 0 | 0
06.12. | 20 | 29.813 |  | 29.813 | 0 | 0 | 0 | 0
06.12. | 21 | 29.813 |  | 29.813 | 0 | 0 | 0 | 0
06.12. | 22 | 29.813 |  | 29.813 | 0 | 0 | 0 | 0
06.12. | 23 | 29.813 |  | 29.813 | 0 | 0 | 0 | 0
06.12. | 24 | 29.813 |  | 29.813 | 0 | 0 | 0 | 0
07.12. | 1 | 29.813 |  | 29.813 | 0 | 0 | 0 | 0
07.12. | 2 | 29.813 |  | 29.813 | 0 | 0 | 0 | 0
07.12. | 3 | 29.813 |  | 29.813 | 0 | 0 | 0 | 0
07.12. | 4 | 29.813 |  | 29.813 | 0 | 0 | 0 | 0
07.12. | 5 | 29.813 |  | 29.813 | 0 | 0 | 0 | 0
07.12. | 6 | 29.813 |  | 29.813 | 0 | 0 | 0 | 0
07.12. | 7 | 29.813 |  | 29.813 | 0 | 0 | 0 | 0
07.12. | 8 | 29.813 |  | 29.813 | 0 | 0 | 0 | 0
07.12. | 9 | 29.813 |  | 29.813 | 0 | 0 | 0 | 0
07.12. | 10 | 29.813 |  | 29.813 | 0 | 0 | 0 | 0
07.12. | 11 | 29.813 |  | 29.813 | 0 | 0 | 0 | 0
07.12. | 12 | 29.813 |  | 29.813 | 0 | 0 | 0 | 0
07.12. | 13 | 29.813 |  | 29.813 | 0 | 0 | 0 | 0
07.12. | 14 | 29.813 |  | 29.813 | 0 | 0 | 0 | 0
07.12. | 15 | 29.813 |  | 29.813 | 0 | 0 | 0 | 0
07.12. | 16 | 29.813 |  | 29.813 | 0 | 0 | 0 | 0
07.12. | 17 | 29.813 |  | 29.813 | 0 | 0 | 0 | 0
07.12. | 18 | 29.813 |  | 29.813 | 0 | 0 | 0 | 0
07.12. | 19 | 29.813 |  | 29.813 | 0 | 0 | 0 | 0
07.12. | 20 | 29.813 |  | 29.813 | 0 | 0 | 0 | 0
07.12. | 21 | 29.813 |  | 29.813 | 0 | 0 | 0 | 0
07.12. | 22 | 29.813 |  | 29.813 | 0 | 0 | 0 | 0
07.12. | 23 | 29.813 |  | 29.813 | 0 | 0 | 0 | 0
07.12. | 24 | 29.813 |  | 29.813 | 0 | 0 | 0 | 0
08.12. | 1 | 29.813 |  | 29.813 | 0 | 0 | 0 | 0
08.12. | 2 | 29.813 |  | 29.813 | 0 | 0 | 0 | 0
08.12. | 3 | 29.813 |  | 29.813 | 0 | 0 | 0 | 0
08.12. | 4 | 29.813 |  | 29.813 | 0 | 0 | 0 | 0
08.12. | 5 | 29.813 |  | 29.813 | 0 | 0 | 0 | 0
08.12. | 6 | 29.813 |  | 29.813 | 0 | 0 | 0 | 0
08.12. | 7 | 29.813 |  | 29.813 | 0 | 0 | 0 | 0
08.12. | 8 | 29.813 |  | 29.813 | 0 | 0 | 0 | 0
08.12. | 9 | 29.813 |  | 29.813 | 0 | 0 | 0 | 0
08.12. | 10 | 29.813 |  | 29.813 | 0 | 0 | 0 | 0
08.12. | 11 | 29.813 |  | 29.813 | 0 | 0 | 0 | 0
08.12. | 12 | 29.813 |  | 29.813 | 0 | 0 | 0 | 0
08.12. | 13 | 29.813 |  | 29.813 | 0 | 0 | 0 | 0
08.12. | 14 | 29.813 |  | 29.813 | 0 | 0 | 0 | 0
08.12. | 15 | 29.813 |  | 29.813 | 0 | 0 | 0 | 0
08.12. | 16 | 29.813 |  | 29.813 | 0 | 0 | 0 | 0
08.12. | 17 | 29.813 |  | 29.813 | 0 | 0 | 0 | 0
08.12. | 18 | 29.813 |  | 29.813 | 0 | 0 | 0 | 0
08.12. | 19 | 29.813 |  | 29.813 | 0 | 0 | 0 | 0
08.12. | 20 | 29.813 |  | 29.813 | 0 | 0 | 0 | 0
08.12. | 21 | 29.813 |  | 29.813 | 0 | 0 | 0 | 0
08.12. | 22 | 29.813 |  | 29.813 | 0 | 0 | 0 | 0
08.12. | 23 | 29.813 |  | 29.813 | 0 | 0 | 0 | 0
08.12. | 24 | 29.813 |  | 29.813 | 0 | 0 | 0 | 0
09.12. | 1 | 29.813 |  | 29.813 | 0 | 0 | 0 | 0
09.12. | 2 | 29.813 |  | 29.813 | 0 | 0 | 0 | 0
09.12. | 3 | 29.813 |  | 29.813 | 0 | 0 | 0 | 0
09.12. | 4 | 29.813 |  | 29.813 | 0 | 0 | 0 | 0
09.12. | 5 | 29.813 |  | 29.813 | 0 | 0 | 0 | 0
09.12. | 6 | 29.813 |  | 29.813 | 0 | 0 | 0 | 0
09.12. | 7 | 29.813 |  | 29.813 | 0 | 0 | 0 | 0
09.12. | 8 | 29.813 |  | 29.813 | 0 | 0 | 0 | 0
09.12. | 9 | 29.813 |  | 29.813 | 0 | 0 | 0 | 0
09.12. | 10 | 29.813 |  | 29.813 | 0 | 0 | 0 | 0
09.12. | 11 | 29.813 |  | 29.813 | 0 | 0 | 0 | 0
09.12. | 12 | 29.813 |  | 29.813 | 0 | 0 | 0 | 0
09.12. | 13 | 29.813 |  | 29.813 | 0 | 0 | 0 | 0
09.12. | 14 | 29.813 |  | 29.813 | 0 | 0 | 0 | 0
09.12. | 15 | 29.813 |  | 29.813 | 0 | 0 | 0 | 0
09.12. | 16 | 29.813 |  | 29.813 | 0 | 0 | 0 | 0
09.12. | 17 | 29.813 |  | 29.813 | 0 | 0 | 0 | 0
09.12. | 18 | 29.813 |  | 29.813 | 0 | 0 | 0 | 0
09.12. | 19 | 29.813 |  | 29.813 | 0 | 0 | 0 | 0
09.12. | 20 | 29.813 |  | 29.813 | 0 | 0 | 0 | 0
09.12. | 21 | 29.813 |  | 29.813 | 0 | 0 | 0 | 0
09.12. | 22 | 29.813 |  | 29.813 | 0 | 0 | 0 | 0
09.12. | 23 | 29.813 |  | 29.813 | 0 | 0 | 0 | 0
09.12. | 24 | 29.813 |  | 29.813 | 0 | 0 | 0 | 0
10.12. | 1 | 29.813 |  | 29.813 | 0 | 0 | 0 | 0
10.12. | 2 | 29.813 |  | 29.813 | 0 | 0 | 0 | 0
10.12. | 3 | 29.813 |  | 29.813 | 0 | 0 | 0 | 0
10.12. | 4 | 29.813 |  | 29.813 | 0 | 0 | 0 | 0
10.12. | 5 | 29.813 |  | 29.813 | 0 | 0 | 0 | 0
10.12. | 6 | 29.813 |  | 29.813 | 0 | 0 | 0 | 0
10.12. | 7 | 29.813 |  | 29.813 | 0 | 0 | 0 | 0
10.12. | 8 | 29.813 |  | 29.813 | 0 | 0 | 0 | 0
10.12. | 9 | 29.813 |  | 29.813 | 0 | 0 | 0 | 0
10.12. | 10 | 29.813 |  | 29.813 | 0 | 0 | 0 | 0
10.12. | 11 | 29.813 |  | 29.813 | 0 | 0 | 0 | 0
10.12. | 12 | 29.813 |  | 29.813 | 0 | 0 | 0 | 0
10.12. | 13 | 29.813 |  | 29.813 | 0 | 0 | 0 | 0
10.12. | 14 | 29.813 |  | 29.813 | 0 | 0 | 0 | 0
10.12. | 15 | 29.813 |  | 29.813 | 0 | 0 | 0 | 0
10.12. | 16 | 29.813 |  | 29.813 | 0 | 0 | 0 | 0
10.12. | 17 | 29.813 |  | 29.813 | 0 | 0 | 0 | 0
10.12. | 18 | 29.813 |  | 29.813 | 0 | 0 | 0 | 0
10.12. | 19 | 29.813 |  | 29.813 | 0 | 0 | 0 | 0
10.12. | 20 | 29.813 |  | 29.813 | 0 | 0 | 0 | 0
10.12. | 21 | 29.813 |  | 29.813 | 0 | 0 | 0 | 0
10.12. | 22 | 29.813 |  | 29.813 | 0 | 0 | 0 | 0
10.12. | 23 | 29.813 |  | 29.813 | 0 | 0 | 0 | 0
10.12. | 24 | 29.813 |  | 29.813 | 0 | 0 | 0 | 0
11.12. | 1 | 29.813 |  | 29.813 | 0 | 0 | 0 | 0
11.12. | 2 | 29.813 |  | 29.813 | 0 | 0 | 0 | 0
11.12. | 3 | 29.813 |  | 29.813 | 0 | 0 | 0 | 0
11.12. | 4 | 29.813 |  | 29.813 | 0 | 0 | 0 | 0
11.12. | 5 | 29.813 |  | 29.813 | 0 | 0 | 0 | 0
11.12. | 6 | 29.813 |  | 29.813 | 0 | 0 | 0 | 0
11.12. | 7 | 29.813 |  | 29.813 | 0 | 0 | 0 | 0
11.12. | 8 | 29.813 |  | 29.813 | 0 | 0 | 0 | 0
11.12. | 9 | 29.813 |  | 29.813 | 0 | 0 | 0 | 0
11.12. | 10 | 29.813 |  | 29.813 | 0 | 0 | 0 | 0
11.12. | 11 | 29.813 |  | 29.813 | 0 | 0 | 0 | 0
11.12. | 12 | 29.813 |  | 29.813 | 0 | 0 | 0 | 0
11.12. | 13 | 29.813 |  | 29.813 | 0 | 0 | 0 | 0
11.12. | 14 | 29.813 |  | 29.813 | 0 | 0 | 0 | 0
11.12. | 15 | 29.813 |  | 29.813 | 0 | 0 | 0 | 0
11.12. | 16 | 29.813 |  | 29.813 | 0 | 0 | 0 | 0
11.12. | 17 | 29.813 |  | 29.813 | 0 | 0 | 0 | 0
11.12. | 18 | 29.813 |  | 29.813 | 0 | 0 | 0 | 0
11.12. | 19 | 29.813 |  | 29.813 | 0 | 0 | 0 | 0
11.12. | 20 | 29.813 |  | 29.813 | 0 | 0 | 0 | 0
11.12. | 21 | 29.813 |  | 29.813 | 0 | 0 | 0 | 0
11.12. | 22 | 29.813 |  | 29.813 | 0 | 0 | 0 | 0
11.12. | 23 | 29.813 |  | 29.813 | 0 | 0 | 0 | 0
11.12. | 24 | 29.813 |  | 29.813 | 0 | 0 | 0 | 0
12.12. | 1 | 29.813 |  | 29.813 | 0 | 0 | 0 | 0
12.12. | 2 | 29.813 |  | 29.813 | 0 | 0 | 0 | 0
12.12. | 3 | 29.813 |  | 29.813 | 0 | 0 | 0 | 0
12.12. | 4 | 29.813 |  | 29.813 | 0 | 0 | 0 | 0
12.12. | 5 | 29.813 |  | 29.813 | 0 | 0 | 0 | 0
12.12. | 6 | 29.813 |  | 29.813 | 0 | 0 | 0 | 0
12.12. | 7 | 29.813 |  | 29.813 | 0 | 0 | 0 | 0
12.12. | 8 | 29.813 |  | 29.813 | 0 | 0 | 0 | 0
12.12. | 9 | 29.813 |  | 29.813 | 0 | 0 | 0 | 0
12.12. | 10 | 29.813 |  | 29.813 | 0 | 0 | 0 | 0
12.12. | 11 | 29.813 |  | 29.813 | 0 | 0 | 0 | 0
12.12. | 12 | 29.813 |  | 29.813 | 0 | 0 | 0 | 0
12.12. | 13 | 29.813 |  | 29.813 | 0 | 0 | 0 | 0
12.12. | 14 | 29.813 |  | 29.813 | 0 | 0 | 0 | 0
12.12. | 15 | 29.813 |  | 29.813 | 0 | 0 | 0 | 0
12.12. | 16 | 29.813 |  | 29.813 | 0 | 0 | 0 | 0
12.12. | 17 | 29.813 |  | 29.813 | 0 | 0 | 0 | 0
12.12. | 18 | 29.813 |  | 29.813 | 0 | 0 | 0 | 0
12.12. | 19 | 29.813 |  | 29.813 | 0 | 0 | 0 | 0
12.12. | 20 | 29.813 |  | 29.813 | 0 | 0 | 0 | 0
12.12. | 21 | 29.813 |  | 29.813 | 0 | 0 | 0 | 0
12.12. | 22 | 29.813 |  | 29.813 | 0 | 0 | 0 | 0
12.12. | 23 | 29.813 |  | 29.813 | 0 | 0 | 0 | 0
12.12. | 24 | 29.813 |  | 29.813 | 0 | 0 | 0 | 0
13.12. | 1 | 29.813 |  | 29.813 | 0 | 0 | 0 | 0
13.12. | 2 | 29.813 |  | 29.813 | 0 | 0 | 0 | 0
13.12. | 3 | 29.813 |  | 29.813 | 0 | 0 | 0 | 0
13.12. | 4 | 29.813 |  | 29.813 | 0 | 0 | 0 | 0
13.12. | 5 | 29.813 |  | 29.813 | 0 | 0 | 0 | 0
13.12. | 6 | 29.813 |  | 29.813 | 0 | 0 | 0 | 0
13.12. | 7 | 29.813 |  | 29.813 | 0 | 0 | 0 | 0
13.12. | 8 | 29.813 |  | 29.813 | 0 | 0 | 0 | 0
13.12. | 9 | 29.813 |  | 29.813 | 0 | 0 | 0 | 0
13.12. | 10 | 29.813 |  | 29.813 | 0 | 0 | 0 | 0
13.12. | 11 | 29.813 |  | 29.813 | 0 | 0 | 0 | 0
13.12. | 12 | 29.813 |  | 29.813 | 0 | 0 | 0 | 0
13.12. | 13 | 29.813 |  | 29.813 | 0 | 0 | 0 | 0
13.12. | 14 | 29.813 |  | 29.813 | 0 | 0 | 0 | 0
13.12. | 15 | 29.813 |  | 29.813 | 0 | 0 | 0 | 0
13.12. | 16 | 29.813 |  | 29.813 | 0 | 0 | 0 | 0
13.12. | 17 | 29.813 |  | 29.813 | 0 | 0 | 0 | 0
13.12. | 18 | 29.813 |  | 29.813 | 0 | 0 | 0 | 0
13.12. | 19 | 29.813 |  | 29.813 | 0 | 0 | 0 | 0
13.12. | 20 | 29.813 |  | 29.813 | 0 | 0 | 0 | 0
13.12. | 21 | 29.813 |  | 29.813 | 0 | 0 | 0 | 0
13.12. | 22 | 29.813 |  | 29.813 | 0 | 0 | 0 | 0
13.12. | 23 | 29.813 |  | 29.813 | 0 | 0 | 0 | 0
13.12. | 24 | 29.813 |  | 29.813 | 0 | 0 | 0 | 0
14.12. | 1 | 29.813 |  | 29.813 | 0 | 0 | 0 | 0
14.12. | 2 | 29.813 |  | 29.813 | 0 | 0 | 0 | 0
14.12. | 3 | 29.813 |  | 29.813 | 0 | 0 | 0 | 0
14.12. | 4 | 29.813 |  | 29.813 | 0 | 0 | 0 | 0
14.12. | 5 | 29.813 |  | 29.813 | 0 | 0 | 0 | 0
14.12. | 6 | 29.813 |  | 29.813 | 0 | 0 | 0 | 0
14.12. | 7 | 29.813 |  | 29.813 | 0 | 0 | 0 | 0
14.12. | 8 | 29.813 |  | 29.813 | 0 | 0 | 0 | 0
14.12. | 9 | 29.813 |  | 29.813 | 0 | 0 | 0 | 0
14.12. | 10 | 29.813 |  | 29.813 | 0 | 0 | 0 | 0
14.12. | 11 | 29.813 |  | 29.813 | 0 | 0 | 0 | 0
14.12. | 12 | 29.813 |  | 29.813 | 0 | 0 | 0 | 0
14.12. | 13 | 29.813 |  | 29.813 | 0 | 0 | 0 | 0
14.12. | 14 | 29.813 |  | 29.813 | 0 | 0 | 0 | 0
14.12. | 15 | 29.813 |  | 29.813 | 0 | 0 | 0 | 0
14.12. | 16 | 29.813 |  | 29.813 | 0 | 0 | 0 | 0
14.12. | 17 | 29.813 |  | 29.813 | 0 | 0 | 0 | 0
14.12. | 18 | 29.813 |  | 29.813 | 0 | 0 | 0 | 0
14.12. | 19 | 29.813 |  | 29.813 | 0 | 0 | 0 | 0
14.12. | 20 | 29.813 |  | 29.813 | 0 | 0 | 0 | 0
14.12. | 21 | 29.813 |  | 29.813 | 0 | 0 | 0 | 0
14.12. | 22 | 29.813 |  | 29.813 | 0 | 0 | 0 | 0
14.12. | 23 | 29.813 |  | 29.813 | 0 | 0 | 0 | 0
14.12. | 24 | 29.813 |  | 29.813 | 0 | 0 | 0 | 0
15.12. | 1 | 29.813 |  | 29.813 | 0 | 0 | 0 | 0
15.12. | 2 | 29.813 |  | 29.813 | 0 | 0 | 0 | 0
15.12. | 3 | 29.813 |  | 29.813 | 0 | 0 | 0 | 0
15.12. | 4 | 29.813 |  | 29.813 | 0 | 0 | 0 | 0
15.12. | 5 | 29.813 |  | 29.813 | 0 | 0 | 0 | 0
15.12. | 6 | 29.813 |  | 29.813 | 0 | 0 | 0 | 0
15.12. | 7 | 29.813 |  | 29.813 | 0 | 0 | 0 | 0
15.12. | 8 | 29.813 |  | 29.813 | 0 | 0 | 0 | 0
15.12. | 9 | 29.813 |  | 29.813 | 0 | 0 | 0 | 0
15.12. | 10 | 29.813 |  | 29.813 | 0 | 0 | 0 | 0
15.12. | 11 | 29.813 |  | 29.813 | 0 | 0 | 0 | 0
15.12. | 12 | 29.813 |  | 29.813 | 0 | 0 | 0 | 0
15.12. | 13 | 29.813 |  | 29.813 | 0 | 0 | 0 | 0
15.12. | 14 | 29.813 |  | 29.813 | 0 | 0 | 0 | 0
15.12. | 15 | 29.813 |  | 29.813 | 0 | 0 | 0 | 0
15.12. | 16 | 29.813 |  | 29.813 | 0 | 0 | 0 | 0
15.12. | 17 | 29.813 |  | 29.813 | 0 | 0 | 0 | 0
15.12. | 18 | 29.813 |  | 29.813 | 0 | 0 | 0 | 0
15.12. | 19 | 29.813 |  | 29.813 | 0 | 0 | 0 | 0
15.12. | 20 | 29.813 |  | 29.813 | 0 | 0 | 0 | 0
15.12. | 21 | 29.813 |  | 29.813 | 0 | 0 | 0 | 0
15.12. | 22 | 29.813 |  | 29.813 | 0 | 0 | 0 | 0
15.12. | 23 | 29.813 |  | 29.813 | 0 | 0 | 0 | 0
15.12. | 24 | 29.813 |  | 29.813 | 0 | 0 | 0 | 0
16.12. | 1 | 29.813 |  | 29.813 | 0 | 0 | 0 | 0
16.12. | 2 | 29.813 |  | 29.813 | 0 | 0 | 0 | 0
16.12. | 3 | 29.813 |  | 29.813 | 0 | 0 | 0 | 0
16.12. | 4 | 29.813 |  | 29.813 | 0 | 0 | 0 | 0
16.12. | 5 | 29.813 |  | 29.813 | 0 | 0 | 0 | 0
16.12. | 6 | 29.813 |  | 29.813 | 0 | 0 | 0 | 0
16.12. | 7 | 29.813 |  | 29.813 | 0 | 0 | 0 | 0
16.12. | 8 | 29.813 |  | 29.813 | 0 | 0 | 0 | 0
16.12. | 9 | 29.813 |  | 29.813 | 0 | 0 | 0 | 0
16.12. | 10 | 29.813 |  | 29.813 | 0 | 0 | 0 | 0
16.12. | 11 | 29.813 |  | 29.813 | 0 | 0 | 0 | 0
16.12. | 12 | 29.813 |  | 29.813 | 0 | 0 | 0 | 0
16.12. | 13 | 29.813 |  | 29.813 | 0 | 0 | 0 | 0
16.12. | 14 | 29.813 |  | 29.813 | 0 | 0 | 0 | 0
16.12. | 15 | 29.813 |  | 29.813 | 0 | 0 | 0 | 0
16.12. | 16 | 29.813 |  | 29.813 | 0 | 0 | 0 | 0
16.12. | 17 | 29.813 |  | 29.813 | 0 | 0 | 0 | 0
16.12. | 18 | 29.813 |  | 29.813 | 0 | 0 | 0 | 0
16.12. | 19 | 29.813 |  | 29.813 | 0 | 0 | 0 | 0
16.12. | 20 | 29.813 |  | 29.813 | 0 | 0 | 0 | 0
16.12. | 21 | 29.813 |  | 29.813 | 0 | 0 | 0 | 0
16.12. | 22 | 29.813 |  | 29.813 | 0 | 0 | 0 | 0
16.12. | 23 | 29.813 |  | 29.813 | 0 | 0 | 0 | 0
16.12. | 24 | 29.813 |  | 29.813 | 0 | 0 | 0 | 0
17.12. | 1 | 29.813 |  | 29.813 | 0 | 0 | 0 | 0
17.12. | 2 | 29.813 |  | 29.813 | 0 | 0 | 0 | 0
17.12. | 3 | 29.813 |  | 29.813 | 0 | 0 | 0 | 0
17.12. | 4 | 29.813 |  | 29.813 | 0 | 0 | 0 | 0
17.12. | 5 | 29.813 |  | 29.813 | 0 | 0 | 0 | 0
17.12. | 6 | 29.813 |  | 29.813 | 0 | 0 | 0 | 0
17.12. | 7 | 29.813 |  | 29.813 | 0 | 0 | 0 | 0
17.12. | 8 | 29.813 |  | 29.813 | 0 | 0 | 0 | 0
17.12. | 9 | 29.813 |  | 29.813 | 0 | 0 | 0 | 0
17.12. | 10 | 29.813 |  | 29.813 | 0 | 0 | 0 | 0
17.12. | 11 | 29.813 |  | 29.813 | 0 | 0 | 0 | 0
17.12. | 12 | 29.813 |  | 29.813 | 0 | 0 | 0 | 0
17.12. | 13 | 29.813 |  | 29.813 | 0 | 0 | 0 | 0
17.12. | 14 | 29.813 |  | 29.813 | 0 | 0 | 0 | 0
17.12. | 15 | 29.813 |  | 29.813 | 0 | 0 | 0 | 0
17.12. | 16 | 29.813 |  | 29.813 | 0 | 0 | 0 | 0
17.12. | 17 | 29.813 |  | 29.813 | 0 | 0 | 0 | 0
17.12. | 18 | 29.813 |  | 29.813 | 0 | 0 | 0 | 0
17.12. | 19 | 29.813 |  | 29.813 | 0 | 0 | 0 | 0
17.12. | 20 | 29.813 |  | 29.813 | 0 | 0 | 0 | 0
17.12. | 21 | 29.813 |  | 29.813 | 0 | 0 | 0 | 0
17.12. | 22 | 29.813 |  | 29.813 | 0 | 0 | 0 | 0
17.12. | 23 | 29.813 |  | 29.813 | 0 | 0 | 0 | 0
17.12. | 24 | 29.813 |  | 29.813 | 0 | 0 | 0 | 0
18.12. | 1 | 29.813 |  | 29.813 | 0 | 0 | 0 | 0
18.12. | 2 | 29.813 |  | 29.813 | 0 | 0 | 0 | 0
18.12. | 3 | 29.813 |  | 29.813 | 0 | 0 | 0 | 0
18.12. | 4 | 29.813 |  | 29.813 | 0 | 0 | 0 | 0
18.12. | 5 | 29.813 |  | 29.813 | 0 | 0 | 0 | 0
18.12. | 6 | 29.813 |  | 29.813 | 0 | 0 | 0 | 0
18.12. | 7 | 29.813 |  | 29.813 | 0 | 0 | 0 | 0
18.12. | 8 | 29.813 |  | 29.813 | 0 | 0 | 0 | 0
18.12. | 9 | 29.813 |  | 29.813 | 0 | 0 | 0 | 0
18.12. | 10 | 29.813 |  | 29.813 | 0 | 0 | 0 | 0
18.12. | 11 | 29.813 |  | 29.813 | 0 | 0 | 0 | 0
18.12. | 12 | 29.813 |  | 29.813 | 0 | 0 | 0 | 0
18.12. | 13 | 29.813 |  | 29.813 | 0 | 0 | 0 | 0
18.12. | 14 | 29.813 |  | 29.813 | 0 | 0 | 0 | 0
18.12. | 15 | 29.813 |  | 29.813 | 0 | 0 | 0 | 0
18.12. | 16 | 29.813 |  | 29.813 | 0 | 0 | 0 | 0
18.12. | 17 | 29.813 |  | 29.813 | 0 | 0 | 0 | 0
18.12. | 18 | 29.813 |  | 29.813 | 0 | 0 | 0 | 0
18.12. | 19 | 29.813 |  | 29.813 | 0 | 0 | 0 | 0
18.12. | 20 | 29.813 |  | 29.813 | 0 | 0 | 0 | 0
18.12. | 21 | 29.813 |  | 29.813 | 0 | 0 | 0 | 0
18.12. | 22 | 29.813 |  | 29.813 | 0 | 0 | 0 | 0
18.12. | 23 | 29.813 |  | 29.813 | 0 | 0 | 0 | 0
18.12. | 24 | 29.813 |  | 29.813 | 0 | 0 | 0 | 0
19.12. | 1 | 29.813 |  | 29.813 | 0 | 0 | 0 | 0
19.12. | 2 | 29.813 |  | 29.813 | 0 | 0 | 0 | 0
19.12. | 3 | 29.813 |  | 29.813 | 0 | 0 | 0 | 0
19.12. | 4 | 29.813 |  | 29.813 | 0 | 0 | 0 | 0
19.12. | 5 | 29.813 |  | 29.813 | 0 | 0 | 0 | 0
19.12. | 6 | 29.813 |  | 29.813 | 0 | 0 | 0 | 0
19.12. | 7 | 29.813 |  | 29.813 | 0 | 0 | 0 | 0
19.12. | 8 | 29.813 |  | 29.813 | 0 | 0 | 0 | 0
19.12. | 9 | 29.813 |  | 29.813 | 0 | 0 | 0 | 0
19.12. | 10 | 29.813 |  | 29.813 | 0 | 0 | 0 | 0
19.12. | 11 | 29.813 |  | 29.813 | 0 | 0 | 0 | 0
19.12. | 12 | 29.813 |  | 29.813 | 0 | 0 | 0 | 0
19.12. | 13 | 29.813 |  | 29.813 | 0 | 0 | 0 | 0
19.12. | 14 | 29.813 |  | 29.813 | 0 | 0 | 0 | 0
19.12. | 15 | 29.813 |  | 29.813 | 0 | 0 | 0 | 0
19.12. | 16 | 29.813 |  | 29.813 | 0 | 0 | 0 | 0
19.12. | 17 | 29.813 |  | 29.813 | 0 | 0 | 0 | 0
19.12. | 18 | 29.813 |  | 29.813 | 0 | 0 | 0 | 0
19.12. | 19 | 29.813 |  | 29.813 | 0 | 0 | 0 | 0
19.12. | 20 | 29.813 |  | 29.813 | 0 | 0 | 0 | 0
19.12. | 21 | 29.813 |  | 29.813 | 0 | 0 | 0 | 0
19.12. | 22 | 29.813 |  | 29.813 | 0 | 0 | 0 | 0
19.12. | 23 | 29.813 |  | 29.813 | 0 | 0 | 0 | 0
19.12. | 24 | 29.813 |  | 29.813 | 0 | 0 | 0 | 0
20.12. | 1 | 29.813 |  | 29.813 | 0 | 0 | 0 | 0
20.12. | 2 | 29.813 |  | 29.813 | 0 | 0 | 0 | 0
20.12. | 3 | 29.813 |  | 29.813 | 0 | 0 | 0 | 0
20.12. | 4 | 29.813 |  | 29.813 | 0 | 0 | 0 | 0
20.12. | 5 | 29.813 |  | 29.813 | 0 | 0 | 0 | 0
20.12. | 6 | 29.813 |  | 29.813 | 0 | 0 | 0 | 0
20.12. | 7 | 29.813 |  | 29.813 | 0 | 0 | 0 | 0
20.12. | 8 | 29.813 |  | 29.813 | 0 | 0 | 0 | 0
20.12. | 9 | 29.813 |  | 29.813 | 0 | 0 | 0 | 0
20.12. | 10 | 29.813 |  | 29.813 | 0 | 0 | 0 | 0
20.12. | 11 | 29.813 |  | 29.813 | 0 | 0 | 0 | 0
20.12. | 12 | 29.813 |  | 29.813 | 0 | 0 | 0 | 0
20.12. | 13 | 29.813 |  | 29.813 | 0 | 0 | 0 | 0
20.12. | 14 | 29.813 |  | 29.813 | 0 | 0 | 0 | 0
20.12. | 15 | 29.813 |  | 29.813 | 0 | 0 | 0 | 0
20.12. | 16 | 29.813 |  | 29.813 | 0 | 0 | 0 | 0
20.12. | 17 | 29.813 |  | 29.813 | 0 | 0 | 0 | 0
20.12. | 18 | 29.813 |  | 29.813 | 0 | 0 | 0 | 0
20.12. | 19 | 29.813 |  | 29.813 | 0 | 0 | 0 | 0
20.12. | 20 | 29.813 |  | 29.813 | 0 | 0 | 0 | 0
20.12. | 21 | 29.813 |  | 29.813 | 0 | 0 | 0 | 0
20.12. | 22 | 29.813 |  | 29.813 | 0 | 0 | 0 | 0
20.12. | 23 | 29.813 |  | 29.813 | 0 | 0 | 0 | 0
20.12. | 24 | 29.813 |  | 29.813 | 0 | 0 | 0 | 0
21.12. | 1 | 29.813 |  | 29.813 | 0 | 0 | 0 | 0
21.12. | 2 | 29.813 |  | 29.813 | 0 | 0 | 0 | 0
21.12. | 3 | 29.813 |  | 29.813 | 0 | 0 | 0 | 0
21.12. | 4 | 29.813 |  | 29.813 | 0 | 0 | 0 | 0
21.12. | 5 | 29.813 |  | 29.813 | 0 | 0 | 0 | 0
21.12. | 6 | 29.813 |  | 29.813 | 0 | 0 | 0 | 0
21.12. | 7 | 29.813 |  | 29.813 | 0 | 0 | 0 | 0
21.12. | 8 | 29.813 |  | 29.813 | 0 | 0 | 0 | 0
21.12. | 9 | 29.813 |  | 29.813 | 0 | 0 | 0 | 0
21.12. | 10 | 29.813 |  | 29.813 | 0 | 0 | 0 | 0
21.12. | 11 | 29.813 |  | 29.813 | 0 | 0 | 0 | 0
21.12. | 12 | 29.813 |  | 29.813 | 0 | 0 | 0 | 0
21.12. | 13 | 29.813 |  | 29.813 | 0 | 0 | 0 | 0
21.12. | 14 | 29.813 |  | 29.813 | 0 | 0 | 0 | 0
21.12. | 15 | 29.813 |  | 29.813 | 0 | 0 | 0 | 0
21.12. | 16 | 29.813 |  | 29.813 | 0 | 0 | 0 | 0
21.12. | 17 | 29.813 |  | 29.813 | 0 | 0 | 0 | 0
21.12. | 18 | 29.813 |  | 29.813 | 0 | 0 | 0 | 0
21.12. | 19 | 29.813 |  | 29.813 | 0 | 0 | 0 | 0
21.12. | 20 | 29.813 |  | 29.813 | 0 | 0 | 0 | 0
21.12. | 21 | 29.813 |  | 29.813 | 0 | 0 | 0 | 0
21.12. | 22 | 29.813 |  | 29.813 | 0 | 0 | 0 | 0
21.12. | 23 | 29.813 |  | 29.813 | 0 | 0 | 0 | 0
21.12. | 24 | 29.813 |  | 29.813 | 0 | 0 | 0 | 0
22.12. | 1 | 29.813 |  | 29.813 | 0 | 0 | 0 | 0
22.12. | 2 | 29.813 |  | 29.813 | 0 | 0 | 0 | 0
22.12. | 3 | 29.813 |  | 29.813 | 0 | 0 | 0 | 0
22.12. | 4 | 29.813 |  | 29.813 | 0 | 0 | 0 | 0
22.12. | 5 | 29.813 |  | 29.813 | 0 | 0 | 0 | 0
22.12. | 6 | 29.813 |  | 29.813 | 0 | 0 | 0 | 0
22.12. | 7 | 29.813 |  | 29.813 | 0 | 0 | 0 | 0
22.12. | 8 | 29.813 |  | 29.813 | 0 | 0 | 0 | 0
22.12. | 9 | 29.813 |  | 29.813 | 0 | 0 | 0 | 0
22.12. | 10 | 29.813 |  | 29.813 | 0 | 0 | 0 | 0
22.12. | 11 | 29.813 |  | 29.813 | 0 | 0 | 0 | 0
22.12. | 12 | 29.813 |  | 29.813 | 0 | 0 | 0 | 0
22.12. | 13 | 29.813 |  | 29.813 | 0 | 0 | 0 | 0
22.12. | 14 | 29.813 |  | 29.813 | 0 | 0 | 0 | 0
22.12. | 15 | 29.813 |  | 29.813 | 0 | 0 | 0 | 0
22.12. | 16 | 29.813 |  | 29.813 | 0 | 0 | 0 | 0
22.12. | 17 | 29.813 |  | 29.813 | 0 | 0 | 0 | 0
22.12. | 18 | 29.813 |  | 29.813 | 0 | 0 | 0 | 0
22.12. | 19 | 29.813 |  | 29.813 | 0 | 0 | 0 | 0
22.12. | 20 | 29.813 |  | 29.813 | 0 | 0 | 0 | 0
22.12. | 21 | 29.813 |  | 29.813 | 0 | 0 | 0 | 0
22.12. | 22 | 29.813 |  | 29.813 | 0 | 0 | 0 | 0
22.12. | 23 | 29.813 |  | 29.813 | 0 | 0 | 0 | 0
22.12. | 24 | 29.813 |  | 29.813 | 0 | 0 | 0 | 0
23.12. | 1 | 29.813 |  | 29.813 | 0 | 0 | 0 | 0
23.12. | 2 | 29.813 |  | 29.813 | 0 | 0 | 0 | 0
23.12. | 3 | 29.813 |  | 29.813 | 0 | 0 | 0 | 0
23.12. | 4 | 29.813 |  | 29.813 | 0 | 0 | 0 | 0
23.12. | 5 | 29.813 |  | 29.813 | 0 | 0 | 0 | 0
23.12. | 6 | 29.813 |  | 29.813 | 0 | 0 | 0 | 0
23.12. | 7 | 29.813 |  | 29.813 | 0 | 0 | 0 | 0
23.12. | 8 | 29.813 |  | 29.813 | 0 | 0 | 0 | 0
23.12. | 9 | 29.813 |  | 29.813 | 0 | 0 | 0 | 0
23.12. | 10 | 29.813 |  | 29.813 | 0 | 0 | 0 | 0
23.12. | 11 | 29.813 |  | 29.813 | 0 | 0 | 0 | 0
23.12. | 12 | 29.813 |  | 29.813 | 0 | 0 | 0 | 0
23.12. | 13 | 29.813 |  | 29.813 | 0 | 0 | 0 | 0
23.12. | 14 | 29.813 |  | 29.813 | 0 | 0 | 0 | 0
23.12. | 15 | 29.813 |  | 29.813 | 0 | 0 | 0 | 0
23.12. | 16 | 29.813 |  | 29.813 | 0 | 0 | 0 | 0
23.12. | 17 | 29.813 |  | 29.813 | 0 | 0 | 0 | 0
23.12. | 18 | 29.813 |  | 29.813 | 0 | 0 | 0 | 0
23.12. | 19 | 29.813 |  | 29.813 | 0 | 0 | 0 | 0
23.12. | 20 | 29.813 |  | 29.813 | 0 | 0 | 0 | 0
23.12. | 21 | 29.813 |  | 29.813 | 0 | 0 | 0 | 0
23.12. | 22 | 29.813 |  | 29.813 | 0 | 0 | 0 | 0
23.12. | 23 | 29.813 |  | 29.813 | 0 | 0 | 0 | 0
23.12. | 24 | 29.813 |  | 29.813 | 0 | 0 | 0 | 0
24.12. | 1 | 29.813 |  | 29.813 | 0 | 0 | 0 | 0
24.12. | 2 | 29.813 |  | 29.813 | 0 | 0 | 0 | 0
24.12. | 3 | 29.813 |  | 29.813 | 0 | 0 | 0 | 0
24.12. | 4 | 29.813 |  | 29.813 | 0 | 0 | 0 | 0
24.12. | 5 | 29.813 |  | 29.813 | 0 | 0 | 0 | 0
24.12. | 6 | 29.813 |  | 29.813 | 0 | 0 | 0 | 0
24.12. | 7 | 29.813 |  | 29.813 | 0 | 0 | 0 | 0
24.12. | 8 | 29.813 |  | 29.813 | 0 | 0 | 0 | 0
24.12. | 9 | 29.813 |  | 29.813 | 0 | 0 | 0 | 0
24.12. | 10 | 29.813 |  | 29.813 | 0 | 0 | 0 | 0
24.12. | 11 | 29.813 |  | 29.813 | 0 | 0 | 0 | 0
24.12. | 12 | 29.813 |  | 29.813 | 0 | 0 | 0 | 0
24.12. | 13 | 29.813 |  | 29.813 | 0 | 0 | 0 | 0
24.12. | 14 | 29.813 |  | 29.813 | 0 | 0 | 0 | 0
24.12. | 15 | 29.813 |  | 29.813 | 0 | 0 | 0 | 0
24.12. | 16 | 29.813 |  | 29.813 | 0 | 0 | 0 | 0
24.12. | 17 | 29.813 |  | 29.813 | 0 | 0 | 0 | 0
24.12. | 18 | 29.813 |  | 29.813 | 0 | 0 | 0 | 0
24.12. | 19 | 29.813 |  | 29.813 | 0 | 0 | 0 | 0
24.12. | 20 | 29.813 |  | 29.813 | 0 | 0 | 0 | 0
24.12. | 21 | 29.813 |  | 29.813 | 0 | 0 | 0 | 0
24.12. | 22 | 29.813 |  | 29.813 | 0 | 0 | 0 | 0
24.12. | 23 | 29.813 |  | 29.813 | 0 | 0 | 0 | 0
24.12. | 24 | 29.813 |  | 29.813 | 0 | 0 | 0 | 0
25.12. | 1 | 29.813 |  | 29.813 | 0 | 0 | 0 | 0
25.12. | 2 | 29.813 |  | 29.813 | 0 | 0 | 0 | 0
25.12. | 3 | 29.813 |  | 29.813 | 0 | 0 | 0 | 0
25.12. | 4 | 29.813 |  | 29.813 | 0 | 0 | 0 | 0
25.12. | 5 | 29.813 |  | 29.813 | 0 | 0 | 0 | 0
25.12. | 6 | 29.813 |  | 29.813 | 0 | 0 | 0 | 0
25.12. | 7 | 29.813 |  | 29.813 | 0 | 0 | 0 | 0
25.12. | 8 | 29.813 |  | 29.813 | 0 | 0 | 0 | 0
25.12. | 9 | 29.813 |  | 29.813 | 0 | 0 | 0 | 0
25.12. | 10 | 29.813 |  | 29.813 | 0 | 0 | 0 | 0
25.12. | 11 | 29.813 |  | 29.813 | 0 | 0 | 0 | 0
25.12. | 12 | 29.813 |  | 29.813 | 0 | 0 | 0 | 0
25.12. | 13 | 29.813 |  | 29.813 | 0 | 0 | 0 | 0
25.12. | 14 | 29.813 |  | 29.813 | 0 | 0 | 0 | 0
25.12. | 15 | 29.813 |  | 29.813 | 0 | 0 | 0 | 0
25.12. | 16 | 29.813 |  | 29.813 | 0 | 0 | 0 | 0
25.12. | 17 | 29.813 |  | 29.813 | 0 | 0 | 0 | 0
25.12. | 18 | 29.813 |  | 29.813 | 0 | 0 | 0 | 0
25.12. | 19 | 29.813 |  | 29.813 | 0 | 0 | 0 | 0
25.12. | 20 | 29.813 |  | 29.813 | 0 | 0 | 0 | 0
25.12. | 21 | 29.813 |  | 29.813 | 0 | 0 | 0 | 0
25.12. | 22 | 29.813 |  | 29.813 | 0 | 0 | 0 | 0
25.12. | 23 | 29.813 |  | 29.813 | 0 | 0 | 0 | 0
25.12. | 24 | 29.813 |  | 29.813 | 0 | 0 | 0 | 0
26.12. | 1 | 29.813 |  | 29.813 | 0 | 0 | 0 | 0
26.12. | 2 | 29.813 |  | 29.813 | 0 | 0 | 0 | 0
26.12. | 3 | 29.813 |  | 29.813 | 0 | 0 | 0 | 0
26.12. | 4 | 29.813 |  | 29.813 | 0 | 0 | 0 | 0
26.12. | 5 | 29.813 |  | 29.813 | 0 | 0 | 0 | 0
26.12. | 6 | 29.813 |  | 29.813 | 0 | 0 | 0 | 0
26.12. | 7 | 29.813 |  | 29.813 | 0 | 0 | 0 | 0
26.12. | 8 | 29.813 |  | 29.813 | 0 | 0 | 0 | 0
26.12. | 9 | 29.813 |  | 29.813 | 0 | 0 | 0 | 0
26.12. | 10 | 29.813 |  | 29.813 | 0 | 0 | 0 | 0
26.12. | 11 | 29.813 |  | 29.813 | 0 | 0 | 0 | 0
26.12. | 12 | 29.813 |  | 29.813 | 0 | 0 | 0 | 0
26.12. | 13 | 29.813 |  | 29.813 | 0 | 0 | 0 | 0
26.12. | 14 | 29.813 |  | 29.813 | 0 | 0 | 0 | 0
26.12. | 15 | 29.813 |  | 29.813 | 0 | 0 | 0 | 0
26.12. | 16 | 29.813 |  | 29.813 | 0 | 0 | 0 | 0
26.12. | 17 | 29.813 |  | 29.813 | 0 | 0 | 0 | 0
26.12. | 18 | 29.813 |  | 29.813 | 0 | 0 | 0 | 0
26.12. | 19 | 29.813 |  | 29.813 | 0 | 0 | 0 | 0
26.12. | 20 | 29.813 |  | 29.813 | 0 | 0 | 0 | 0
26.12. | 21 | 29.813 |  | 29.813 | 0 | 0 | 0 | 0
26.12. | 22 | 29.813 |  | 29.813 | 0 | 0 | 0 | 0
26.12. | 23 | 29.813 |  | 29.813 | 0 | 0 | 0 | 0
26.12. | 24 | 29.813 |  | 29.813 | 0 | 0 | 0 | 0
27.12. | 1 | 29.813 |  | 29.813 | 0 | 0 | 0 | 0
27.12. | 2 | 29.813 |  | 29.813 | 0 | 0 | 0 | 0
27.12. | 3 | 29.813 |  | 29.813 | 0 | 0 | 0 | 0
27.12. | 4 | 29.813 |  | 29.813 | 0 | 0 | 0 | 0
27.12. | 5 | 29.813 |  | 29.813 | 0 | 0 | 0 | 0
27.12. | 6 | 29.813 |  | 29.813 | 0 | 0 | 0 | 0
27.12. | 7 | 29.813 |  | 29.813 | 0 | 0 | 0 | 0
27.12. | 8 | 29.813 |  | 29.813 | 0 | 0 | 0 | 0
27.12. | 9 | 29.813 |  | 29.813 | 0 | 0 | 0 | 0
27.12. | 10 | 29.813 |  | 29.813 | 0 | 0 | 0 | 0
27.12. | 11 | 29.813 |  | 29.813 | 0 | 0 | 0 | 0
27.12. | 12 | 29.813 |  | 29.813 | 0 | 0 | 0 | 0
27.12. | 13 | 29.813 |  | 29.813 | 0 | 0 | 0 | 0
27.12. | 14 | 29.813 |  | 29.813 | 0 | 0 | 0 | 0
27.12. | 15 | 29.813 |  | 29.813 | 0 | 0 | 0 | 0
27.12. | 16 | 29.813 |  | 29.813 | 0 | 0 | 0 | 0
27.12. | 17 | 29.813 |  | 29.813 | 0 | 0 | 0 | 0
27.12. | 18 | 29.813 |  | 29.813 | 0 | 0 | 0 | 0
27.12. | 19 | 29.813 |  | 29.813 | 0 | 0 | 0 | 0
27.12. | 20 | 29.813 |  | 29.813 | 0 | 0 | 0 | 0
27.12. | 21 | 29.813 |  | 29.813 | 0 | 0 | 0 | 0
27.12. | 22 | 29.813 |  | 29.813 | 0 | 0 | 0 | 0
27.12. | 23 | 29.813 |  | 29.813 | 0 | 0 | 0 | 0
27.12. | 24 | 29.813 |  | 29.813 | 0 | 0 | 0 | 0
28.12. | 1 | 29.813 |  | 29.813 | 0 | 0 | 0 | 0
28.12. | 2 | 29.813 |  | 29.813 | 0 | 0 | 0 | 0
28.12. | 3 | 29.813 |  | 29.813 | 0 | 0 | 0 | 0
28.12. | 4 | 29.813 |  | 29.813 | 0 | 0 | 0 | 0
28.12. | 5 | 29.813 |  | 29.813 | 0 | 0 | 0 | 0
28.12. | 6 | 29.813 |  | 29.813 | 0 | 0 | 0 | 0
28.12. | 7 | 29.813 |  | 29.813 | 0 | 0 | 0 | 0
28.12. | 8 | 29.813 |  | 29.813 | 0 | 0 | 0 | 0
28.12. | 9 | 29.813 |  | 29.813 | 0 | 0 | 0 | 0
28.12. | 10 | 29.813 |  | 29.813 | 0 | 0 | 0 | 0
28.12. | 11 | 29.813 |  | 29.813 | 0 | 0 | 0 | 0
28.12. | 12 | 29.813 |  | 29.813 | 0 | 0 | 0 | 0
28.12. | 13 | 29.813 |  | 29.813 | 0 | 0 | 0 | 0
28.12. | 14 | 29.813 |  | 29.813 | 0 | 0 | 0 | 0
28.12. | 15 | 29.813 |  | 29.813 | 0 | 0 | 0 | 0
28.12. | 16 | 29.813 |  | 29.813 | 0 | 0 | 0 | 0
28.12. | 17 | 29.813 |  | 29.813 | 0 | 0 | 0 | 0
28.12. | 18 | 29.813 |  | 29.813 | 0 | 0 | 0 | 0
28.12. | 19 | 29.813 |  | 29.813 | 0 | 0 | 0 | 0
28.12. | 20 | 29.813 |  | 29.813 | 0 | 0 | 0 | 0
28.12. | 21 | 29.813 |  | 29.813 | 0 | 0 | 0 | 0
28.12. | 22 | 29.813 |  | 29.813 | 0 | 0 | 0 | 0
28.12. | 23 | 29.813 |  | 29.813 | 0 | 0 | 0 | 0
28.12. | 24 | 29.813 |  | 29.813 | 0 | 0 | 0 | 0
29.12. | 1 | 29.813 |  | 29.813 | 0 | 0 | 0 | 0
29.12. | 2 | 29.813 |  | 29.813 | 0 | 0 | 0 | 0
29.12. | 3 | 29.813 |  | 29.813 | 0 | 0 | 0 | 0
29.12. | 4 | 29.813 |  | 29.813 | 0 | 0 | 0 | 0
29.12. | 5 | 29.813 |  | 29.813 | 0 | 0 | 0 | 0
29.12. | 6 | 29.813 |  | 29.813 | 0 | 0 | 0 | 0
29.12. | 7 | 29.813 |  | 29.813 | 0 | 0 | 0 | 0
29.12. | 8 | 29.813 |  | 29.813 | 0 | 0 | 0 | 0
29.12. | 9 | 29.813 |  | 29.813 | 0 | 0 | 0 | 0
29.12. | 10 | 29.813 |  | 29.813 | 0 | 0 | 0 | 0
29.12. | 11 | 29.813 |  | 29.813 | 0 | 0 | 0 | 0
29.12. | 12 | 29.813 |  | 29.813 | 0 | 0 | 0 | 0
29.12. | 13 | 29.813 |  | 29.813 | 0 | 0 | 0 | 0
29.12. | 14 | 29.813 |  | 29.813 | 0 | 0 | 0 | 0
29.12. | 15 | 29.813 |  | 29.813 | 0 | 0 | 0 | 0
29.12. | 16 | 29.813 |  | 29.813 | 0 | 0 | 0 | 0
29.12. | 17 | 29.813 |  | 29.813 | 0 | 0 | 0 | 0
29.12. | 18 | 29.813 |  | 29.813 | 0 | 0 | 0 | 0
29.12. | 19 | 29.813 |  | 29.813 | 0 | 0 | 0 | 0
29.12. | 20 | 29.813 |  | 29.813 | 0 | 0 | 0 | 0
29.12. | 21 | 29.813 |  | 29.813 | 0 | 0 | 0 | 0
29.12. | 22 | 29.813 |  | 29.813 | 0 | 0 | 0 | 0
29.12. | 23 | 29.813 |  | 29.813 | 0 | 0 | 0 | 0
29.12. | 24 | 29.813 |  | 29.813 | 0 | 0 | 0 | 0
30.12. | 1 | 29.813 |  | 29.813 | 0 | 0 | 0 | 0
30.12. | 2 | 29.813 |  | 29.813 | 0 | 0 | 0 | 0
30.12. | 3 | 29.813 |  | 29.813 | 0 | 0 | 0 | 0
30.12. | 4 | 29.813 |  | 29.813 | 0 | 0 | 0 | 0
30.12. | 5 | 29.813 |  | 29.813 | 0 | 0 | 0 | 0
30.12. | 6 | 29.813 |  | 29.813 | 0 | 0 | 0 | 0
30.12. | 7 | 29.813 |  | 29.813 | 0 | 0 | 0 | 0
30.12. | 8 | 29.813 |  | 29.813 | 0 | 0 | 0 | 0
30.12. | 9 | 29.813 |  | 29.813 | 0 | 0 | 0 | 0
30.12. | 10 | 29.813 |  | 29.813 | 0 | 0 | 0 | 0
30.12. | 11 | 29.813 |  | 29.813 | 0 | 0 | 0 | 0
30.12. | 12 | 29.813 |  | 29.813 | 0 | 0 | 0 | 0
30.12. | 13 | 29.813 |  | 29.813 | 0 | 0 | 0 | 0
30.12. | 14 | 29.813 |  | 29.813 | 0 | 0 | 0 | 0
30.12. | 15 | 29.813 |  | 29.813 | 0 | 0 | 0 | 0
30.12. | 16 | 29.813 |  | 29.813 | 0 | 0 | 0 | 0
30.12. | 17 | 29.813 |  | 29.813 | 0 | 0 | 0 | 0
30.12. | 18 | 29.813 |  | 29.813 | 0 | 0 | 0 | 0
30.12. | 19 | 29.813 |  | 29.813 | 0 | 0 | 0 | 0
30.12. | 20 | 29.813 |  | 29.813 | 0 | 0 | 0 | 0
30.12. | 21 | 29.813 |  | 29.813 | 0 | 0 | 0 | 0
30.12. | 22 | 29.813 |  | 29.813 | 0 | 0 | 0 | 0
30.12. | 23 | 29.813 |  | 29.813 | 0 | 0 | 0 | 0
30.12. | 24 | 29.813 |  | 29.813 | 0 | 0 | 0 | 0
31.12. | 1 | 29.813 |  | 29.813 | 0 | 0 | 0 | 0
31.12. | 2 | 29.813 |  | 29.813 | 0 | 0 | 0 | 0
31.12. | 3 | 29.813 |  | 29.813 | 0 | 0 | 0 | 0
31.12. | 4 | 29.813 |  | 29.813 | 0 | 0 | 0 | 0
31.12. | 5 | 29.813 |  | 29.813 | 0 | 0 | 0 | 0
31.12. | 6 | 29.813 |  | 29.813 | 0 | 0 | 0 | 0
31.12. | 7 | 29.813 |  | 29.813 | 0 | 0 | 0 | 0
31.12. | 8 | 29.813 |  | 29.813 | 0 | 0 | 0 | 0
31.12. | 9 | 29.813 |  | 29.813 | 0 | 0 | 0 | 0
31.12. | 10 | 29.813 |  | 29.813 | 0 | 0 | 0 | 0
31.12. | 11 | 29.813 |  | 29.813 | 0 | 0 | 0 | 0
31.12. | 12 | 29.813 |  | 29.813 | 0 | 0 | 0 | 0
31.12. | 13 | 29.813 |  | 29.813 | 0 | 0 | 0 | 0
31.12. | 14 | 29.813 |  | 29.813 | 0 | 0 | 0 | 0
31.12. | 15 | 29.813 |  | 29.813 | 0 | 0 | 0 | 0
31.12. | 16 | 29.813 |  | 29.813 | 0 | 0 | 0 | 0
31.12. | 17 | 29.813 |  | 29.813 | 0 | 0 | 0 | 0
31.12. | 18 | 29.813 |  | 29.813 | 0 | 0 | 0 | 0
31.12. | 19 | 29.813 |  | 29.813 | 0 | 0 | 0 | 0
31.12. | 20 | 29.813 |  | 29.813 | 0 | 0 | 0 | 0
31.12. | 21 | 29.813 |  | 29.813 | 0 | 0 | 0 | 0
31.12. | 22 | 29.813 |  | 29.813 | 0 | 0 | 0 | 0
31.12. | 23 | 29.813 |  | 29.813 | 0 | 0 | 0 | 0
31.12. | 24 | 29.813 |  | 29.813 | 0 | 0 | 0 | 0