## Thermal
ENTSO-E Market Modelling Database: Thermal generation
Country:
Market Node: | TR00
Year:
Climate year
Scenario
Fuel & Plant type |  | Net generating capacity (MW) | Number of units | Number of biofuel units | Biofuel usage [%] | MUST RUN OBLIGATIONS | [13 empty] | Daily limitation in MWh (optional) | [11 empty] | Unavailability |  |  | Min stable power (% of max power) | Ramp up rate(MW/h) | Ramp down rate (MW/h) | fixed generation reduction (% of max power output) | Median Start-up fuel name | Custom biofuel price (EUR/Net GJ) | Maximum number of units on maintenance
[32 empty] | Forced outage (annual rate) | Planned outage | Planned outage
[33 empty] | annual rate | winter
[7 empty] | Jan | Feb | Mar | April | May | June | July | Aug | Sept | Oct | Nov | Dec | causes (e.g technical, subsidies, environmental, grid constraints... | Jan | Feb | Mar | April | May | June | July | Aug | Sept | Oct | Nov | Dec | % | number of days | minimum % of annual number of days
Nuclear |  | 4456 | 4 | 0 | 0 | number of must run units | 0 | 0 | 0 | 0 | 0 | 0 | 0 | 0 | 0 | 0 | 0 | 0 | [13 empty] | 5 | 54 | 15 | 25 | 3342 | 3342 | 0 | 0 | 0 | 4
[6 empty] | % of installed capacity | 0 | 0 | 0 | 0 | 0 | 0 | 0 | 0 | 0 | 0 | 0 | 0
Hard coal | old 1 | 5978.4825 | 13 | 0 | 0 | number of must run units | 0 | 0 | 0 | 0 | 0 | 0 | 0 | 0 | 0 | 0 | 0 | 0 | [13 empty] | 10 | 27 | 15 | 40 | 360 | 480 | 0 | 0 | 0 | 13
[6 empty] | % of installed capacity | 0 | 0 | 0 | 0 | 0 | 0 | 0 | 0 | 0 | 0 | 0 | 0
| old 2 | 1802.703 | 11 | 0 | 0 | number of must run units | 0 | 0 | 0 | 0 | 0 | 0 | 0 | 0 | 0 | 0 | 0 | 0 | [13 empty] | 10 | 27 | 15 | 40 | 360 | 480 | 0 | 0 | 0 | 11
[6 empty] | % of installed capacity | 0 | 0 | 0 | 0 | 0 | 0 | 0 | 0 | 0 | 0 | 0 | 0
| new | 225.5 | 2 | 0 | 0 | number of must run units | 0 | 0 | 0 | 0 | 0 | 0 | 0 | 0 | 0 | 0 | 0 | 0 | [13 empty] | 7.5 | 27 | 15 | 40 | 277.3064 | 346.633 | 0 | 0 | 0 | 2
[6 empty] | % of installed capacity | 0 | 0 | 0 | 0 | 0 | 0 | 0 | 0 | 0 | 0 | 0 | 0
| CCS | 0 | 0 | 0 | 0 | number of must run units | 0 | 0 | 0 | 0 | 0 | 0 | 0 | 0 | 0 | 0 | 0 | 0 | [13 empty] | 7.5 | 27 | 15 |  |  |  | 0 | 0 |  | 0
[6 empty] | % of installed capacity | 0 | 0 | 0 | 0 | 0 | 0 | 0 | 0 | 0 | 0 | 0 | 0
Lignite | old 1 | 6012.8184 | 34 | 0 | 0 | number of must run units | 0 | 0 | 0 | 0 | 0 | 0 | 0 | 0 | 0 | 0 | 0 | 0 | [13 empty] | 10 | 27 | 15 | 40 | 360 | 480 | 0 | 0 | 0 | 34
[6 empty] | % of installed capacity | 0 | 0 | 0 | 0 | 0 | 0 | 0 | 0 | 0 | 0 | 0 | 0
| old 2 | 1885.0065 | 15 | 0 | 0 | number of must run units | 0 | 0 | 0 | 0 | 0 | 0 | 0 | 0 | 0 | 0 | 0 | 0 | [13 empty] | 10 | 27 | 15 | 40 | 360 | 480 | 0 | 0 | 0 | 15
[6 empty] | % of installed capacity | 0 | 0 | 0 | 0 | 0 | 0 | 0 | 0 | 0 | 0 | 0 | 0
| new | 2954.0811 | 9 | 0 | 0 | number of must run units | 0 | 0 | 0 | 0 | 0 | 0 | 0 | 0 | 0 | 0 | 0 | 0 | [13 empty] | 7.5 | 27 | 15 | 40.0034 | 495.2552 | 1238.138 | 0 | 0 | 0 | 9
[6 empty] | % of installed capacity | 0 | 0 | 0 | 0 | 0 | 0 | 0 | 0 | 0 | 0 | 0 | 0
| CCS | 0 | 0 | 0 | 0 | number of must run units | 0 | 0 | 0 | 0 | 0 | 0 | 0 | 0 | 0 | 0 | 0 | 0 | [13 empty] | 7.5 | 27 | 15 |  |  |  | 0 | 0 |  | 0
[6 empty] | % of installed capacity | 0 | 0 | 0 | 0 | 0 | 0 | 0 | 0 | 0 | 0 | 0 | 0
Gas | Conventional old 1 | 0 | 0 | 0 | 0 | number of must run units | 0 | 0 | 0 | 0 | 0 | 0 | 0 | 0 | 0 | 0 | 0 | 0 | [13 empty] | 8 | 27 | 15 |  |  |  | 0 | 0 |  | 0
[6 empty] | % of installed capacity | 0 | 0 | 0 | 0 | 0 | 0 | 0 | 0 | 0 | 0 | 0 | 0
| Conventional old 2 | 0 | 0 | 0 | 0 | number of must run units | 0 | 0 | 0 | 0 | 0 | 0 | 0 | 0 | 0 | 0 | 0 | 0 | [13 empty] | 8 | 27 | 15 |  |  |  | 0 | 0 |  | 0
[6 empty] | % of installed capacity | 0 | 0 | 0 | 0 | 0 | 0 | 0 | 0 | 0 | 0 | 0 | 0
| CCGT old 1 | 10514.5602 | 55 | 0 | 0 | number of must run units | 0 | 0 | 0 | 0 | 0 | 0 | 0 | 0 | 0 | 0 | 0 | 0 | [13 empty] | 8 | 27 | 15 | 45.7331 | 217.2876 | 215.9796 | 0 | 0 | 0 | 55
[6 empty] | % of installed capacity | 0 | 0 | 0 | 0 | 0 | 0 | 0 | 0 | 0 | 0 | 0 | 0
| CCGT old 2 | 909.5831 | 1 | 0 | 0 | number of must run units | 0 | 0 | 0 | 0 | 0 | 0 | 0 | 0 | 0 | 0 | 0 | 0 | [13 empty] | 8 | 27 | 15 | 50 | 240 | 240 | 0 | 0 | 0 | 1
[6 empty] | % of installed capacity | 0 | 0 | 0 | 0 | 0 | 0 | 0 | 0 | 0 | 0 | 0 | 0
| CCGT new | 11565.3851 | 21 | 0 | 0 | number of must run units | 0 | 0 | 0 | 0 | 0 | 0 | 0 | 0 | 0 | 0 | 0 | 0 | [13 empty] | 5 | 27 | 15 | 51.4922 | 358.0829 | 395.1313 | 0 | 0 | 0 | 21
[6 empty] | % of installed capacity | 0 | 0 | 0 | 0 | 0 | 0 | 0 | 0 | 0 | 0 | 0 | 0
| CCGT CCS | 0 | 0 | 0 | 0 | number of must run units | 0 | 0 | 0 | 0 | 0 | 0 | 0 | 0 | 0 | 0 | 0 | 0 | [13 empty] | 5 | 27 | 15 |  |  |  | 0 | 0 |  | 0
[6 empty] | % of installed capacity | 0 | 0 | 0 | 0 | 0 | 0 | 0 | 0 | 0 | 0 | 0 | 0
| OCGT old | 0 | 0 | 0 | 0 | number of must run units | 0 | 0 | 0 | 0 | 0 | 0 | 0 | 0 | 0 | 0 | 0 | 0 | [13 empty] | 8 | 13 | 15 |  |  |  | 0 | 0 |  | 0
[6 empty] | % of installed capacity | 0 | 0 | 0 | 0 | 0 | 0 | 0 | 0 | 0 | 0 | 0 | 0
| OCGT new | 243.8 | 2 | 0 | 0 | number of must run units | 0 | 0 | 0 | 0 | 0 | 0 | 0 | 0 | 0 | 0 | 0 | 0 | [13 empty] | 5 | 13 | 15 | 36.1772 | 877.68 | 877.68 | 0 | 0 | 0 | 2
[6 empty] | % of installed capacity | 0 | 0 | 0 | 0 | 0 | 0 | 0 | 0 | 0 | 0 | 0 | 0
Light oil |  | 0 | 0 | 0 | 0 | number of must run units | 0 | 0 | 0 | 0 | 0 | 0 | 0 | 0 | 0 | 0 | 0 | 0 | [13 empty] | 8 | 13 | 15 |  |  |  | 0 | 0 |  | 0
[6 empty] | % of installed capacity | 0 | 0 | 0 | 0 | 0 | 0 | 0 | 0 | 0 | 0 | 0 | 0
Heavy oil | old 1 | 0 | 0 | 0 | 0 | number of must run units | 0 | 0 | 0 | 0 | 0 | 0 | 0 | 0 | 0 | 0 | 0 | 0 | [13 empty] | 10 | 27 | 15 |  |  |  | 0 | 0 |  | 0
[6 empty] | % of installed capacity | 0 | 0 | 0 | 0 | 0 | 0 | 0 | 0 | 0 | 0 | 0 | 0
| old 2 | 0 | 0 | 0 | 0 | number of must run units | 0 | 0 | 0 | 0 | 0 | 0 | 0 | 0 | 0 | 0 | 0 | 0 | [13 empty] | 10 | 27 | 15 |  |  |  | 0 | 0 |  | 0
[6 empty] | % of installed capacity | 0 | 0 | 0 | 0 | 0 | 0 | 0 | 0 | 0 | 0 | 0 | 0
Oil shale | old | 2000 | 1 | 0 | 0 | number of must run units | 0 | 0 | 0 | 0 | 0 | 0 | 0 | 0 | 0 | 0 | 0 | 0 | [13 empty] | 10 | 27 | 15 | 0 | 0 | 0 | 0 | 0 | 0 | 1
[6 empty] | % of installed capacity | 0 | 0 | 0 | 0 | 0 | 0 | 0 | 0 | 0 | 0 | 0 | 0
| new | 316.7192 | 5 | 0 | 0 | number of must run units | 0 | 0 | 0 | 0 | 0 | 0 | 0 | 0 | 0 | 0 | 0 | 0 | [13 empty] | 7.5 | 27 | 15 | 23.663 | 147.9942 | 130.9673 | 0 | 0 | 0 | 5
[6 empty] | % of installed capacity | 0 | 0 | 0 | 0 | 0 | 0 | 0 | 0 | 0 | 0 | 0 | 0
Gas | CCGT present 1 | 0 | 0 | 0 | 0 | number of must run units | 0 | 0 | 0 | 0 | 0 | 0 | 0 | 0 | 0 | 0 | 0 | 0 | [13 empty] | 5 | 27 | 15 |  |  |  | 0 | 0 |  | 0
[6 empty] | % of installed capacity | 0 | 0 | 0 | 0 | 0 | 0 | 0 | 0 | 0 | 0 | 0 | 0
| CCGT present 2 | 0 | 0 | 0 | 0 | number of must run units | 0 | 0 | 0 | 0 | 0 | 0 | 0 | 0 | 0 | 0 | 0 | 0 | [13 empty] | 5 | 27 | 15 |  |  |  | 0 | 0 |  | 0
[6 empty] | % of installed capacity | 0 | 0 | 0 | 0 | 0 | 0 | 0 | 0 | 0 | 0 | 0 | 0
Hydrogen | Fuel Cell | 0 | 0 | 0 | 0 | number of must run units | 0 | 0 | 0 | 0 | 0 | 0 | 0 | 0 | 0 | 0 | 0 | 0 | [13 empty] | 2.5 | 7 | 0 |  |  |  | 0 | 0 |  | 0
[6 empty] | % of installed capacity | 0 | 0 | 0 | 0 | 0 | 0 | 0 | 0 | 0 | 0 | 0 | 0
Hydrogen | CCGT | 0 | 0 | 0 | 0 | number of must run units | 0 | 0 | 0 | 0 | 0 | 0 | 0 | 0 | 0 | 0 | 0 | 0 | [13 empty] | 5 | 27 | 15 |  |  |  | 0 | 0 |  | 0
[6 empty] | % of installed capacity | 0 | 0 | 0 | 0 | 0 | 0 | 0 | 0 | 0 | 0 | 0 | 0
Hydrogen | OCGT | 0 | 0 | 0 | 0 | number of must run units | 0 | 0 | 0 | 0 | 0 | 0 | 0 | 0 | 0 | 0 | 0 | 0 | [13 empty] | 5 | 13 | 15 |  |  |  | 0 | 0 |  | 0
[6 empty] | % of installed capacity | 0 | 0 | 0 | 0 | 0 | 0 | 0 | 0 | 0 | 0 | 0 | 0

## Other Non-RES
ENTSO-E Market Modelling Database: Other non-RES
Country:
Market Node: | TR00
Year:
Climate year |  |  | N.B. use convention first January always Monday (2007 calendar year) --> see guidelines for further details
Scenario
|  | Price Band 1 | Price Band 2
| Installed capacity (MW) | 2000
| Number of units | 0
| PEMMDB type(s) | OtherNon-RES/Shale oil/old
Purpose
| Avg. Market Offer Price (€/MWh) | 0
| Avg. Efficiency Ratio | 0
| Avg. CO2 em. factor (ton/MWh) | 0
| Start climate year | 2030
| End climate year | 2030
Date | Hour | Available capacity (MW) | Available capacity (MW) | Available capacity (MW) | Available capacity (MW) | Available capacity (MW) | Available capacity (MW) | Available capacity (MW) | Available capacity (MW) | Available capacity (MW) | Available capacity (MW) | Available capacity (MW) | Available capacity (MW) | Available capacity (MW) | Available capacity (MW) | Available capacity (MW) | Available capacity (MW) | Available capacity (MW) | Available capacity (MW) | Available capacity (MW) | Available capacity (MW) | Available capacity (MW) | Available capacity (MW) | Available capacity (MW) | Available capacity (MW) | Available capacity (MW) | Available capacity (MW) | Available capacity (MW)
01.01. | 1 | 2000
01.01. | 2 | 2000
01.01. | 3 | 2000
01.01. | 4 | 2000
01.01. | 5 | 2000
01.01. | 6 | 2000
01.01. | 7 | 2000
01.01. | 8 | 2000
01.01. | 9 | 2000
01.01. | 10 | 2000
01.01. | 11 | 2000
01.01. | 12 | 2000
01.01. | 13 | 2000
01.01. | 14 | 2000
01.01. | 15 | 2000
01.01. | 16 | 2000
01.01. | 17 | 2000
01.01. | 18 | 2000
01.01. | 19 | 2000
01.01. | 20 | 2000
01.01. | 21 | 2000
01.01. | 22 | 2000
01.01. | 23 | 2000
01.01. | 24 | 2000
02.01. | 1 | 2000
02.01. | 2 | 2000
02.01. | 3 | 2000
02.01. | 4 | 2000
02.01. | 5 | 2000
02.01. | 6 | 2000
02.01. | 7 | 2000
02.01. | 8 | 2000
02.01. | 9 | 2000
02.01. | 10 | 2000
02.01. | 11 | 2000
02.01. | 12 | 2000
02.01. | 13 | 2000
02.01. | 14 | 2000
02.01. | 15 | 2000
02.01. | 16 | 2000
02.01. | 17 | 2000
02.01. | 18 | 2000
02.01. | 19 | 2000
02.01. | 20 | 2000
02.01. | 21 | 2000
02.01. | 22 | 2000
02.01. | 23 | 2000
02.01. | 24 | 2000
03.01. | 1 | 2000
03.01. | 2 | 2000
03.01. | 3 | 2000
03.01. | 4 | 2000
03.01. | 5 | 2000
03.01. | 6 | 2000
03.01. | 7 | 2000
03.01. | 8 | 2000
03.01. | 9 | 2000
03.01. | 10 | 2000
03.01. | 11 | 2000
03.01. | 12 | 2000
03.01. | 13 | 2000
03.01. | 14 | 2000
03.01. | 15 | 2000
03.01. | 16 | 2000
03.01. | 17 | 2000
03.01. | 18 | 2000
03.01. | 19 | 2000
03.01. | 20 | 2000
03.01. | 21 | 2000
03.01. | 22 | 2000
03.01. | 23 | 2000
03.01. | 24 | 2000
04.01. | 1 | 2000
04.01. | 2 | 2000
04.01. | 3 | 2000
04.01. | 4 | 2000
04.01. | 5 | 2000
04.01. | 6 | 2000
04.01. | 7 | 2000
04.01. | 8 | 2000
04.01. | 9 | 2000
04.01. | 10 | 2000
04.01. | 11 | 2000
04.01. | 12 | 2000
04.01. | 13 | 2000
04.01. | 14 | 2000
04.01. | 15 | 2000
04.01. | 16 | 2000
04.01. | 17 | 2000
04.01. | 18 | 2000
04.01. | 19 | 2000
04.01. | 20 | 2000
04.01. | 21 | 2000
04.01. | 22 | 2000
04.01. | 23 | 2000
04.01. | 24 | 2000
05.01. | 1 | 2000
05.01. | 2 | 2000
05.01. | 3 | 2000
05.01. | 4 | 2000
05.01. | 5 | 2000
05.01. | 6 | 2000
05.01. | 7 | 2000
05.01. | 8 | 2000
05.01. | 9 | 2000
05.01. | 10 | 2000
05.01. | 11 | 2000
05.01. | 12 | 2000
05.01. | 13 | 2000
05.01. | 14 | 2000
05.01. | 15 | 2000
05.01. | 16 | 2000
05.01. | 17 | 2000
05.01. | 18 | 2000
05.01. | 19 | 2000
05.01. | 20 | 2000
05.01. | 21 | 2000
05.01. | 22 | 2000
05.01. | 23 | 2000
05.01. | 24 | 2000
06.01. | 1 | 2000
06.01. | 2 | 2000
06.01. | 3 | 2000
06.01. | 4 | 2000
06.01. | 5 | 2000
06.01. | 6 | 2000
06.01. | 7 | 2000
06.01. | 8 | 2000
06.01. | 9 | 2000
06.01. | 10 | 2000
06.01. | 11 | 2000
06.01. | 12 | 2000
06.01. | 13 | 2000
06.01. | 14 | 2000
06.01. | 15 | 2000
06.01. | 16 | 2000
06.01. | 17 | 2000
06.01. | 18 | 2000
06.01. | 19 | 2000
06.01. | 20 | 2000
06.01. | 21 | 2000
06.01. | 22 | 2000
06.01. | 23 | 2000
06.01. | 24 | 2000
07.01. | 1 | 2000
07.01. | 2 | 2000
07.01. | 3 | 2000
07.01. | 4 | 2000
07.01. | 5 | 2000
07.01. | 6 | 2000
07.01. | 7 | 2000
07.01. | 8 | 2000
07.01. | 9 | 2000
07.01. | 10 | 2000
07.01. | 11 | 2000
07.01. | 12 | 2000
07.01. | 13 | 2000
07.01. | 14 | 2000
07.01. | 15 | 2000
07.01. | 16 | 2000
07.01. | 17 | 2000
07.01. | 18 | 2000
07.01. | 19 | 2000
07.01. | 20 | 2000
07.01. | 21 | 2000
07.01. | 22 | 2000
07.01. | 23 | 2000
07.01. | 24 | 2000
08.01. | 1 | 2000
08.01. | 2 | 2000
08.01. | 3 | 2000
08.01. | 4 | 2000
08.01. | 5 | 2000
08.01. | 6 | 2000
08.01. | 7 | 2000
08.01. | 8 | 2000
08.01. | 9 | 2000
08.01. | 10 | 2000
08.01. | 11 | 2000
08.01. | 12 | 2000
08.01. | 13 | 2000
08.01. | 14 | 2000
08.01. | 15 | 2000
08.01. | 16 | 2000
08.01. | 17 | 2000
08.01. | 18 | 2000
08.01. | 19 | 2000
08.01. | 20 | 2000
08.01. | 21 | 2000
08.01. | 22 | 2000
08.01. | 23 | 2000
08.01. | 24 | 2000
09.01. | 1 | 2000
09.01. | 2 | 2000
09.01. | 3 | 2000
09.01. | 4 | 2000
09.01. | 5 | 2000
09.01. | 6 | 2000
09.01. | 7 | 2000
09.01. | 8 | 2000
09.01. | 9 | 2000
09.01. | 10 | 2000
09.01. | 11 | 2000
09.01. | 12 | 2000
09.01. | 13 | 2000
09.01. | 14 | 2000
09.01. | 15 | 2000
09.01. | 16 | 2000
09.01. | 17 | 2000
09.01. | 18 | 2000
09.01. | 19 | 2000
09.01. | 20 | 2000
09.01. | 21 | 2000
09.01. | 22 | 2000
09.01. | 23 | 2000
09.01. | 24 | 2000
10.01. | 1 | 2000
10.01. | 2 | 2000
10.01. | 3 | 2000
10.01. | 4 | 2000
10.01. | 5 | 2000
10.01. | 6 | 2000
10.01. | 7 | 2000
10.01. | 8 | 2000
10.01. | 9 | 2000
10.01. | 10 | 2000
10.01. | 11 | 2000
10.01. | 12 | 2000
10.01. | 13 | 2000
10.01. | 14 | 2000
10.01. | 15 | 2000
10.01. | 16 | 2000
10.01. | 17 | 2000
10.01. | 18 | 2000
10.01. | 19 | 2000
10.01. | 20 | 2000
10.01. | 21 | 2000
10.01. | 22 | 2000
10.01. | 23 | 2000
10.01. | 24 | 2000
11.01. | 1 | 2000
11.01. | 2 | 2000
11.01. | 3 | 2000
11.01. | 4 | 2000
11.01. | 5 | 2000
11.01. | 6 | 2000
11.01. | 7 | 2000
11.01. | 8 | 2000
11.01. | 9 | 2000
11.01. | 10 | 2000
11.01. | 11 | 2000
11.01. | 12 | 2000
11.01. | 13 | 2000
11.01. | 14 | 2000
11.01. | 15 | 2000
11.01. | 16 | 2000
11.01. | 17 | 2000
11.01. | 18 | 2000
11.01. | 19 | 2000
11.01. | 20 | 2000
11.01. | 21 | 2000
11.01. | 22 | 2000
11.01. | 23 | 2000
11.01. | 24 | 2000
12.01. | 1 | 2000
12.01. | 2 | 2000
12.01. | 3 | 2000
12.01. | 4 | 2000
12.01. | 5 | 2000
12.01. | 6 | 2000
12.01. | 7 | 2000
12.01. | 8 | 2000
12.01. | 9 | 2000
12.01. | 10 | 2000
12.01. | 11 | 2000
12.01. | 12 | 2000
12.01. | 13 | 2000
12.01. | 14 | 2000
12.01. | 15 | 2000
12.01. | 16 | 2000
12.01. | 17 | 2000
12.01. | 18 | 2000
12.01. | 19 | 2000
12.01. | 20 | 2000
12.01. | 21 | 2000
12.01. | 22 | 2000
12.01. | 23 | 2000
12.01. | 24 | 2000
13.01. | 1 | 2000
13.01. | 2 | 2000
13.01. | 3 | 2000
13.01. | 4 | 2000
13.01. | 5 | 2000
13.01. | 6 | 2000
13.01. | 7 | 2000
13.01. | 8 | 2000
13.01. | 9 | 2000
13.01. | 10 | 2000
13.01. | 11 | 2000
13.01. | 12 | 2000
13.01. | 13 | 2000
13.01. | 14 | 2000
13.01. | 15 | 2000
13.01. | 16 | 2000
13.01. | 17 | 2000
13.01. | 18 | 2000
13.01. | 19 | 2000
13.01. | 20 | 2000
13.01. | 21 | 2000
13.01. | 22 | 2000
13.01. | 23 | 2000
13.01. | 24 | 2000
14.01. | 1 | 2000
14.01. | 2 | 2000
14.01. | 3 | 2000
14.01. | 4 | 2000
14.01. | 5 | 2000
14.01. | 6 | 2000
14.01. | 7 | 2000
14.01. | 8 | 2000
14.01. | 9 | 2000
14.01. | 10 | 2000
14.01. | 11 | 2000
14.01. | 12 | 2000
14.01. | 13 | 2000
14.01. | 14 | 2000
14.01. | 15 | 2000
14.01. | 16 | 2000
14.01. | 17 | 2000
14.01. | 18 | 2000
14.01. | 19 | 2000
14.01. | 20 | 2000
14.01. | 21 | 2000
14.01. | 22 | 2000
14.01. | 23 | 2000
14.01. | 24 | 2000
15.01. | 1 | 2000
15.01. | 2 | 2000
15.01. | 3 | 2000
15.01. | 4 | 2000
15.01. | 5 | 2000
15.01. | 6 | 2000
15.01. | 7 | 2000
15.01. | 8 | 2000
15.01. | 9 | 2000
15.01. | 10 | 2000
15.01. | 11 | 2000
15.01. | 12 | 2000
15.01. | 13 | 2000
15.01. | 14 | 2000
15.01. | 15 | 2000
15.01. | 16 | 2000
15.01. | 17 | 2000
15.01. | 18 | 2000
15.01. | 19 | 2000
15.01. | 20 | 2000
15.01. | 21 | 2000
15.01. | 22 | 2000
15.01. | 23 | 2000
15.01. | 24 | 2000
16.01. | 1 | 2000
16.01. | 2 | 2000
16.01. | 3 | 2000
16.01. | 4 | 2000
16.01. | 5 | 2000
16.01. | 6 | 2000
16.01. | 7 | 2000
16.01. | 8 | 2000
16.01. | 9 | 2000
16.01. | 10 | 2000
16.01. | 11 | 2000
16.01. | 12 | 2000
16.01. | 13 | 2000
16.01. | 14 | 2000
16.01. | 15 | 2000
16.01. | 16 | 2000
16.01. | 17 | 2000
16.01. | 18 | 2000
16.01. | 19 | 2000
16.01. | 20 | 2000
16.01. | 21 | 2000
16.01. | 22 | 2000
16.01. | 23 | 2000
16.01. | 24 | 2000
17.01. | 1 | 2000
17.01. | 2 | 2000
17.01. | 3 | 2000
17.01. | 4 | 2000
17.01. | 5 | 2000
17.01. | 6 | 2000
17.01. | 7 | 2000
17.01. | 8 | 2000
17.01. | 9 | 2000
17.01. | 10 | 2000
17.01. | 11 | 2000
17.01. | 12 | 2000
17.01. | 13 | 2000
17.01. | 14 | 2000
17.01. | 15 | 2000
17.01. | 16 | 2000
17.01. | 17 | 2000
17.01. | 18 | 2000
17.01. | 19 | 2000
17.01. | 20 | 2000
17.01. | 21 | 2000
17.01. | 22 | 2000
17.01. | 23 | 2000
17.01. | 24 | 2000
18.01. | 1 | 2000
18.01. | 2 | 2000
18.01. | 3 | 2000
18.01. | 4 | 2000
18.01. | 5 | 2000
18.01. | 6 | 2000
18.01. | 7 | 2000
18.01. | 8 | 2000
18.01. | 9 | 2000
18.01. | 10 | 2000
18.01. | 11 | 2000
18.01. | 12 | 2000
18.01. | 13 | 2000
18.01. | 14 | 2000
18.01. | 15 | 2000
18.01. | 16 | 2000
18.01. | 17 | 2000
18.01. | 18 | 2000
18.01. | 19 | 2000
18.01. | 20 | 2000
18.01. | 21 | 2000
18.01. | 22 | 2000
18.01. | 23 | 2000
18.01. | 24 | 2000
19.01. | 1 | 2000
19.01. | 2 | 2000
19.01. | 3 | 2000
19.01. | 4 | 2000
19.01. | 5 | 2000
19.01. | 6 | 2000
19.01. | 7 | 2000
19.01. | 8 | 2000
19.01. | 9 | 2000
19.01. | 10 | 2000
19.01. | 11 | 2000
19.01. | 12 | 2000
19.01. | 13 | 2000
19.01. | 14 | 2000
19.01. | 15 | 2000
19.01. | 16 | 2000
19.01. | 17 | 2000
19.01. | 18 | 2000
19.01. | 19 | 2000
19.01. | 20 | 2000
19.01. | 21 | 2000
19.01. | 22 | 2000
19.01. | 23 | 2000
19.01. | 24 | 2000
20.01. | 1 | 2000
20.01. | 2 | 2000
20.01. | 3 | 2000
20.01. | 4 | 2000
20.01. | 5 | 2000
20.01. | 6 | 2000
20.01. | 7 | 2000
20.01. | 8 | 2000
20.01. | 9 | 2000
20.01. | 10 | 2000
20.01. | 11 | 2000
20.01. | 12 | 2000
20.01. | 13 | 2000
20.01. | 14 | 2000
20.01. | 15 | 2000
20.01. | 16 | 2000
20.01. | 17 | 2000
20.01. | 18 | 2000
20.01. | 19 | 2000
20.01. | 20 | 2000
20.01. | 21 | 2000
20.01. | 22 | 2000
20.01. | 23 | 2000
20.01. | 24 | 2000
21.01. | 1 | 2000
21.01. | 2 | 2000
21.01. | 3 | 2000
21.01. | 4 | 2000
21.01. | 5 | 2000
21.01. | 6 | 2000
21.01. | 7 | 2000
21.01. | 8 | 2000
21.01. | 9 | 2000
21.01. | 10 | 2000
21.01. | 11 | 2000
21.01. | 12 | 2000
21.01. | 13 | 2000
21.01. | 14 | 2000
21.01. | 15 | 2000
21.01. | 16 | 2000
21.01. | 17 | 2000
21.01. | 18 | 2000
21.01. | 19 | 2000
21.01. | 20 | 2000
21.01. | 21 | 2000
21.01. | 22 | 2000
21.01. | 23 | 2000
21.01. | 24 | 2000
22.01. | 1 | 2000
22.01. | 2 | 2000
22.01. | 3 | 2000
22.01. | 4 | 2000
22.01. | 5 | 2000
22.01. | 6 | 2000
22.01. | 7 | 2000
22.01. | 8 | 2000
22.01. | 9 | 2000
22.01. | 10 | 2000
22.01. | 11 | 2000
22.01. | 12 | 2000
22.01. | 13 | 2000
22.01. | 14 | 2000
22.01. | 15 | 2000
22.01. | 16 | 2000
22.01. | 17 | 2000
22.01. | 18 | 2000
22.01. | 19 | 2000
22.01. | 20 | 2000
22.01. | 21 | 2000
22.01. | 22 | 2000
22.01. | 23 | 2000
22.01. | 24 | 2000
23.01. | 1 | 2000
23.01. | 2 | 2000
23.01. | 3 | 2000
23.01. | 4 | 2000
23.01. | 5 | 2000
23.01. | 6 | 2000
23.01. | 7 | 2000
23.01. | 8 | 2000
23.01. | 9 | 2000
23.01. | 10 | 2000
23.01. | 11 | 2000
23.01. | 12 | 2000
23.01. | 13 | 2000
23.01. | 14 | 2000
23.01. | 15 | 2000
23.01. | 16 | 2000
23.01. | 17 | 2000
23.01. | 18 | 2000
23.01. | 19 | 2000
23.01. | 20 | 2000
23.01. | 21 | 2000
23.01. | 22 | 2000
23.01. | 23 | 2000
23.01. | 24 | 2000
24.01. | 1 | 2000
24.01. | 2 | 2000
24.01. | 3 | 2000
24.01. | 4 | 2000
24.01. | 5 | 2000
24.01. | 6 | 2000
24.01. | 7 | 2000
24.01. | 8 | 2000
24.01. | 9 | 2000
24.01. | 10 | 2000
24.01. | 11 | 2000
24.01. | 12 | 2000
24.01. | 13 | 2000
24.01. | 14 | 2000
24.01. | 15 | 2000
24.01. | 16 | 2000
24.01. | 17 | 2000
24.01. | 18 | 2000
24.01. | 19 | 2000
24.01. | 20 | 2000
24.01. | 21 | 2000
24.01. | 22 | 2000
24.01. | 23 | 2000
24.01. | 24 | 2000
25.01. | 1 | 2000
25.01. | 2 | 2000
25.01. | 3 | 2000
25.01. | 4 | 2000
25.01. | 5 | 2000
25.01. | 6 | 2000
25.01. | 7 | 2000
25.01. | 8 | 2000
25.01. | 9 | 2000
25.01. | 10 | 2000
25.01. | 11 | 2000
25.01. | 12 | 2000
25.01. | 13 | 2000
25.01. | 14 | 2000
25.01. | 15 | 2000
25.01. | 16 | 2000
25.01. | 17 | 2000
25.01. | 18 | 2000
25.01. | 19 | 2000
25.01. | 20 | 2000
25.01. | 21 | 2000
25.01. | 22 | 2000
25.01. | 23 | 2000
25.01. | 24 | 2000
26.01. | 1 | 2000
26.01. | 2 | 2000
26.01. | 3 | 2000
26.01. | 4 | 2000
26.01. | 5 | 2000
26.01. | 6 | 2000
26.01. | 7 | 2000
26.01. | 8 | 2000
26.01. | 9 | 2000
26.01. | 10 | 2000
26.01. | 11 | 2000
26.01. | 12 | 2000
26.01. | 13 | 2000
26.01. | 14 | 2000
26.01. | 15 | 2000
26.01. | 16 | 2000
26.01. | 17 | 2000
26.01. | 18 | 2000
26.01. | 19 | 2000
26.01. | 20 | 2000
26.01. | 21 | 2000
26.01. | 22 | 2000
26.01. | 23 | 2000
26.01. | 24 | 2000
27.01. | 1 | 2000
27.01. | 2 | 2000
27.01. | 3 | 2000
27.01. | 4 | 2000
27.01. | 5 | 2000
27.01. | 6 | 2000
27.01. | 7 | 2000
27.01. | 8 | 2000
27.01. | 9 | 2000
27.01. | 10 | 2000
27.01. | 11 | 2000
27.01. | 12 | 2000
27.01. | 13 | 2000
27.01. | 14 | 2000
27.01. | 15 | 2000
27.01. | 16 | 2000
27.01. | 17 | 2000
27.01. | 18 | 2000
27.01. | 19 | 2000
27.01. | 20 | 2000
27.01. | 21 | 2000
27.01. | 22 | 2000
27.01. | 23 | 2000
27.01. | 24 | 2000
28.01. | 1 | 2000
28.01. | 2 | 2000
28.01. | 3 | 2000
28.01. | 4 | 2000
28.01. | 5 | 2000
28.01. | 6 | 2000
28.01. | 7 | 2000
28.01. | 8 | 2000
28.01. | 9 | 2000
28.01. | 10 | 2000
28.01. | 11 | 2000
28.01. | 12 | 2000
28.01. | 13 | 2000
28.01. | 14 | 2000
28.01. | 15 | 2000
28.01. | 16 | 2000
28.01. | 17 | 2000
28.01. | 18 | 2000
28.01. | 19 | 2000
28.01. | 20 | 2000
28.01. | 21 | 2000
28.01. | 22 | 2000
28.01. | 23 | 2000
28.01. | 24 | 2000
29.01. | 1 | 2000
29.01. | 2 | 2000
29.01. | 3 | 2000
29.01. | 4 | 2000
29.01. | 5 | 2000
29.01. | 6 | 2000
29.01. | 7 | 2000
29.01. | 8 | 2000
29.01. | 9 | 2000
29.01. | 10 | 2000
29.01. | 11 | 2000
29.01. | 12 | 2000
29.01. | 13 | 2000
29.01. | 14 | 2000
29.01. | 15 | 2000
29.01. | 16 | 2000
29.01. | 17 | 2000
29.01. | 18 | 2000
29.01. | 19 | 2000
29.01. | 20 | 2000
29.01. | 21 | 2000
29.01. | 22 | 2000
29.01. | 23 | 2000
29.01. | 24 | 2000
30.01. | 1 | 2000
30.01. | 2 | 2000
30.01. | 3 | 2000
30.01. | 4 | 2000
30.01. | 5 | 2000
30.01. | 6 | 2000
30.01. | 7 | 2000
30.01. | 8 | 2000
30.01. | 9 | 2000
30.01. | 10 | 2000
30.01. | 11 | 2000
30.01. | 12 | 2000
30.01. | 13 | 2000
30.01. | 14 | 2000
30.01. | 15 | 2000
30.01. | 16 | 2000
30.01. | 17 | 2000
30.01. | 18 | 2000
30.01. | 19 | 2000
30.01. | 20 | 2000
30.01. | 21 | 2000
30.01. | 22 | 2000
30.01. | 23 | 2000
30.01. | 24 | 2000
31.01. | 1 | 2000
31.01. | 2 | 2000
31.01. | 3 | 2000
31.01. | 4 | 2000
31.01. | 5 | 2000
31.01. | 6 | 2000
31.01. | 7 | 2000
31.01. | 8 | 2000
31.01. | 9 | 2000
31.01. | 10 | 2000
31.01. | 11 | 2000
31.01. | 12 | 2000
31.01. | 13 | 2000
31.01. | 14 | 2000
31.01. | 15 | 2000
31.01. | 16 | 2000
31.01. | 17 | 2000
31.01. | 18 | 2000
31.01. | 19 | 2000
31.01. | 20 | 2000
31.01. | 21 | 2000
31.01. | 22 | 2000
31.01. | 23 | 2000
31.01. | 24 | 2000
01.02. | 1 | 2000
01.02. | 2 | 2000
01.02. | 3 | 2000
01.02. | 4 | 2000
01.02. | 5 | 2000
01.02. | 6 | 2000
01.02. | 7 | 2000
01.02. | 8 | 2000
01.02. | 9 | 2000
01.02. | 10 | 2000
01.02. | 11 | 2000
01.02. | 12 | 2000
01.02. | 13 | 2000
01.02. | 14 | 2000
01.02. | 15 | 2000
01.02. | 16 | 2000
01.02. | 17 | 2000
01.02. | 18 | 2000
01.02. | 19 | 2000
01.02. | 20 | 2000
01.02. | 21 | 2000
01.02. | 22 | 2000
01.02. | 23 | 2000
01.02. | 24 | 2000
02.02. | 1 | 2000
02.02. | 2 | 2000
02.02. | 3 | 2000
02.02. | 4 | 2000
02.02. | 5 | 2000
02.02. | 6 | 2000
02.02. | 7 | 2000
02.02. | 8 | 2000
02.02. | 9 | 2000
02.02. | 10 | 2000
02.02. | 11 | 2000
02.02. | 12 | 2000
02.02. | 13 | 2000
02.02. | 14 | 2000
02.02. | 15 | 2000
02.02. | 16 | 2000
02.02. | 17 | 2000
02.02. | 18 | 2000
02.02. | 19 | 2000
02.02. | 20 | 2000
02.02. | 21 | 2000
02.02. | 22 | 2000
02.02. | 23 | 2000
02.02. | 24 | 2000
03.02. | 1 | 2000
03.02. | 2 | 2000
03.02. | 3 | 2000
03.02. | 4 | 2000
03.02. | 5 | 2000
03.02. | 6 | 2000
03.02. | 7 | 2000
03.02. | 8 | 2000
03.02. | 9 | 2000
03.02. | 10 | 2000
03.02. | 11 | 2000
03.02. | 12 | 2000
03.02. | 13 | 2000
03.02. | 14 | 2000
03.02. | 15 | 2000
03.02. | 16 | 2000
03.02. | 17 | 2000
03.02. | 18 | 2000
03.02. | 19 | 2000
03.02. | 20 | 2000
03.02. | 21 | 2000
03.02. | 22 | 2000
03.02. | 23 | 2000
03.02. | 24 | 2000
04.02. | 1 | 2000
04.02. | 2 | 2000
04.02. | 3 | 2000
04.02. | 4 | 2000
04.02. | 5 | 2000
04.02. | 6 | 2000
04.02. | 7 | 2000
04.02. | 8 | 2000
04.02. | 9 | 2000
04.02. | 10 | 2000
04.02. | 11 | 2000
04.02. | 12 | 2000
04.02. | 13 | 2000
04.02. | 14 | 2000
04.02. | 15 | 2000
04.02. | 16 | 2000
04.02. | 17 | 2000
04.02. | 18 | 2000
04.02. | 19 | 2000
04.02. | 20 | 2000
04.02. | 21 | 2000
04.02. | 22 | 2000
04.02. | 23 | 2000
04.02. | 24 | 2000
05.02. | 1 | 2000
05.02. | 2 | 2000
05.02. | 3 | 2000
05.02. | 4 | 2000
05.02. | 5 | 2000
05.02. | 6 | 2000
05.02. | 7 | 2000
05.02. | 8 | 2000
05.02. | 9 | 2000
05.02. | 10 | 2000
05.02. | 11 | 2000
05.02. | 12 | 2000
05.02. | 13 | 2000
05.02. | 14 | 2000
05.02. | 15 | 2000
05.02. | 16 | 2000
05.02. | 17 | 2000
05.02. | 18 | 2000
05.02. | 19 | 2000
05.02. | 20 | 2000
05.02. | 21 | 2000
05.02. | 22 | 2000
05.02. | 23 | 2000
05.02. | 24 | 2000
06.02. | 1 | 2000
06.02. | 2 | 2000
06.02. | 3 | 2000
06.02. | 4 | 2000
06.02. | 5 | 2000
06.02. | 6 | 2000
06.02. | 7 | 2000
06.02. | 8 | 2000
06.02. | 9 | 2000
06.02. | 10 | 2000
06.02. | 11 | 2000
06.02. | 12 | 2000
06.02. | 13 | 2000
06.02. | 14 | 2000
06.02. | 15 | 2000
06.02. | 16 | 2000
06.02. | 17 | 2000
06.02. | 18 | 2000
06.02. | 19 | 2000
06.02. | 20 | 2000
06.02. | 21 | 2000
06.02. | 22 | 2000
06.02. | 23 | 2000
06.02. | 24 | 2000
07.02. | 1 | 2000
07.02. | 2 | 2000
07.02. | 3 | 2000
07.02. | 4 | 2000
07.02. | 5 | 2000
07.02. | 6 | 2000
07.02. | 7 | 2000
07.02. | 8 | 2000
07.02. | 9 | 2000
07.02. | 10 | 2000
07.02. | 11 | 2000
07.02. | 12 | 2000
07.02. | 13 | 2000
07.02. | 14 | 2000
07.02. | 15 | 2000
07.02. | 16 | 2000
07.02. | 17 | 2000
07.02. | 18 | 2000
07.02. | 19 | 2000
07.02. | 20 | 2000
07.02. | 21 | 2000
07.02. | 22 | 2000
07.02. | 23 | 2000
07.02. | 24 | 2000
08.02. | 1 | 2000
08.02. | 2 | 2000
08.02. | 3 | 2000
08.02. | 4 | 2000
08.02. | 5 | 2000
08.02. | 6 | 2000
08.02. | 7 | 2000
08.02. | 8 | 2000
08.02. | 9 | 2000
08.02. | 10 | 2000
08.02. | 11 | 2000
08.02. | 12 | 2000
08.02. | 13 | 2000
08.02. | 14 | 2000
08.02. | 15 | 2000
08.02. | 16 | 2000
08.02. | 17 | 2000
08.02. | 18 | 2000
08.02. | 19 | 2000
08.02. | 20 | 2000
08.02. | 21 | 2000
08.02. | 22 | 2000
08.02. | 23 | 2000
08.02. | 24 | 2000
09.02. | 1 | 2000
09.02. | 2 | 2000
09.02. | 3 | 2000
09.02. | 4 | 2000
09.02. | 5 | 2000
09.02. | 6 | 2000
09.02. | 7 | 2000
09.02. | 8 | 2000
09.02. | 9 | 2000
09.02. | 10 | 2000
09.02. | 11 | 2000
09.02. | 12 | 2000
09.02. | 13 | 2000
09.02. | 14 | 2000
09.02. | 15 | 2000
09.02. | 16 | 2000
09.02. | 17 | 2000
09.02. | 18 | 2000
09.02. | 19 | 2000
09.02. | 20 | 2000
09.02. | 21 | 2000
09.02. | 22 | 2000
09.02. | 23 | 2000
09.02. | 24 | 2000
10.02. | 1 | 2000
10.02. | 2 | 2000
10.02. | 3 | 2000
10.02. | 4 | 2000
10.02. | 5 | 2000
10.02. | 6 | 2000
10.02. | 7 | 2000
10.02. | 8 | 2000
10.02. | 9 | 2000
10.02. | 10 | 2000
10.02. | 11 | 2000
10.02. | 12 | 2000
10.02. | 13 | 2000
10.02. | 14 | 2000
10.02. | 15 | 2000
10.02. | 16 | 2000
10.02. | 17 | 2000
10.02. | 18 | 2000
10.02. | 19 | 2000
10.02. | 20 | 2000
10.02. | 21 | 2000
10.02. | 22 | 2000
10.02. | 23 | 2000
10.02. | 24 | 2000
11.02. | 1 | 2000
11.02. | 2 | 2000
11.02. | 3 | 2000
11.02. | 4 | 2000
11.02. | 5 | 2000
11.02. | 6 | 2000
11.02. | 7 | 2000
11.02. | 8 | 2000
11.02. | 9 | 2000
11.02. | 10 | 2000
11.02. | 11 | 2000
11.02. | 12 | 2000
11.02. | 13 | 2000
11.02. | 14 | 2000
11.02. | 15 | 2000
11.02. | 16 | 2000
11.02. | 17 | 2000
11.02. | 18 | 2000
11.02. | 19 | 2000
11.02. | 20 | 2000
11.02. | 21 | 2000
11.02. | 22 | 2000
11.02. | 23 | 2000
11.02. | 24 | 2000
12.02. | 1 | 2000
12.02. | 2 | 2000
12.02. | 3 | 2000
12.02. | 4 | 2000
12.02. | 5 | 2000
12.02. | 6 | 2000
12.02. | 7 | 2000
12.02. | 8 | 2000
12.02. | 9 | 2000
12.02. | 10 | 2000
12.02. | 11 | 2000
12.02. | 12 | 2000
12.02. | 13 | 2000
12.02. | 14 | 2000
12.02. | 15 | 2000
12.02. | 16 | 2000
12.02. | 17 | 2000
12.02. | 18 | 2000
12.02. | 19 | 2000
12.02. | 20 | 2000
12.02. | 21 | 2000
12.02. | 22 | 2000
12.02. | 23 | 2000
12.02. | 24 | 2000
13.02. | 1 | 2000
13.02. | 2 | 2000
13.02. | 3 | 2000
13.02. | 4 | 2000
13.02. | 5 | 2000
13.02. | 6 | 2000
13.02. | 7 | 2000
13.02. | 8 | 2000
13.02. | 9 | 2000
13.02. | 10 | 2000
13.02. | 11 | 2000
13.02. | 12 | 2000
13.02. | 13 | 2000
13.02. | 14 | 2000
13.02. | 15 | 2000
13.02. | 16 | 2000
13.02. | 17 | 2000
13.02. | 18 | 2000
13.02. | 19 | 2000
13.02. | 20 | 2000
13.02. | 21 | 2000
13.02. | 22 | 2000
13.02. | 23 | 2000
13.02. | 24 | 2000
14.02. | 1 | 2000
14.02. | 2 | 2000
14.02. | 3 | 2000
14.02. | 4 | 2000
14.02. | 5 | 2000
14.02. | 6 | 2000
14.02. | 7 | 2000
14.02. | 8 | 2000
14.02. | 9 | 2000
14.02. | 10 | 2000
14.02. | 11 | 2000
14.02. | 12 | 2000
14.02. | 13 | 2000
14.02. | 14 | 2000
14.02. | 15 | 2000
14.02. | 16 | 2000
14.02. | 17 | 2000
14.02. | 18 | 2000
14.02. | 19 | 2000
14.02. | 20 | 2000
14.02. | 21 | 2000
14.02. | 22 | 2000
14.02. | 23 | 2000
14.02. | 24 | 2000
15.02. | 1 | 2000
15.02. | 2 | 2000
15.02. | 3 | 2000
15.02. | 4 | 2000
15.02. | 5 | 2000
15.02. | 6 | 2000
15.02. | 7 | 2000
15.02. | 8 | 2000
15.02. | 9 | 2000
15.02. | 10 | 2000
15.02. | 11 | 2000
15.02. | 12 | 2000
15.02. | 13 | 2000
15.02. | 14 | 2000
15.02. | 15 | 2000
15.02. | 16 | 2000
15.02. | 17 | 2000
15.02. | 18 | 2000
15.02. | 19 | 2000
15.02. | 20 | 2000
15.02. | 21 | 2000
15.02. | 22 | 2000
15.02. | 23 | 2000
15.02. | 24 | 2000
16.02. | 1 | 2000
16.02. | 2 | 2000
16.02. | 3 | 2000
16.02. | 4 | 2000
16.02. | 5 | 2000
16.02. | 6 | 2000
16.02. | 7 | 2000
16.02. | 8 | 2000
16.02. | 9 | 2000
16.02. | 10 | 2000
16.02. | 11 | 2000
16.02. | 12 | 2000
16.02. | 13 | 2000
16.02. | 14 | 2000
16.02. | 15 | 2000
16.02. | 16 | 2000
16.02. | 17 | 2000
16.02. | 18 | 2000
16.02. | 19 | 2000
16.02. | 20 | 2000
16.02. | 21 | 2000
16.02. | 22 | 2000
16.02. | 23 | 2000
16.02. | 24 | 2000
17.02. | 1 | 2000
17.02. | 2 | 2000
17.02. | 3 | 2000
17.02. | 4 | 2000
17.02. | 5 | 2000
17.02. | 6 | 2000
17.02. | 7 | 2000
17.02. | 8 | 2000
17.02. | 9 | 2000
17.02. | 10 | 2000
17.02. | 11 | 2000
17.02. | 12 | 2000
17.02. | 13 | 2000
17.02. | 14 | 2000
17.02. | 15 | 2000
17.02. | 16 | 2000
17.02. | 17 | 2000
17.02. | 18 | 2000
17.02. | 19 | 2000
17.02. | 20 | 2000
17.02. | 21 | 2000
17.02. | 22 | 2000
17.02. | 23 | 2000
17.02. | 24 | 2000
18.02. | 1 | 2000
18.02. | 2 | 2000
18.02. | 3 | 2000
18.02. | 4 | 2000
18.02. | 5 | 2000
18.02. | 6 | 2000
18.02. | 7 | 2000
18.02. | 8 | 2000
18.02. | 9 | 2000
18.02. | 10 | 2000
18.02. | 11 | 2000
18.02. | 12 | 2000
18.02. | 13 | 2000
18.02. | 14 | 2000
18.02. | 15 | 2000
18.02. | 16 | 2000
18.02. | 17 | 2000
18.02. | 18 | 2000
18.02. | 19 | 2000
18.02. | 20 | 2000
18.02. | 21 | 2000
18.02. | 22 | 2000
18.02. | 23 | 2000
18.02. | 24 | 2000
19.02. | 1 | 2000
19.02. | 2 | 2000
19.02. | 3 | 2000
19.02. | 4 | 2000
19.02. | 5 | 2000
19.02. | 6 | 2000
19.02. | 7 | 2000
19.02. | 8 | 2000
19.02. | 9 | 2000
19.02. | 10 | 2000
19.02. | 11 | 2000
19.02. | 12 | 2000
19.02. | 13 | 2000
19.02. | 14 | 2000
19.02. | 15 | 2000
19.02. | 16 | 2000
19.02. | 17 | 2000
19.02. | 18 | 2000
19.02. | 19 | 2000
19.02. | 20 | 2000
19.02. | 21 | 2000
19.02. | 22 | 2000
19.02. | 23 | 2000
19.02. | 24 | 2000
20.02. | 1 | 2000
20.02. | 2 | 2000
20.02. | 3 | 2000
20.02. | 4 | 2000
20.02. | 5 | 2000
20.02. | 6 | 2000
20.02. | 7 | 2000
20.02. | 8 | 2000
20.02. | 9 | 2000
20.02. | 10 | 2000
20.02. | 11 | 2000
20.02. | 12 | 2000
20.02. | 13 | 2000
20.02. | 14 | 2000
20.02. | 15 | 2000
20.02. | 16 | 2000
20.02. | 17 | 2000
20.02. | 18 | 2000
20.02. | 19 | 2000
20.02. | 20 | 2000
20.02. | 21 | 2000
20.02. | 22 | 2000
20.02. | 23 | 2000
20.02. | 24 | 2000
21.02. | 1 | 2000
21.02. | 2 | 2000
21.02. | 3 | 2000
21.02. | 4 | 2000
21.02. | 5 | 2000
21.02. | 6 | 2000
21.02. | 7 | 2000
21.02. | 8 | 2000
21.02. | 9 | 2000
21.02. | 10 | 2000
21.02. | 11 | 2000
21.02. | 12 | 2000
21.02. | 13 | 2000
21.02. | 14 | 2000
21.02. | 15 | 2000
21.02. | 16 | 2000
21.02. | 17 | 2000
21.02. | 18 | 2000
21.02. | 19 | 2000
21.02. | 20 | 2000
21.02. | 21 | 2000
21.02. | 22 | 2000
21.02. | 23 | 2000
21.02. | 24 | 2000
22.02. | 1 | 2000
22.02. | 2 | 2000
22.02. | 3 | 2000
22.02. | 4 | 2000
22.02. | 5 | 2000
22.02. | 6 | 2000
22.02. | 7 | 2000
22.02. | 8 | 2000
22.02. | 9 | 2000
22.02. | 10 | 2000
22.02. | 11 | 2000
22.02. | 12 | 2000
22.02. | 13 | 2000
22.02. | 14 | 2000
22.02. | 15 | 2000
22.02. | 16 | 2000
22.02. | 17 | 2000
22.02. | 18 | 2000
22.02. | 19 | 2000
22.02. | 20 | 2000
22.02. | 21 | 2000
22.02. | 22 | 2000
22.02. | 23 | 2000
22.02. | 24 | 2000
23.02. | 1 | 2000
23.02. | 2 | 2000
23.02. | 3 | 2000
23.02. | 4 | 2000
23.02. | 5 | 2000
23.02. | 6 | 2000
23.02. | 7 | 2000
23.02. | 8 | 2000
23.02. | 9 | 2000
23.02. | 10 | 2000
23.02. | 11 | 2000
23.02. | 12 | 2000
23.02. | 13 | 2000
23.02. | 14 | 2000
23.02. | 15 | 2000
23.02. | 16 | 2000
23.02. | 17 | 2000
23.02. | 18 | 2000
23.02. | 19 | 2000
23.02. | 20 | 2000
23.02. | 21 | 2000
23.02. | 22 | 2000
23.02. | 23 | 2000
23.02. | 24 | 2000
24.02. | 1 | 2000
24.02. | 2 | 2000
24.02. | 3 | 2000
24.02. | 4 | 2000
24.02. | 5 | 2000
24.02. | 6 | 2000
24.02. | 7 | 2000
24.02. | 8 | 2000
24.02. | 9 | 2000
24.02. | 10 | 2000
24.02. | 11 | 2000
24.02. | 12 | 2000
24.02. | 13 | 2000
24.02. | 14 | 2000
24.02. | 15 | 2000
24.02. | 16 | 2000
24.02. | 17 | 2000
24.02. | 18 | 2000
24.02. | 19 | 2000
24.02. | 20 | 2000
24.02. | 21 | 2000
24.02. | 22 | 2000
24.02. | 23 | 2000
24.02. | 24 | 2000
25.02. | 1 | 2000
25.02. | 2 | 2000
25.02. | 3 | 2000
25.02. | 4 | 2000
25.02. | 5 | 2000
25.02. | 6 | 2000
25.02. | 7 | 2000
25.02. | 8 | 2000
25.02. | 9 | 2000
25.02. | 10 | 2000
25.02. | 11 | 2000
25.02. | 12 | 2000
25.02. | 13 | 2000
25.02. | 14 | 2000
25.02. | 15 | 2000
25.02. | 16 | 2000
25.02. | 17 | 2000
25.02. | 18 | 2000
25.02. | 19 | 2000
25.02. | 20 | 2000
25.02. | 21 | 2000
25.02. | 22 | 2000
25.02. | 23 | 2000
25.02. | 24 | 2000
26.02. | 1 | 2000
26.02. | 2 | 2000
26.02. | 3 | 2000
26.02. | 4 | 2000
26.02. | 5 | 2000
26.02. | 6 | 2000
26.02. | 7 | 2000
26.02. | 8 | 2000
26.02. | 9 | 2000
26.02. | 10 | 2000
26.02. | 11 | 2000
26.02. | 12 | 2000
26.02. | 13 | 2000
26.02. | 14 | 2000
26.02. | 15 | 2000
26.02. | 16 | 2000
26.02. | 17 | 2000
26.02. | 18 | 2000
26.02. | 19 | 2000
26.02. | 20 | 2000
26.02. | 21 | 2000
26.02. | 22 | 2000
26.02. | 23 | 2000
26.02. | 24 | 2000
27.02. | 1 | 2000
27.02. | 2 | 2000
27.02. | 3 | 2000
27.02. | 4 | 2000
27.02. | 5 | 2000
27.02. | 6 | 2000
27.02. | 7 | 2000
27.02. | 8 | 2000
27.02. | 9 | 2000
27.02. | 10 | 2000
27.02. | 11 | 2000
27.02. | 12 | 2000
27.02. | 13 | 2000
27.02. | 14 | 2000
27.02. | 15 | 2000
27.02. | 16 | 2000
27.02. | 17 | 2000
27.02. | 18 | 2000
27.02. | 19 | 2000
27.02. | 20 | 2000
27.02. | 21 | 2000
27.02. | 22 | 2000
27.02. | 23 | 2000
27.02. | 24 | 2000
28.02. | 1 | 2000
28.02. | 2 | 2000
28.02. | 3 | 2000
28.02. | 4 | 2000
28.02. | 5 | 2000
28.02. | 6 | 2000
28.02. | 7 | 2000
28.02. | 8 | 2000
28.02. | 9 | 2000
28.02. | 10 | 2000
28.02. | 11 | 2000
28.02. | 12 | 2000
28.02. | 13 | 2000
28.02. | 14 | 2000
28.02. | 15 | 2000
28.02. | 16 | 2000
28.02. | 17 | 2000
28.02. | 18 | 2000
28.02. | 19 | 2000
28.02. | 20 | 2000
28.02. | 21 | 2000
28.02. | 22 | 2000
28.02. | 23 | 2000
28.02. | 24 | 2000
01.03. | 1 | 2000
01.03. | 2 | 2000
01.03. | 3 | 2000
01.03. | 4 | 2000
01.03. | 5 | 2000
01.03. | 6 | 2000
01.03. | 7 | 2000
01.03. | 8 | 2000
01.03. | 9 | 2000
01.03. | 10 | 2000
01.03. | 11 | 2000
01.03. | 12 | 2000
01.03. | 13 | 2000
01.03. | 14 | 2000
01.03. | 15 | 2000
01.03. | 16 | 2000
01.03. | 17 | 2000
01.03. | 18 | 2000
01.03. | 19 | 2000
01.03. | 20 | 2000
01.03. | 21 | 2000
01.03. | 22 | 2000
01.03. | 23 | 2000
01.03. | 24 | 2000
02.03. | 1 | 2000
02.03. | 2 | 2000
02.03. | 3 | 2000
02.03. | 4 | 2000
02.03. | 5 | 2000
02.03. | 6 | 2000
02.03. | 7 | 2000
02.03. | 8 | 2000
02.03. | 9 | 2000
02.03. | 10 | 2000
02.03. | 11 | 2000
02.03. | 12 | 2000
02.03. | 13 | 2000
02.03. | 14 | 2000
02.03. | 15 | 2000
02.03. | 16 | 2000
02.03. | 17 | 2000
02.03. | 18 | 2000
02.03. | 19 | 2000
02.03. | 20 | 2000
02.03. | 21 | 2000
02.03. | 22 | 2000
02.03. | 23 | 2000
02.03. | 24 | 2000
03.03. | 1 | 2000
03.03. | 2 | 2000
03.03. | 3 | 2000
03.03. | 4 | 2000
03.03. | 5 | 2000
03.03. | 6 | 2000
03.03. | 7 | 2000
03.03. | 8 | 2000
03.03. | 9 | 2000
03.03. | 10 | 2000
03.03. | 11 | 2000
03.03. | 12 | 2000
03.03. | 13 | 2000
03.03. | 14 | 2000
03.03. | 15 | 2000
03.03. | 16 | 2000
03.03. | 17 | 2000
03.03. | 18 | 2000
03.03. | 19 | 2000
03.03. | 20 | 2000
03.03. | 21 | 2000
03.03. | 22 | 2000
03.03. | 23 | 2000
03.03. | 24 | 2000
04.03. | 1 | 2000
04.03. | 2 | 2000
04.03. | 3 | 2000
04.03. | 4 | 2000
04.03. | 5 | 2000
04.03. | 6 | 2000
04.03. | 7 | 2000
04.03. | 8 | 2000
04.03. | 9 | 2000
04.03. | 10 | 2000
04.03. | 11 | 2000
04.03. | 12 | 2000
04.03. | 13 | 2000
04.03. | 14 | 2000
04.03. | 15 | 2000
04.03. | 16 | 2000
04.03. | 17 | 2000
04.03. | 18 | 2000
04.03. | 19 | 2000
04.03. | 20 | 2000
04.03. | 21 | 2000
04.03. | 22 | 2000
04.03. | 23 | 2000
04.03. | 24 | 2000
05.03. | 1 | 2000
05.03. | 2 | 2000
05.03. | 3 | 2000
05.03. | 4 | 2000
05.03. | 5 | 2000
05.03. | 6 | 2000
05.03. | 7 | 2000
05.03. | 8 | 2000
05.03. | 9 | 2000
05.03. | 10 | 2000
05.03. | 11 | 2000
05.03. | 12 | 2000
05.03. | 13 | 2000
05.03. | 14 | 2000
05.03. | 15 | 2000
05.03. | 16 | 2000
05.03. | 17 | 2000
05.03. | 18 | 2000
05.03. | 19 | 2000
05.03. | 20 | 2000
05.03. | 21 | 2000
05.03. | 22 | 2000
05.03. | 23 | 2000
05.03. | 24 | 2000
06.03. | 1 | 2000
06.03. | 2 | 2000
06.03. | 3 | 2000
06.03. | 4 | 2000
06.03. | 5 | 2000
06.03. | 6 | 2000
06.03. | 7 | 2000
06.03. | 8 | 2000
06.03. | 9 | 2000
06.03. | 10 | 2000
06.03. | 11 | 2000
06.03. | 12 | 2000
06.03. | 13 | 2000
06.03. | 14 | 2000
06.03. | 15 | 2000
06.03. | 16 | 2000
06.03. | 17 | 2000
06.03. | 18 | 2000
06.03. | 19 | 2000
06.03. | 20 | 2000
06.03. | 21 | 2000
06.03. | 22 | 2000
06.03. | 23 | 2000
06.03. | 24 | 2000
07.03. | 1 | 2000
07.03. | 2 | 2000
07.03. | 3 | 2000
07.03. | 4 | 2000
07.03. | 5 | 2000
07.03. | 6 | 2000
07.03. | 7 | 2000
07.03. | 8 | 2000
07.03. | 9 | 2000
07.03. | 10 | 2000
07.03. | 11 | 2000
07.03. | 12 | 2000
07.03. | 13 | 2000
07.03. | 14 | 2000
07.03. | 15 | 2000
07.03. | 16 | 2000
07.03. | 17 | 2000
07.03. | 18 | 2000
07.03. | 19 | 2000
07.03. | 20 | 2000
07.03. | 21 | 2000
07.03. | 22 | 2000
07.03. | 23 | 2000
07.03. | 24 | 2000
08.03. | 1 | 2000
08.03. | 2 | 2000
08.03. | 3 | 2000
08.03. | 4 | 2000
08.03. | 5 | 2000
08.03. | 6 | 2000
08.03. | 7 | 2000
08.03. | 8 | 2000
08.03. | 9 | 2000
08.03. | 10 | 2000
08.03. | 11 | 2000
08.03. | 12 | 2000
08.03. | 13 | 2000
08.03. | 14 | 2000
08.03. | 15 | 2000
08.03. | 16 | 2000
08.03. | 17 | 2000
08.03. | 18 | 2000
08.03. | 19 | 2000
08.03. | 20 | 2000
08.03. | 21 | 2000
08.03. | 22 | 2000
08.03. | 23 | 2000
08.03. | 24 | 2000
09.03. | 1 | 2000
09.03. | 2 | 2000
09.03. | 3 | 2000
09.03. | 4 | 2000
09.03. | 5 | 2000
09.03. | 6 | 2000
09.03. | 7 | 2000
09.03. | 8 | 2000
09.03. | 9 | 2000
09.03. | 10 | 2000
09.03. | 11 | 2000
09.03. | 12 | 2000
09.03. | 13 | 2000
09.03. | 14 | 2000
09.03. | 15 | 2000
09.03. | 16 | 2000
09.03. | 17 | 2000
09.03. | 18 | 2000
09.03. | 19 | 2000
09.03. | 20 | 2000
09.03. | 21 | 2000
09.03. | 22 | 2000
09.03. | 23 | 2000
09.03. | 24 | 2000
10.03. | 1 | 2000
10.03. | 2 | 2000
10.03. | 3 | 2000
10.03. | 4 | 2000
10.03. | 5 | 2000
10.03. | 6 | 2000
10.03. | 7 | 2000
10.03. | 8 | 2000
10.03. | 9 | 2000
10.03. | 10 | 2000
10.03. | 11 | 2000
10.03. | 12 | 2000
10.03. | 13 | 2000
10.03. | 14 | 2000
10.03. | 15 | 2000
10.03. | 16 | 2000
10.03. | 17 | 2000
10.03. | 18 | 2000
10.03. | 19 | 2000
10.03. | 20 | 2000
10.03. | 21 | 2000
10.03. | 22 | 2000
10.03. | 23 | 2000
10.03. | 24 | 2000
11.03. | 1 | 2000
11.03. | 2 | 2000
11.03. | 3 | 2000
11.03. | 4 | 2000
11.03. | 5 | 2000
11.03. | 6 | 2000
11.03. | 7 | 2000
11.03. | 8 | 2000
11.03. | 9 | 2000
11.03. | 10 | 2000
11.03. | 11 | 2000
11.03. | 12 | 2000
11.03. | 13 | 2000
11.03. | 14 | 2000
11.03. | 15 | 2000
11.03. | 16 | 2000
11.03. | 17 | 2000
11.03. | 18 | 2000
11.03. | 19 | 2000
11.03. | 20 | 2000
11.03. | 21 | 2000
11.03. | 22 | 2000
11.03. | 23 | 2000
11.03. | 24 | 2000
12.03. | 1 | 2000
12.03. | 2 | 2000
12.03. | 3 | 2000
12.03. | 4 | 2000
12.03. | 5 | 2000
12.03. | 6 | 2000
12.03. | 7 | 2000
12.03. | 8 | 2000
12.03. | 9 | 2000
12.03. | 10 | 2000
12.03. | 11 | 2000
12.03. | 12 | 2000
12.03. | 13 | 2000
12.03. | 14 | 2000
12.03. | 15 | 2000
12.03. | 16 | 2000
12.03. | 17 | 2000
12.03. | 18 | 2000
12.03. | 19 | 2000
12.03. | 20 | 2000
12.03. | 21 | 2000
12.03. | 22 | 2000
12.03. | 23 | 2000
12.03. | 24 | 2000
13.03. | 1 | 2000
13.03. | 2 | 2000
13.03. | 3 | 2000
13.03. | 4 | 2000
13.03. | 5 | 2000
13.03. | 6 | 2000
13.03. | 7 | 2000
13.03. | 8 | 2000
13.03. | 9 | 2000
13.03. | 10 | 2000
13.03. | 11 | 2000
13.03. | 12 | 2000
13.03. | 13 | 2000
13.03. | 14 | 2000
13.03. | 15 | 2000
13.03. | 16 | 2000
13.03. | 17 | 2000
13.03. | 18 | 2000
13.03. | 19 | 2000
13.03. | 20 | 2000
13.03. | 21 | 2000
13.03. | 22 | 2000
13.03. | 23 | 2000
13.03. | 24 | 2000
14.03. | 1 | 2000
14.03. | 2 | 2000
14.03. | 3 | 2000
14.03. | 4 | 2000
14.03. | 5 | 2000
14.03. | 6 | 2000
14.03. | 7 | 2000
14.03. | 8 | 2000
14.03. | 9 | 2000
14.03. | 10 | 2000
14.03. | 11 | 2000
14.03. | 12 | 2000
14.03. | 13 | 2000
14.03. | 14 | 2000
14.03. | 15 | 2000
14.03. | 16 | 2000
14.03. | 17 | 2000
14.03. | 18 | 2000
14.03. | 19 | 2000
14.03. | 20 | 2000
14.03. | 21 | 2000
14.03. | 22 | 2000
14.03. | 23 | 2000
14.03. | 24 | 2000
15.03. | 1 | 2000
15.03. | 2 | 2000
15.03. | 3 | 2000
15.03. | 4 | 2000
15.03. | 5 | 2000
15.03. | 6 | 2000
15.03. | 7 | 2000
15.03. | 8 | 2000
15.03. | 9 | 2000
15.03. | 10 | 2000
15.03. | 11 | 2000
15.03. | 12 | 2000
15.03. | 13 | 2000
15.03. | 14 | 2000
15.03. | 15 | 2000
15.03. | 16 | 2000
15.03. | 17 | 2000
15.03. | 18 | 2000
15.03. | 19 | 2000
15.03. | 20 | 2000
15.03. | 21 | 2000
15.03. | 22 | 2000
15.03. | 23 | 2000
15.03. | 24 | 2000
16.03. | 1 | 2000
16.03. | 2 | 2000
16.03. | 3 | 2000
16.03. | 4 | 2000
16.03. | 5 | 2000
16.03. | 6 | 2000
16.03. | 7 | 2000
16.03. | 8 | 2000
16.03. | 9 | 2000
16.03. | 10 | 2000
16.03. | 11 | 2000
16.03. | 12 | 2000
16.03. | 13 | 2000
16.03. | 14 | 2000
16.03. | 15 | 2000
16.03. | 16 | 2000
16.03. | 17 | 2000
16.03. | 18 | 2000
16.03. | 19 | 2000
16.03. | 20 | 2000
16.03. | 21 | 2000
16.03. | 22 | 2000
16.03. | 23 | 2000
16.03. | 24 | 2000
17.03. | 1 | 2000
17.03. | 2 | 2000
17.03. | 3 | 2000
17.03. | 4 | 2000
17.03. | 5 | 2000
17.03. | 6 | 2000
17.03. | 7 | 2000
17.03. | 8 | 2000
17.03. | 9 | 2000
17.03. | 10 | 2000
17.03. | 11 | 2000
17.03. | 12 | 2000
17.03. | 13 | 2000
17.03. | 14 | 2000
17.03. | 15 | 2000
17.03. | 16 | 2000
17.03. | 17 | 2000
17.03. | 18 | 2000
17.03. | 19 | 2000
17.03. | 20 | 2000
17.03. | 21 | 2000
17.03. | 22 | 2000
17.03. | 23 | 2000
17.03. | 24 | 2000
18.03. | 1 | 2000
18.03. | 2 | 2000
18.03. | 3 | 2000
18.03. | 4 | 2000
18.03. | 5 | 2000
18.03. | 6 | 2000
18.03. | 7 | 2000
18.03. | 8 | 2000
18.03. | 9 | 2000
18.03. | 10 | 2000
18.03. | 11 | 2000
18.03. | 12 | 2000
18.03. | 13 | 2000
18.03. | 14 | 2000
18.03. | 15 | 2000
18.03. | 16 | 2000
18.03. | 17 | 2000
18.03. | 18 | 2000
18.03. | 19 | 2000
18.03. | 20 | 2000
18.03. | 21 | 2000
18.03. | 22 | 2000
18.03. | 23 | 2000
18.03. | 24 | 2000
19.03. | 1 | 2000
19.03. | 2 | 2000
19.03. | 3 | 2000
19.03. | 4 | 2000
19.03. | 5 | 2000
19.03. | 6 | 2000
19.03. | 7 | 2000
19.03. | 8 | 2000
19.03. | 9 | 2000
19.03. | 10 | 2000
19.03. | 11 | 2000
19.03. | 12 | 2000
19.03. | 13 | 2000
19.03. | 14 | 2000
19.03. | 15 | 2000
19.03. | 16 | 2000
19.03. | 17 | 2000
19.03. | 18 | 2000
19.03. | 19 | 2000
19.03. | 20 | 2000
19.03. | 21 | 2000
19.03. | 22 | 2000
19.03. | 23 | 2000
19.03. | 24 | 2000
20.03. | 1 | 2000
20.03. | 2 | 2000
20.03. | 3 | 2000
20.03. | 4 | 2000
20.03. | 5 | 2000
20.03. | 6 | 2000
20.03. | 7 | 2000
20.03. | 8 | 2000
20.03. | 9 | 2000
20.03. | 10 | 2000
20.03. | 11 | 2000
20.03. | 12 | 2000
20.03. | 13 | 2000
20.03. | 14 | 2000
20.03. | 15 | 2000
20.03. | 16 | 2000
20.03. | 17 | 2000
20.03. | 18 | 2000
20.03. | 19 | 2000
20.03. | 20 | 2000
20.03. | 21 | 2000
20.03. | 22 | 2000
20.03. | 23 | 2000
20.03. | 24 | 2000
21.03. | 1 | 2000
21.03. | 2 | 2000
21.03. | 3 | 2000
21.03. | 4 | 2000
21.03. | 5 | 2000
21.03. | 6 | 2000
21.03. | 7 | 2000
21.03. | 8 | 2000
21.03. | 9 | 2000
21.03. | 10 | 2000
21.03. | 11 | 2000
21.03. | 12 | 2000
21.03. | 13 | 2000
21.03. | 14 | 2000
21.03. | 15 | 2000
21.03. | 16 | 2000
21.03. | 17 | 2000
21.03. | 18 | 2000
21.03. | 19 | 2000
21.03. | 20 | 2000
21.03. | 21 | 2000
21.03. | 22 | 2000
21.03. | 23 | 2000
21.03. | 24 | 2000
22.03. | 1 | 2000
22.03. | 2 | 2000
22.03. | 3 | 2000
22.03. | 4 | 2000
22.03. | 5 | 2000
22.03. | 6 | 2000
22.03. | 7 | 2000
22.03. | 8 | 2000
22.03. | 9 | 2000
22.03. | 10 | 2000
22.03. | 11 | 2000
22.03. | 12 | 2000
22.03. | 13 | 2000
22.03. | 14 | 2000
22.03. | 15 | 2000
22.03. | 16 | 2000
22.03. | 17 | 2000
22.03. | 18 | 2000
22.03. | 19 | 2000
22.03. | 20 | 2000
22.03. | 21 | 2000
22.03. | 22 | 2000
22.03. | 23 | 2000
22.03. | 24 | 2000
23.03. | 1 | 2000
23.03. | 2 | 2000
23.03. | 3 | 2000
23.03. | 4 | 2000
23.03. | 5 | 2000
23.03. | 6 | 2000
23.03. | 7 | 2000
23.03. | 8 | 2000
23.03. | 9 | 2000
23.03. | 10 | 2000
23.03. | 11 | 2000
23.03. | 12 | 2000
23.03. | 13 | 2000
23.03. | 14 | 2000
23.03. | 15 | 2000
23.03. | 16 | 2000
23.03. | 17 | 2000
23.03. | 18 | 2000
23.03. | 19 | 2000
23.03. | 20 | 2000
23.03. | 21 | 2000
23.03. | 22 | 2000
23.03. | 23 | 2000
23.03. | 24 | 2000
24.03. | 1 | 2000
24.03. | 2 | 2000
24.03. | 3 | 2000
24.03. | 4 | 2000
24.03. | 5 | 2000
24.03. | 6 | 2000
24.03. | 7 | 2000
24.03. | 8 | 2000
24.03. | 9 | 2000
24.03. | 10 | 2000
24.03. | 11 | 2000
24.03. | 12 | 2000
24.03. | 13 | 2000
24.03. | 14 | 2000
24.03. | 15 | 2000
24.03. | 16 | 2000
24.03. | 17 | 2000
24.03. | 18 | 2000
24.03. | 19 | 2000
24.03. | 20 | 2000
24.03. | 21 | 2000
24.03. | 22 | 2000
24.03. | 23 | 2000
24.03. | 24 | 2000
25.03. | 1 | 2000
25.03. | 2 | 2000
25.03. | 3 | 2000
25.03. | 4 | 2000
25.03. | 5 | 2000
25.03. | 6 | 2000
25.03. | 7 | 2000
25.03. | 8 | 2000
25.03. | 9 | 2000
25.03. | 10 | 2000
25.03. | 11 | 2000
25.03. | 12 | 2000
25.03. | 13 | 2000
25.03. | 14 | 2000
25.03. | 15 | 2000
25.03. | 16 | 2000
25.03. | 17 | 2000
25.03. | 18 | 2000
25.03. | 19 | 2000
25.03. | 20 | 2000
25.03. | 21 | 2000
25.03. | 22 | 2000
25.03. | 23 | 2000
25.03. | 24 | 2000
26.03. | 1 | 2000
26.03. | 2 | 2000
26.03. | 3 | 2000
26.03. | 4 | 2000
26.03. | 5 | 2000
26.03. | 6 | 2000
26.03. | 7 | 2000
26.03. | 8 | 2000
26.03. | 9 | 2000
26.03. | 10 | 2000
26.03. | 11 | 2000
26.03. | 12 | 2000
26.03. | 13 | 2000
26.03. | 14 | 2000
26.03. | 15 | 2000
26.03. | 16 | 2000
26.03. | 17 | 2000
26.03. | 18 | 2000
26.03. | 19 | 2000
26.03. | 20 | 2000
26.03. | 21 | 2000
26.03. | 22 | 2000
26.03. | 23 | 2000
26.03. | 24 | 2000
27.03. | 1 | 2000
27.03. | 2 | 2000
27.03. | 3 | 2000
27.03. | 4 | 2000
27.03. | 5 | 2000
27.03. | 6 | 2000
27.03. | 7 | 2000
27.03. | 8 | 2000
27.03. | 9 | 2000
27.03. | 10 | 2000
27.03. | 11 | 2000
27.03. | 12 | 2000
27.03. | 13 | 2000
27.03. | 14 | 2000
27.03. | 15 | 2000
27.03. | 16 | 2000
27.03. | 17 | 2000
27.03. | 18 | 2000
27.03. | 19 | 2000
27.03. | 20 | 2000
27.03. | 21 | 2000
27.03. | 22 | 2000
27.03. | 23 | 2000
27.03. | 24 | 2000
28.03. | 1 | 2000
28.03. | 2 | 2000
28.03. | 3 | 2000
28.03. | 4 | 2000
28.03. | 5 | 2000
28.03. | 6 | 2000
28.03. | 7 | 2000
28.03. | 8 | 2000
28.03. | 9 | 2000
28.03. | 10 | 2000
28.03. | 11 | 2000
28.03. | 12 | 2000
28.03. | 13 | 2000
28.03. | 14 | 2000
28.03. | 15 | 2000
28.03. | 16 | 2000
28.03. | 17 | 2000
28.03. | 18 | 2000
28.03. | 19 | 2000
28.03. | 20 | 2000
28.03. | 21 | 2000
28.03. | 22 | 2000
28.03. | 23 | 2000
28.03. | 24 | 2000
29.03. | 1 | 2000
29.03. | 2 | 2000
29.03. | 3 | 2000
29.03. | 4 | 2000
29.03. | 5 | 2000
29.03. | 6 | 2000
29.03. | 7 | 2000
29.03. | 8 | 2000
29.03. | 9 | 2000
29.03. | 10 | 2000
29.03. | 11 | 2000
29.03. | 12 | 2000
29.03. | 13 | 2000
29.03. | 14 | 2000
29.03. | 15 | 2000
29.03. | 16 | 2000
29.03. | 17 | 2000
29.03. | 18 | 2000
29.03. | 19 | 2000
29.03. | 20 | 2000
29.03. | 21 | 2000
29.03. | 22 | 2000
29.03. | 23 | 2000
29.03. | 24 | 2000
30.03. | 1 | 2000
30.03. | 2 | 2000
30.03. | 3 | 2000
30.03. | 4 | 2000
30.03. | 5 | 2000
30.03. | 6 | 2000
30.03. | 7 | 2000
30.03. | 8 | 2000
30.03. | 9 | 2000
30.03. | 10 | 2000
30.03. | 11 | 2000
30.03. | 12 | 2000
30.03. | 13 | 2000
30.03. | 14 | 2000
30.03. | 15 | 2000
30.03. | 16 | 2000
30.03. | 17 | 2000
30.03. | 18 | 2000
30.03. | 19 | 2000
30.03. | 20 | 2000
30.03. | 21 | 2000
30.03. | 22 | 2000
30.03. | 23 | 2000
30.03. | 24 | 2000
31.03. | 1 | 2000
31.03. | 2 | 2000
31.03. | 3 | 2000
31.03. | 4 | 2000
31.03. | 5 | 2000
31.03. | 6 | 2000
31.03. | 7 | 2000
31.03. | 8 | 2000
31.03. | 9 | 2000
31.03. | 10 | 2000
31.03. | 11 | 2000
31.03. | 12 | 2000
31.03. | 13 | 2000
31.03. | 14 | 2000
31.03. | 15 | 2000
31.03. | 16 | 2000
31.03. | 17 | 2000
31.03. | 18 | 2000
31.03. | 19 | 2000
31.03. | 20 | 2000
31.03. | 21 | 2000
31.03. | 22 | 2000
31.03. | 23 | 2000
31.03. | 24 | 2000
01.04. | 1 | 2000
01.04. | 2 | 2000
01.04. | 3 | 2000
01.04. | 4 | 2000
01.04. | 5 | 2000
01.04. | 6 | 2000
01.04. | 7 | 2000
01.04. | 8 | 2000
01.04. | 9 | 2000
01.04. | 10 | 2000
01.04. | 11 | 2000
01.04. | 12 | 2000
01.04. | 13 | 2000
01.04. | 14 | 2000
01.04. | 15 | 2000
01.04. | 16 | 2000
01.04. | 17 | 2000
01.04. | 18 | 2000
01.04. | 19 | 2000
01.04. | 20 | 2000
01.04. | 21 | 2000
01.04. | 22 | 2000
01.04. | 23 | 2000
01.04. | 24 | 2000
02.04. | 1 | 2000
02.04. | 2 | 2000
02.04. | 3 | 2000
02.04. | 4 | 2000
02.04. | 5 | 2000
02.04. | 6 | 2000
02.04. | 7 | 2000
02.04. | 8 | 2000
02.04. | 9 | 2000
02.04. | 10 | 2000
02.04. | 11 | 2000
02.04. | 12 | 2000
02.04. | 13 | 2000
02.04. | 14 | 2000
02.04. | 15 | 2000
02.04. | 16 | 2000
02.04. | 17 | 2000
02.04. | 18 | 2000
02.04. | 19 | 2000
02.04. | 20 | 2000
02.04. | 21 | 2000
02.04. | 22 | 2000
02.04. | 23 | 2000
02.04. | 24 | 2000
03.04. | 1 | 2000
03.04. | 2 | 2000
03.04. | 3 | 2000
03.04. | 4 | 2000
03.04. | 5 | 2000
03.04. | 6 | 2000
03.04. | 7 | 2000
03.04. | 8 | 2000
03.04. | 9 | 2000
03.04. | 10 | 2000
03.04. | 11 | 2000
03.04. | 12 | 2000
03.04. | 13 | 2000
03.04. | 14 | 2000
03.04. | 15 | 2000
03.04. | 16 | 2000
03.04. | 17 | 2000
03.04. | 18 | 2000
03.04. | 19 | 2000
03.04. | 20 | 2000
03.04. | 21 | 2000
03.04. | 22 | 2000
03.04. | 23 | 2000
03.04. | 24 | 2000
04.04. | 1 | 2000
04.04. | 2 | 2000
04.04. | 3 | 2000
04.04. | 4 | 2000
04.04. | 5 | 2000
04.04. | 6 | 2000
04.04. | 7 | 2000
04.04. | 8 | 2000
04.04. | 9 | 2000
04.04. | 10 | 2000
04.04. | 11 | 2000
04.04. | 12 | 2000
04.04. | 13 | 2000
04.04. | 14 | 2000
04.04. | 15 | 2000
04.04. | 16 | 2000
04.04. | 17 | 2000
04.04. | 18 | 2000
04.04. | 19 | 2000
04.04. | 20 | 2000
04.04. | 21 | 2000
04.04. | 22 | 2000
04.04. | 23 | 2000
04.04. | 24 | 2000
05.04. | 1 | 2000
05.04. | 2 | 2000
05.04. | 3 | 2000
05.04. | 4 | 2000
05.04. | 5 | 2000
05.04. | 6 | 2000
05.04. | 7 | 2000
05.04. | 8 | 2000
05.04. | 9 | 2000
05.04. | 10 | 2000
05.04. | 11 | 2000
05.04. | 12 | 2000
05.04. | 13 | 2000
05.04. | 14 | 2000
05.04. | 15 | 2000
05.04. | 16 | 2000
05.04. | 17 | 2000
05.04. | 18 | 2000
05.04. | 19 | 2000
05.04. | 20 | 2000
05.04. | 21 | 2000
05.04. | 22 | 2000
05.04. | 23 | 2000
05.04. | 24 | 2000
06.04. | 1 | 2000
06.04. | 2 | 2000
06.04. | 3 | 2000
06.04. | 4 | 2000
06.04. | 5 | 2000
06.04. | 6 | 2000
06.04. | 7 | 2000
06.04. | 8 | 2000
06.04. | 9 | 2000
06.04. | 10 | 2000
06.04. | 11 | 2000
06.04. | 12 | 2000
06.04. | 13 | 2000
06.04. | 14 | 2000
06.04. | 15 | 2000
06.04. | 16 | 2000
06.04. | 17 | 2000
06.04. | 18 | 2000
06.04. | 19 | 2000
06.04. | 20 | 2000
06.04. | 21 | 2000
06.04. | 22 | 2000
06.04. | 23 | 2000
06.04. | 24 | 2000
07.04. | 1 | 2000
07.04. | 2 | 2000
07.04. | 3 | 2000
07.04. | 4 | 2000
07.04. | 5 | 2000
07.04. | 6 | 2000
07.04. | 7 | 2000
07.04. | 8 | 2000
07.04. | 9 | 2000
07.04. | 10 | 2000
07.04. | 11 | 2000
07.04. | 12 | 2000
07.04. | 13 | 2000
07.04. | 14 | 2000
07.04. | 15 | 2000
07.04. | 16 | 2000
07.04. | 17 | 2000
07.04. | 18 | 2000
07.04. | 19 | 2000
07.04. | 20 | 2000
07.04. | 21 | 2000
07.04. | 22 | 2000
07.04. | 23 | 2000
07.04. | 24 | 2000
08.04. | 1 | 2000
08.04. | 2 | 2000
08.04. | 3 | 2000
08.04. | 4 | 2000
08.04. | 5 | 2000
08.04. | 6 | 2000
08.04. | 7 | 2000
08.04. | 8 | 2000
08.04. | 9 | 2000
08.04. | 10 | 2000
08.04. | 11 | 2000
08.04. | 12 | 2000
08.04. | 13 | 2000
08.04. | 14 | 2000
08.04. | 15 | 2000
08.04. | 16 | 2000
08.04. | 17 | 2000
08.04. | 18 | 2000
08.04. | 19 | 2000
08.04. | 20 | 2000
08.04. | 21 | 2000
08.04. | 22 | 2000
08.04. | 23 | 2000
08.04. | 24 | 2000
09.04. | 1 | 2000
09.04. | 2 | 2000
09.04. | 3 | 2000
09.04. | 4 | 2000
09.04. | 5 | 2000
09.04. | 6 | 2000
09.04. | 7 | 2000
09.04. | 8 | 2000
09.04. | 9 | 2000
09.04. | 10 | 2000
09.04. | 11 | 2000
09.04. | 12 | 2000
09.04. | 13 | 2000
09.04. | 14 | 2000
09.04. | 15 | 2000
09.04. | 16 | 2000
09.04. | 17 | 2000
09.04. | 18 | 2000
09.04. | 19 | 2000
09.04. | 20 | 2000
09.04. | 21 | 2000
09.04. | 22 | 2000
09.04. | 23 | 2000
09.04. | 24 | 2000
10.04. | 1 | 2000
10.04. | 2 | 2000
10.04. | 3 | 2000
10.04. | 4 | 2000
10.04. | 5 | 2000
10.04. | 6 | 2000
10.04. | 7 | 2000
10.04. | 8 | 2000
10.04. | 9 | 2000
10.04. | 10 | 2000
10.04. | 11 | 2000
10.04. | 12 | 2000
10.04. | 13 | 2000
10.04. | 14 | 2000
10.04. | 15 | 2000
10.04. | 16 | 2000
10.04. | 17 | 2000
10.04. | 18 | 2000
10.04. | 19 | 2000
10.04. | 20 | 2000
10.04. | 21 | 2000
10.04. | 22 | 2000
10.04. | 23 | 2000
10.04. | 24 | 2000
11.04. | 1 | 2000
11.04. | 2 | 2000
11.04. | 3 | 2000
11.04. | 4 | 2000
11.04. | 5 | 2000
11.04. | 6 | 2000
11.04. | 7 | 2000
11.04. | 8 | 2000
11.04. | 9 | 2000
11.04. | 10 | 2000
11.04. | 11 | 2000
11.04. | 12 | 2000
11.04. | 13 | 2000
11.04. | 14 | 2000
11.04. | 15 | 2000
11.04. | 16 | 2000
11.04. | 17 | 2000
11.04. | 18 | 2000
11.04. | 19 | 2000
11.04. | 20 | 2000
11.04. | 21 | 2000
11.04. | 22 | 2000
11.04. | 23 | 2000
11.04. | 24 | 2000
12.04. | 1 | 2000
12.04. | 2 | 2000
12.04. | 3 | 2000
12.04. | 4 | 2000
12.04. | 5 | 2000
12.04. | 6 | 2000
12.04. | 7 | 2000
12.04. | 8 | 2000
12.04. | 9 | 2000
12.04. | 10 | 2000
12.04. | 11 | 2000
12.04. | 12 | 2000
12.04. | 13 | 2000
12.04. | 14 | 2000
12.04. | 15 | 2000
12.04. | 16 | 2000
12.04. | 17 | 2000
12.04. | 18 | 2000
12.04. | 19 | 2000
12.04. | 20 | 2000
12.04. | 21 | 2000
12.04. | 22 | 2000
12.04. | 23 | 2000
12.04. | 24 | 2000
13.04. | 1 | 2000
13.04. | 2 | 2000
13.04. | 3 | 2000
13.04. | 4 | 2000
13.04. | 5 | 2000
13.04. | 6 | 2000
13.04. | 7 | 2000
13.04. | 8 | 2000
13.04. | 9 | 2000
13.04. | 10 | 2000
13.04. | 11 | 2000
13.04. | 12 | 2000
13.04. | 13 | 2000
13.04. | 14 | 2000
13.04. | 15 | 2000
13.04. | 16 | 2000
13.04. | 17 | 2000
13.04. | 18 | 2000
13.04. | 19 | 2000
13.04. | 20 | 2000
13.04. | 21 | 2000
13.04. | 22 | 2000
13.04. | 23 | 2000
13.04. | 24 | 2000
14.04. | 1 | 2000
14.04. | 2 | 2000
14.04. | 3 | 2000
14.04. | 4 | 2000
14.04. | 5 | 2000
14.04. | 6 | 2000
14.04. | 7 | 2000
14.04. | 8 | 2000
14.04. | 9 | 2000
14.04. | 10 | 2000
14.04. | 11 | 2000
14.04. | 12 | 2000
14.04. | 13 | 2000
14.04. | 14 | 2000
14.04. | 15 | 2000
14.04. | 16 | 2000
14.04. | 17 | 2000
14.04. | 18 | 2000
14.04. | 19 | 2000
14.04. | 20 | 2000
14.04. | 21 | 2000
14.04. | 22 | 2000
14.04. | 23 | 2000
14.04. | 24 | 2000
15.04. | 1 | 2000
15.04. | 2 | 2000
15.04. | 3 | 2000
15.04. | 4 | 2000
15.04. | 5 | 2000
15.04. | 6 | 2000
15.04. | 7 | 2000
15.04. | 8 | 2000
15.04. | 9 | 2000
15.04. | 10 | 2000
15.04. | 11 | 2000
15.04. | 12 | 2000
15.04. | 13 | 2000
15.04. | 14 | 2000
15.04. | 15 | 2000
15.04. | 16 | 2000
15.04. | 17 | 2000
15.04. | 18 | 2000
15.04. | 19 | 2000
15.04. | 20 | 2000
15.04. | 21 | 2000
15.04. | 22 | 2000
15.04. | 23 | 2000
15.04. | 24 | 2000
16.04. | 1 | 2000
16.04. | 2 | 2000
16.04. | 3 | 2000
16.04. | 4 | 2000
16.04. | 5 | 2000
16.04. | 6 | 2000
16.04. | 7 | 2000
16.04. | 8 | 2000
16.04. | 9 | 2000
16.04. | 10 | 2000
16.04. | 11 | 2000
16.04. | 12 | 2000
16.04. | 13 | 2000
16.04. | 14 | 2000
16.04. | 15 | 2000
16.04. | 16 | 2000
16.04. | 17 | 2000
16.04. | 18 | 2000
16.04. | 19 | 2000
16.04. | 20 | 2000
16.04. | 21 | 2000
16.04. | 22 | 2000
16.04. | 23 | 2000
16.04. | 24 | 2000
17.04. | 1 | 2000
17.04. | 2 | 2000
17.04. | 3 | 2000
17.04. | 4 | 2000
17.04. | 5 | 2000
17.04. | 6 | 2000
17.04. | 7 | 2000
17.04. | 8 | 2000
17.04. | 9 | 2000
17.04. | 10 | 2000
17.04. | 11 | 2000
17.04. | 12 | 2000
17.04. | 13 | 2000
17.04. | 14 | 2000
17.04. | 15 | 2000
17.04. | 16 | 2000
17.04. | 17 | 2000
17.04. | 18 | 2000
17.04. | 19 | 2000
17.04. | 20 | 2000
17.04. | 21 | 2000
17.04. | 22 | 2000
17.04. | 23 | 2000
17.04. | 24 | 2000
18.04. | 1 | 2000
18.04. | 2 | 2000
18.04. | 3 | 2000
18.04. | 4 | 2000
18.04. | 5 | 2000
18.04. | 6 | 2000
18.04. | 7 | 2000
18.04. | 8 | 2000
18.04. | 9 | 2000
18.04. | 10 | 2000
18.04. | 11 | 2000
18.04. | 12 | 2000
18.04. | 13 | 2000
18.04. | 14 | 2000
18.04. | 15 | 2000
18.04. | 16 | 2000
18.04. | 17 | 2000
18.04. | 18 | 2000
18.04. | 19 | 2000
18.04. | 20 | 2000
18.04. | 21 | 2000
18.04. | 22 | 2000
18.04. | 23 | 2000
18.04. | 24 | 2000
19.04. | 1 | 2000
19.04. | 2 | 2000
19.04. | 3 | 2000
19.04. | 4 | 2000
19.04. | 5 | 2000
19.04. | 6 | 2000
19.04. | 7 | 2000
19.04. | 8 | 2000
19.04. | 9 | 2000
19.04. | 10 | 2000
19.04. | 11 | 2000
19.04. | 12 | 2000
19.04. | 13 | 2000
19.04. | 14 | 2000
19.04. | 15 | 2000
19.04. | 16 | 2000
19.04. | 17 | 2000
19.04. | 18 | 2000
19.04. | 19 | 2000
19.04. | 20 | 2000
19.04. | 21 | 2000
19.04. | 22 | 2000
19.04. | 23 | 2000
19.04. | 24 | 2000
20.04. | 1 | 2000
20.04. | 2 | 2000
20.04. | 3 | 2000
20.04. | 4 | 2000
20.04. | 5 | 2000
20.04. | 6 | 2000
20.04. | 7 | 2000
20.04. | 8 | 2000
20.04. | 9 | 2000
20.04. | 10 | 2000
20.04. | 11 | 2000
20.04. | 12 | 2000
20.04. | 13 | 2000
20.04. | 14 | 2000
20.04. | 15 | 2000
20.04. | 16 | 2000
20.04. | 17 | 2000
20.04. | 18 | 2000
20.04. | 19 | 2000
20.04. | 20 | 2000
20.04. | 21 | 2000
20.04. | 22 | 2000
20.04. | 23 | 2000
20.04. | 24 | 2000
21.04. | 1 | 2000
21.04. | 2 | 2000
21.04. | 3 | 2000
21.04. | 4 | 2000
21.04. | 5 | 2000
21.04. | 6 | 2000
21.04. | 7 | 2000
21.04. | 8 | 2000
21.04. | 9 | 2000
21.04. | 10 | 2000
21.04. | 11 | 2000
21.04. | 12 | 2000
21.04. | 13 | 2000
21.04. | 14 | 2000
21.04. | 15 | 2000
21.04. | 16 | 2000
21.04. | 17 | 2000
21.04. | 18 | 2000
21.04. | 19 | 2000
21.04. | 20 | 2000
21.04. | 21 | 2000
21.04. | 22 | 2000
21.04. | 23 | 2000
21.04. | 24 | 2000
22.04. | 1 | 2000
22.04. | 2 | 2000
22.04. | 3 | 2000
22.04. | 4 | 2000
22.04. | 5 | 2000
22.04. | 6 | 2000
22.04. | 7 | 2000
22.04. | 8 | 2000
22.04. | 9 | 2000
22.04. | 10 | 2000
22.04. | 11 | 2000
22.04. | 12 | 2000
22.04. | 13 | 2000
22.04. | 14 | 2000
22.04. | 15 | 2000
22.04. | 16 | 2000
22.04. | 17 | 2000
22.04. | 18 | 2000
22.04. | 19 | 2000
22.04. | 20 | 2000
22.04. | 21 | 2000
22.04. | 22 | 2000
22.04. | 23 | 2000
22.04. | 24 | 2000
23.04. | 1 | 2000
23.04. | 2 | 2000
23.04. | 3 | 2000
23.04. | 4 | 2000
23.04. | 5 | 2000
23.04. | 6 | 2000
23.04. | 7 | 2000
23.04. | 8 | 2000
23.04. | 9 | 2000
23.04. | 10 | 2000
23.04. | 11 | 2000
23.04. | 12 | 2000
23.04. | 13 | 2000
23.04. | 14 | 2000
23.04. | 15 | 2000
23.04. | 16 | 2000
23.04. | 17 | 2000
23.04. | 18 | 2000
23.04. | 19 | 2000
23.04. | 20 | 2000
23.04. | 21 | 2000
23.04. | 22 | 2000
23.04. | 23 | 2000
23.04. | 24 | 2000
24.04. | 1 | 2000
24.04. | 2 | 2000
24.04. | 3 | 2000
24.04. | 4 | 2000
24.04. | 5 | 2000
24.04. | 6 | 2000
24.04. | 7 | 2000
24.04. | 8 | 2000
24.04. | 9 | 2000
24.04. | 10 | 2000
24.04. | 11 | 2000
24.04. | 12 | 2000
24.04. | 13 | 2000
24.04. | 14 | 2000
24.04. | 15 | 2000
24.04. | 16 | 2000
24.04. | 17 | 2000
24.04. | 18 | 2000
24.04. | 19 | 2000
24.04. | 20 | 2000
24.04. | 21 | 2000
24.04. | 22 | 2000
24.04. | 23 | 2000
24.04. | 24 | 2000
25.04. | 1 | 2000
25.04. | 2 | 2000
25.04. | 3 | 2000
25.04. | 4 | 2000
25.04. | 5 | 2000
25.04. | 6 | 2000
25.04. | 7 | 2000
25.04. | 8 | 2000
25.04. | 9 | 2000
25.04. | 10 | 2000
25.04. | 11 | 2000
25.04. | 12 | 2000
25.04. | 13 | 2000
25.04. | 14 | 2000
25.04. | 15 | 2000
25.04. | 16 | 2000
25.04. | 17 | 2000
25.04. | 18 | 2000
25.04. | 19 | 2000
25.04. | 20 | 2000
25.04. | 21 | 2000
25.04. | 22 | 2000
25.04. | 23 | 2000
25.04. | 24 | 2000
26.04. | 1 | 2000
26.04. | 2 | 2000
26.04. | 3 | 2000
26.04. | 4 | 2000
26.04. | 5 | 2000
26.04. | 6 | 2000
26.04. | 7 | 2000
26.04. | 8 | 2000
26.04. | 9 | 2000
26.04. | 10 | 2000
26.04. | 11 | 2000
26.04. | 12 | 2000
26.04. | 13 | 2000
26.04. | 14 | 2000
26.04. | 15 | 2000
26.04. | 16 | 2000
26.04. | 17 | 2000
26.04. | 18 | 2000
26.04. | 19 | 2000
26.04. | 20 | 2000
26.04. | 21 | 2000
26.04. | 22 | 2000
26.04. | 23 | 2000
26.04. | 24 | 2000
27.04. | 1 | 2000
27.04. | 2 | 2000
27.04. | 3 | 2000
27.04. | 4 | 2000
27.04. | 5 | 2000
27.04. | 6 | 2000
27.04. | 7 | 2000
27.04. | 8 | 2000
27.04. | 9 | 2000
27.04. | 10 | 2000
27.04. | 11 | 2000
27.04. | 12 | 2000
27.04. | 13 | 2000
27.04. | 14 | 2000
27.04. | 15 | 2000
27.04. | 16 | 2000
27.04. | 17 | 2000
27.04. | 18 | 2000
27.04. | 19 | 2000
27.04. | 20 | 2000
27.04. | 21 | 2000
27.04. | 22 | 2000
27.04. | 23 | 2000
27.04. | 24 | 2000
28.04. | 1 | 2000
28.04. | 2 | 2000
28.04. | 3 | 2000
28.04. | 4 | 2000
28.04. | 5 | 2000
28.04. | 6 | 2000
28.04. | 7 | 2000
28.04. | 8 | 2000
28.04. | 9 | 2000
28.04. | 10 | 2000
28.04. | 11 | 2000
28.04. | 12 | 2000
28.04. | 13 | 2000
28.04. | 14 | 2000
28.04. | 15 | 2000
28.04. | 16 | 2000
28.04. | 17 | 2000
28.04. | 18 | 2000
28.04. | 19 | 2000
28.04. | 20 | 2000
28.04. | 21 | 2000
28.04. | 22 | 2000
28.04. | 23 | 2000
28.04. | 24 | 2000
29.04. | 1 | 2000
29.04. | 2 | 2000
29.04. | 3 | 2000
29.04. | 4 | 2000
29.04. | 5 | 2000
29.04. | 6 | 2000
29.04. | 7 | 2000
29.04. | 8 | 2000
29.04. | 9 | 2000
29.04. | 10 | 2000
29.04. | 11 | 2000
29.04. | 12 | 2000
29.04. | 13 | 2000
29.04. | 14 | 2000
29.04. | 15 | 2000
29.04. | 16 | 2000
29.04. | 17 | 2000
29.04. | 18 | 2000
29.04. | 19 | 2000
29.04. | 20 | 2000
29.04. | 21 | 2000
29.04. | 22 | 2000
29.04. | 23 | 2000
29.04. | 24 | 2000
30.04. | 1 | 2000
30.04. | 2 | 2000
30.04. | 3 | 2000
30.04. | 4 | 2000
30.04. | 5 | 2000
30.04. | 6 | 2000
30.04. | 7 | 2000
30.04. | 8 | 2000
30.04. | 9 | 2000
30.04. | 10 | 2000
30.04. | 11 | 2000
30.04. | 12 | 2000
30.04. | 13 | 2000
30.04. | 14 | 2000
30.04. | 15 | 2000
30.04. | 16 | 2000
30.04. | 17 | 2000
30.04. | 18 | 2000
30.04. | 19 | 2000
30.04. | 20 | 2000
30.04. | 21 | 2000
30.04. | 22 | 2000
30.04. | 23 | 2000
30.04. | 24 | 2000
01.05. | 1 | 2000
01.05. | 2 | 2000
01.05. | 3 | 2000
01.05. | 4 | 2000
01.05. | 5 | 2000
01.05. | 6 | 2000
01.05. | 7 | 2000
01.05. | 8 | 2000
01.05. | 9 | 2000
01.05. | 10 | 2000
01.05. | 11 | 2000
01.05. | 12 | 2000
01.05. | 13 | 2000
01.05. | 14 | 2000
01.05. | 15 | 2000
01.05. | 16 | 2000
01.05. | 17 | 2000
01.05. | 18 | 2000
01.05. | 19 | 2000
01.05. | 20 | 2000
01.05. | 21 | 2000
01.05. | 22 | 2000
01.05. | 23 | 2000
01.05. | 24 | 2000
02.05. | 1 | 2000
02.05. | 2 | 2000
02.05. | 3 | 2000
02.05. | 4 | 2000
02.05. | 5 | 2000
02.05. | 6 | 2000
02.05. | 7 | 2000
02.05. | 8 | 2000
02.05. | 9 | 2000
02.05. | 10 | 2000
02.05. | 11 | 2000
02.05. | 12 | 2000
02.05. | 13 | 2000
02.05. | 14 | 2000
02.05. | 15 | 2000
02.05. | 16 | 2000
02.05. | 17 | 2000
02.05. | 18 | 2000
02.05. | 19 | 2000
02.05. | 20 | 2000
02.05. | 21 | 2000
02.05. | 22 | 2000
02.05. | 23 | 2000
02.05. | 24 | 2000
03.05. | 1 | 2000
03.05. | 2 | 2000
03.05. | 3 | 2000
03.05. | 4 | 2000
03.05. | 5 | 2000
03.05. | 6 | 2000
03.05. | 7 | 2000
03.05. | 8 | 2000
03.05. | 9 | 2000
03.05. | 10 | 2000
03.05. | 11 | 2000
03.05. | 12 | 2000
03.05. | 13 | 2000
03.05. | 14 | 2000
03.05. | 15 | 2000
03.05. | 16 | 2000
03.05. | 17 | 2000
03.05. | 18 | 2000
03.05. | 19 | 2000
03.05. | 20 | 2000
03.05. | 21 | 2000
03.05. | 22 | 2000
03.05. | 23 | 2000
03.05. | 24 | 2000
04.05. | 1 | 2000
04.05. | 2 | 2000
04.05. | 3 | 2000
04.05. | 4 | 2000
04.05. | 5 | 2000
04.05. | 6 | 2000
04.05. | 7 | 2000
04.05. | 8 | 2000
04.05. | 9 | 2000
04.05. | 10 | 2000
04.05. | 11 | 2000
04.05. | 12 | 2000
04.05. | 13 | 2000
04.05. | 14 | 2000
04.05. | 15 | 2000
04.05. | 16 | 2000
04.05. | 17 | 2000
04.05. | 18 | 2000
04.05. | 19 | 2000
04.05. | 20 | 2000
04.05. | 21 | 2000
04.05. | 22 | 2000
04.05. | 23 | 2000
04.05. | 24 | 2000
05.05. | 1 | 2000
05.05. | 2 | 2000
05.05. | 3 | 2000
05.05. | 4 | 2000
05.05. | 5 | 2000
05.05. | 6 | 2000
05.05. | 7 | 2000
05.05. | 8 | 2000
05.05. | 9 | 2000
05.05. | 10 | 2000
05.05. | 11 | 2000
05.05. | 12 | 2000
05.05. | 13 | 2000
05.05. | 14 | 2000
05.05. | 15 | 2000
05.05. | 16 | 2000
05.05. | 17 | 2000
05.05. | 18 | 2000
05.05. | 19 | 2000
05.05. | 20 | 2000
05.05. | 21 | 2000
05.05. | 22 | 2000
05.05. | 23 | 2000
05.05. | 24 | 2000
06.05. | 1 | 2000
06.05. | 2 | 2000
06.05. | 3 | 2000
06.05. | 4 | 2000
06.05. | 5 | 2000
06.05. | 6 | 2000
06.05. | 7 | 2000
06.05. | 8 | 2000
06.05. | 9 | 2000
06.05. | 10 | 2000
06.05. | 11 | 2000
06.05. | 12 | 2000
06.05. | 13 | 2000
06.05. | 14 | 2000
06.05. | 15 | 2000
06.05. | 16 | 2000
06.05. | 17 | 2000
06.05. | 18 | 2000
06.05. | 19 | 2000
06.05. | 20 | 2000
06.05. | 21 | 2000
06.05. | 22 | 2000
06.05. | 23 | 2000
06.05. | 24 | 2000
07.05. | 1 | 2000
07.05. | 2 | 2000
07.05. | 3 | 2000
07.05. | 4 | 2000
07.05. | 5 | 2000
07.05. | 6 | 2000
07.05. | 7 | 2000
07.05. | 8 | 2000
07.05. | 9 | 2000
07.05. | 10 | 2000
07.05. | 11 | 2000
07.05. | 12 | 2000
07.05. | 13 | 2000
07.05. | 14 | 2000
07.05. | 15 | 2000
07.05. | 16 | 2000
07.05. | 17 | 2000
07.05. | 18 | 2000
07.05. | 19 | 2000
07.05. | 20 | 2000
07.05. | 21 | 2000
07.05. | 22 | 2000
07.05. | 23 | 2000
07.05. | 24 | 2000
08.05. | 1 | 2000
08.05. | 2 | 2000
08.05. | 3 | 2000
08.05. | 4 | 2000
08.05. | 5 | 2000
08.05. | 6 | 2000
08.05. | 7 | 2000
08.05. | 8 | 2000
08.05. | 9 | 2000
08.05. | 10 | 2000
08.05. | 11 | 2000
08.05. | 12 | 2000
08.05. | 13 | 2000
08.05. | 14 | 2000
08.05. | 15 | 2000
08.05. | 16 | 2000
08.05. | 17 | 2000
08.05. | 18 | 2000
08.05. | 19 | 2000
08.05. | 20 | 2000
08.05. | 21 | 2000
08.05. | 22 | 2000
08.05. | 23 | 2000
08.05. | 24 | 2000
09.05. | 1 | 2000
09.05. | 2 | 2000
09.05. | 3 | 2000
09.05. | 4 | 2000
09.05. | 5 | 2000
09.05. | 6 | 2000
09.05. | 7 | 2000
09.05. | 8 | 2000
09.05. | 9 | 2000
09.05. | 10 | 2000
09.05. | 11 | 2000
09.05. | 12 | 2000
09.05. | 13 | 2000
09.05. | 14 | 2000
09.05. | 15 | 2000
09.05. | 16 | 2000
09.05. | 17 | 2000
09.05. | 18 | 2000
09.05. | 19 | 2000
09.05. | 20 | 2000
09.05. | 21 | 2000
09.05. | 22 | 2000
09.05. | 23 | 2000
09.05. | 24 | 2000
10.05. | 1 | 2000
10.05. | 2 | 2000
10.05. | 3 | 2000
10.05. | 4 | 2000
10.05. | 5 | 2000
10.05. | 6 | 2000
10.05. | 7 | 2000
10.05. | 8 | 2000
10.05. | 9 | 2000
10.05. | 10 | 2000
10.05. | 11 | 2000
10.05. | 12 | 2000
10.05. | 13 | 2000
10.05. | 14 | 2000
10.05. | 15 | 2000
10.05. | 16 | 2000
10.05. | 17 | 2000
10.05. | 18 | 2000
10.05. | 19 | 2000
10.05. | 20 | 2000
10.05. | 21 | 2000
10.05. | 22 | 2000
10.05. | 23 | 2000
10.05. | 24 | 2000
11.05. | 1 | 2000
11.05. | 2 | 2000
11.05. | 3 | 2000
11.05. | 4 | 2000
11.05. | 5 | 2000
11.05. | 6 | 2000
11.05. | 7 | 2000
11.05. | 8 | 2000
11.05. | 9 | 2000
11.05. | 10 | 2000
11.05. | 11 | 2000
11.05. | 12 | 2000
11.05. | 13 | 2000
11.05. | 14 | 2000
11.05. | 15 | 2000
11.05. | 16 | 2000
11.05. | 17 | 2000
11.05. | 18 | 2000
11.05. | 19 | 2000
11.05. | 20 | 2000
11.05. | 21 | 2000
11.05. | 22 | 2000
11.05. | 23 | 2000
11.05. | 24 | 2000
12.05. | 1 | 2000
12.05. | 2 | 2000
12.05. | 3 | 2000
12.05. | 4 | 2000
12.05. | 5 | 2000
12.05. | 6 | 2000
12.05. | 7 | 2000
12.05. | 8 | 2000
12.05. | 9 | 2000
12.05. | 10 | 2000
12.05. | 11 | 2000
12.05. | 12 | 2000
12.05. | 13 | 2000
12.05. | 14 | 2000
12.05. | 15 | 2000
12.05. | 16 | 2000
12.05. | 17 | 2000
12.05. | 18 | 2000
12.05. | 19 | 2000
12.05. | 20 | 2000
12.05. | 21 | 2000
12.05. | 22 | 2000
12.05. | 23 | 2000
12.05. | 24 | 2000
13.05. | 1 | 2000
13.05. | 2 | 2000
13.05. | 3 | 2000
13.05. | 4 | 2000
13.05. | 5 | 2000
13.05. | 6 | 2000
13.05. | 7 | 2000
13.05. | 8 | 2000
13.05. | 9 | 2000
13.05. | 10 | 2000
13.05. | 11 | 2000
13.05. | 12 | 2000
13.05. | 13 | 2000
13.05. | 14 | 2000
13.05. | 15 | 2000
13.05. | 16 | 2000
13.05. | 17 | 2000
13.05. | 18 | 2000
13.05. | 19 | 2000
13.05. | 20 | 2000
13.05. | 21 | 2000
13.05. | 22 | 2000
13.05. | 23 | 2000
13.05. | 24 | 2000
14.05. | 1 | 2000
14.05. | 2 | 2000
14.05. | 3 | 2000
14.05. | 4 | 2000
14.05. | 5 | 2000
14.05. | 6 | 2000
14.05. | 7 | 2000
14.05. | 8 | 2000
14.05. | 9 | 2000
14.05. | 10 | 2000
14.05. | 11 | 2000
14.05. | 12 | 2000
14.05. | 13 | 2000
14.05. | 14 | 2000
14.05. | 15 | 2000
14.05. | 16 | 2000
14.05. | 17 | 2000
14.05. | 18 | 2000
14.05. | 19 | 2000
14.05. | 20 | 2000
14.05. | 21 | 2000
14.05. | 22 | 2000
14.05. | 23 | 2000
14.05. | 24 | 2000
15.05. | 1 | 2000
15.05. | 2 | 2000
15.05. | 3 | 2000
15.05. | 4 | 2000
15.05. | 5 | 2000
15.05. | 6 | 2000
15.05. | 7 | 2000
15.05. | 8 | 2000
15.05. | 9 | 2000
15.05. | 10 | 2000
15.05. | 11 | 2000
15.05. | 12 | 2000
15.05. | 13 | 2000
15.05. | 14 | 2000
15.05. | 15 | 2000
15.05. | 16 | 2000
15.05. | 17 | 2000
15.05. | 18 | 2000
15.05. | 19 | 2000
15.05. | 20 | 2000
15.05. | 21 | 2000
15.05. | 22 | 2000
15.05. | 23 | 2000
15.05. | 24 | 2000
16.05. | 1 | 2000
16.05. | 2 | 2000
16.05. | 3 | 2000
16.05. | 4 | 2000
16.05. | 5 | 2000
16.05. | 6 | 2000
16.05. | 7 | 2000
16.05. | 8 | 2000
16.05. | 9 | 2000
16.05. | 10 | 2000
16.05. | 11 | 2000
16.05. | 12 | 2000
16.05. | 13 | 2000
16.05. | 14 | 2000
16.05. | 15 | 2000
16.05. | 16 | 2000
16.05. | 17 | 2000
16.05. | 18 | 2000
16.05. | 19 | 2000
16.05. | 20 | 2000
16.05. | 21 | 2000
16.05. | 22 | 2000
16.05. | 23 | 2000
16.05. | 24 | 2000
17.05. | 1 | 2000
17.05. | 2 | 2000
17.05. | 3 | 2000
17.05. | 4 | 2000
17.05. | 5 | 2000
17.05. | 6 | 2000
17.05. | 7 | 2000
17.05. | 8 | 2000
17.05. | 9 | 2000
17.05. | 10 | 2000
17.05. | 11 | 2000
17.05. | 12 | 2000
17.05. | 13 | 2000
17.05. | 14 | 2000
17.05. | 15 | 2000
17.05. | 16 | 2000
17.05. | 17 | 2000
17.05. | 18 | 2000
17.05. | 19 | 2000
17.05. | 20 | 2000
17.05. | 21 | 2000
17.05. | 22 | 2000
17.05. | 23 | 2000
17.05. | 24 | 2000
18.05. | 1 | 2000
18.05. | 2 | 2000
18.05. | 3 | 2000
18.05. | 4 | 2000
18.05. | 5 | 2000
18.05. | 6 | 2000
18.05. | 7 | 2000
18.05. | 8 | 2000
18.05. | 9 | 2000
18.05. | 10 | 2000
18.05. | 11 | 2000
18.05. | 12 | 2000
18.05. | 13 | 2000
18.05. | 14 | 2000
18.05. | 15 | 2000
18.05. | 16 | 2000
18.05. | 17 | 2000
18.05. | 18 | 2000
18.05. | 19 | 2000
18.05. | 20 | 2000
18.05. | 21 | 2000
18.05. | 22 | 2000
18.05. | 23 | 2000
18.05. | 24 | 2000
19.05. | 1 | 2000
19.05. | 2 | 2000
19.05. | 3 | 2000
19.05. | 4 | 2000
19.05. | 5 | 2000
19.05. | 6 | 2000
19.05. | 7 | 2000
19.05. | 8 | 2000
19.05. | 9 | 2000
19.05. | 10 | 2000
19.05. | 11 | 2000
19.05. | 12 | 2000
19.05. | 13 | 2000
19.05. | 14 | 2000
19.05. | 15 | 2000
19.05. | 16 | 2000
19.05. | 17 | 2000
19.05. | 18 | 2000
19.05. | 19 | 2000
19.05. | 20 | 2000
19.05. | 21 | 2000
19.05. | 22 | 2000
19.05. | 23 | 2000
19.05. | 24 | 2000
20.05. | 1 | 2000
20.05. | 2 | 2000
20.05. | 3 | 2000
20.05. | 4 | 2000
20.05. | 5 | 2000
20.05. | 6 | 2000
20.05. | 7 | 2000
20.05. | 8 | 2000
20.05. | 9 | 2000
20.05. | 10 | 2000
20.05. | 11 | 2000
20.05. | 12 | 2000
20.05. | 13 | 2000
20.05. | 14 | 2000
20.05. | 15 | 2000
20.05. | 16 | 2000
20.05. | 17 | 2000
20.05. | 18 | 2000
20.05. | 19 | 2000
20.05. | 20 | 2000
20.05. | 21 | 2000
20.05. | 22 | 2000
20.05. | 23 | 2000
20.05. | 24 | 2000
21.05. | 1 | 2000
21.05. | 2 | 2000
21.05. | 3 | 2000
21.05. | 4 | 2000
21.05. | 5 | 2000
21.05. | 6 | 2000
21.05. | 7 | 2000
21.05. | 8 | 2000
21.05. | 9 | 2000
21.05. | 10 | 2000
21.05. | 11 | 2000
21.05. | 12 | 2000
21.05. | 13 | 2000
21.05. | 14 | 2000
21.05. | 15 | 2000
21.05. | 16 | 2000
21.05. | 17 | 2000
21.05. | 18 | 2000
21.05. | 19 | 2000
21.05. | 20 | 2000
21.05. | 21 | 2000
21.05. | 22 | 2000
21.05. | 23 | 2000
21.05. | 24 | 2000
22.05. | 1 | 2000
22.05. | 2 | 2000
22.05. | 3 | 2000
22.05. | 4 | 2000
22.05. | 5 | 2000
22.05. | 6 | 2000
22.05. | 7 | 2000
22.05. | 8 | 2000
22.05. | 9 | 2000
22.05. | 10 | 2000
22.05. | 11 | 2000
22.05. | 12 | 2000
22.05. | 13 | 2000
22.05. | 14 | 2000
22.05. | 15 | 2000
22.05. | 16 | 2000
22.05. | 17 | 2000
22.05. | 18 | 2000
22.05. | 19 | 2000
22.05. | 20 | 2000
22.05. | 21 | 2000
22.05. | 22 | 2000
22.05. | 23 | 2000
22.05. | 24 | 2000
23.05. | 1 | 2000
23.05. | 2 | 2000
23.05. | 3 | 2000
23.05. | 4 | 2000
23.05. | 5 | 2000
23.05. | 6 | 2000
23.05. | 7 | 2000
23.05. | 8 | 2000
23.05. | 9 | 2000
23.05. | 10 | 2000
23.05. | 11 | 2000
23.05. | 12 | 2000
23.05. | 13 | 2000
23.05. | 14 | 2000
23.05. | 15 | 2000
23.05. | 16 | 2000
23.05. | 17 | 2000
23.05. | 18 | 2000
23.05. | 19 | 2000
23.05. | 20 | 2000
23.05. | 21 | 2000
23.05. | 22 | 2000
23.05. | 23 | 2000
23.05. | 24 | 2000
24.05. | 1 | 2000
24.05. | 2 | 2000
24.05. | 3 | 2000
24.05. | 4 | 2000
24.05. | 5 | 2000
24.05. | 6 | 2000
24.05. | 7 | 2000
24.05. | 8 | 2000
24.05. | 9 | 2000
24.05. | 10 | 2000
24.05. | 11 | 2000
24.05. | 12 | 2000
24.05. | 13 | 2000
24.05. | 14 | 2000
24.05. | 15 | 2000
24.05. | 16 | 2000
24.05. | 17 | 2000
24.05. | 18 | 2000
24.05. | 19 | 2000
24.05. | 20 | 2000
24.05. | 21 | 2000
24.05. | 22 | 2000
24.05. | 23 | 2000
24.05. | 24 | 2000
25.05. | 1 | 2000
25.05. | 2 | 2000
25.05. | 3 | 2000
25.05. | 4 | 2000
25.05. | 5 | 2000
25.05. | 6 | 2000
25.05. | 7 | 2000
25.05. | 8 | 2000
25.05. | 9 | 2000
25.05. | 10 | 2000
25.05. | 11 | 2000
25.05. | 12 | 2000
25.05. | 13 | 2000
25.05. | 14 | 2000
25.05. | 15 | 2000
25.05. | 16 | 2000
25.05. | 17 | 2000
25.05. | 18 | 2000
25.05. | 19 | 2000
25.05. | 20 | 2000
25.05. | 21 | 2000
25.05. | 22 | 2000
25.05. | 23 | 2000
25.05. | 24 | 2000
26.05. | 1 | 2000
26.05. | 2 | 2000
26.05. | 3 | 2000
26.05. | 4 | 2000
26.05. | 5 | 2000
26.05. | 6 | 2000
26.05. | 7 | 2000
26.05. | 8 | 2000
26.05. | 9 | 2000
26.05. | 10 | 2000
26.05. | 11 | 2000
26.05. | 12 | 2000
26.05. | 13 | 2000
26.05. | 14 | 2000
26.05. | 15 | 2000
26.05. | 16 | 2000
26.05. | 17 | 2000
26.05. | 18 | 2000
26.05. | 19 | 2000
26.05. | 20 | 2000
26.05. | 21 | 2000
26.05. | 22 | 2000
26.05. | 23 | 2000
26.05. | 24 | 2000
27.05. | 1 | 2000
27.05. | 2 | 2000
27.05. | 3 | 2000
27.05. | 4 | 2000
27.05. | 5 | 2000
27.05. | 6 | 2000
27.05. | 7 | 2000
27.05. | 8 | 2000
27.05. | 9 | 2000
27.05. | 10 | 2000
27.05. | 11 | 2000
27.05. | 12 | 2000
27.05. | 13 | 2000
27.05. | 14 | 2000
27.05. | 15 | 2000
27.05. | 16 | 2000
27.05. | 17 | 2000
27.05. | 18 | 2000
27.05. | 19 | 2000
27.05. | 20 | 2000
27.05. | 21 | 2000
27.05. | 22 | 2000
27.05. | 23 | 2000
27.05. | 24 | 2000
28.05. | 1 | 2000
28.05. | 2 | 2000
28.05. | 3 | 2000
28.05. | 4 | 2000
28.05. | 5 | 2000
28.05. | 6 | 2000
28.05. | 7 | 2000
28.05. | 8 | 2000
28.05. | 9 | 2000
28.05. | 10 | 2000
28.05. | 11 | 2000
28.05. | 12 | 2000
28.05. | 13 | 2000
28.05. | 14 | 2000
28.05. | 15 | 2000
28.05. | 16 | 2000
28.05. | 17 | 2000
28.05. | 18 | 2000
28.05. | 19 | 2000
28.05. | 20 | 2000
28.05. | 21 | 2000
28.05. | 22 | 2000
28.05. | 23 | 2000
28.05. | 24 | 2000
29.05. | 1 | 2000
29.05. | 2 | 2000
29.05. | 3 | 2000
29.05. | 4 | 2000
29.05. | 5 | 2000
29.05. | 6 | 2000
29.05. | 7 | 2000
29.05. | 8 | 2000
29.05. | 9 | 2000
29.05. | 10 | 2000
29.05. | 11 | 2000
29.05. | 12 | 2000
29.05. | 13 | 2000
29.05. | 14 | 2000
29.05. | 15 | 2000
29.05. | 16 | 2000
29.05. | 17 | 2000
29.05. | 18 | 2000
29.05. | 19 | 2000
29.05. | 20 | 2000
29.05. | 21 | 2000
29.05. | 22 | 2000
29.05. | 23 | 2000
29.05. | 24 | 2000
30.05. | 1 | 2000
30.05. | 2 | 2000
30.05. | 3 | 2000
30.05. | 4 | 2000
30.05. | 5 | 2000
30.05. | 6 | 2000
30.05. | 7 | 2000
30.05. | 8 | 2000
30.05. | 9 | 2000
30.05. | 10 | 2000
30.05. | 11 | 2000
30.05. | 12 | 2000
30.05. | 13 | 2000
30.05. | 14 | 2000
30.05. | 15 | 2000
30.05. | 16 | 2000
30.05. | 17 | 2000
30.05. | 18 | 2000
30.05. | 19 | 2000
30.05. | 20 | 2000
30.05. | 21 | 2000
30.05. | 22 | 2000
30.05. | 23 | 2000
30.05. | 24 | 2000
31.05. | 1 | 2000
31.05. | 2 | 2000
31.05. | 3 | 2000
31.05. | 4 | 2000
31.05. | 5 | 2000
31.05. | 6 | 2000
31.05. | 7 | 2000
31.05. | 8 | 2000
31.05. | 9 | 2000
31.05. | 10 | 2000
31.05. | 11 | 2000
31.05. | 12 | 2000
31.05. | 13 | 2000
31.05. | 14 | 2000
31.05. | 15 | 2000
31.05. | 16 | 2000
31.05. | 17 | 2000
31.05. | 18 | 2000
31.05. | 19 | 2000
31.05. | 20 | 2000
31.05. | 21 | 2000
31.05. | 22 | 2000
31.05. | 23 | 2000
31.05. | 24 | 2000
01.06. | 1 | 2000
01.06. | 2 | 2000
01.06. | 3 | 2000
01.06. | 4 | 2000
01.06. | 5 | 2000
01.06. | 6 | 2000
01.06. | 7 | 2000
01.06. | 8 | 2000
01.06. | 9 | 2000
01.06. | 10 | 2000
01.06. | 11 | 2000
01.06. | 12 | 2000
01.06. | 13 | 2000
01.06. | 14 | 2000
01.06. | 15 | 2000
01.06. | 16 | 2000
01.06. | 17 | 2000
01.06. | 18 | 2000
01.06. | 19 | 2000
01.06. | 20 | 2000
01.06. | 21 | 2000
01.06. | 22 | 2000
01.06. | 23 | 2000
01.06. | 24 | 2000
02.06. | 1 | 2000
02.06. | 2 | 2000
02.06. | 3 | 2000
02.06. | 4 | 2000
02.06. | 5 | 2000
02.06. | 6 | 2000
02.06. | 7 | 2000
02.06. | 8 | 2000
02.06. | 9 | 2000
02.06. | 10 | 2000
02.06. | 11 | 2000
02.06. | 12 | 2000
02.06. | 13 | 2000
02.06. | 14 | 2000
02.06. | 15 | 2000
02.06. | 16 | 2000
02.06. | 17 | 2000
02.06. | 18 | 2000
02.06. | 19 | 2000
02.06. | 20 | 2000
02.06. | 21 | 2000
02.06. | 22 | 2000
02.06. | 23 | 2000
02.06. | 24 | 2000
03.06. | 1 | 2000
03.06. | 2 | 2000
03.06. | 3 | 2000
03.06. | 4 | 2000
03.06. | 5 | 2000
03.06. | 6 | 2000
03.06. | 7 | 2000
03.06. | 8 | 2000
03.06. | 9 | 2000
03.06. | 10 | 2000
03.06. | 11 | 2000
03.06. | 12 | 2000
03.06. | 13 | 2000
03.06. | 14 | 2000
03.06. | 15 | 2000
03.06. | 16 | 2000
03.06. | 17 | 2000
03.06. | 18 | 2000
03.06. | 19 | 2000
03.06. | 20 | 2000
03.06. | 21 | 2000
03.06. | 22 | 2000
03.06. | 23 | 2000
03.06. | 24 | 2000
04.06. | 1 | 2000
04.06. | 2 | 2000
04.06. | 3 | 2000
04.06. | 4 | 2000
04.06. | 5 | 2000
04.06. | 6 | 2000
04.06. | 7 | 2000
04.06. | 8 | 2000
04.06. | 9 | 2000
04.06. | 10 | 2000
04.06. | 11 | 2000
04.06. | 12 | 2000
04.06. | 13 | 2000
04.06. | 14 | 2000
04.06. | 15 | 2000
04.06. | 16 | 2000
04.06. | 17 | 2000
04.06. | 18 | 2000
04.06. | 19 | 2000
04.06. | 20 | 2000
04.06. | 21 | 2000
04.06. | 22 | 2000
04.06. | 23 | 2000
04.06. | 24 | 2000
05.06. | 1 | 2000
05.06. | 2 | 2000
05.06. | 3 | 2000
05.06. | 4 | 2000
05.06. | 5 | 2000
05.06. | 6 | 2000
05.06. | 7 | 2000
05.06. | 8 | 2000
05.06. | 9 | 2000
05.06. | 10 | 2000
05.06. | 11 | 2000
05.06. | 12 | 2000
05.06. | 13 | 2000
05.06. | 14 | 2000
05.06. | 15 | 2000
05.06. | 16 | 2000
05.06. | 17 | 2000
05.06. | 18 | 2000
05.06. | 19 | 2000
05.06. | 20 | 2000
05.06. | 21 | 2000
05.06. | 22 | 2000
05.06. | 23 | 2000
05.06. | 24 | 2000
06.06. | 1 | 2000
06.06. | 2 | 2000
06.06. | 3 | 2000
06.06. | 4 | 2000
06.06. | 5 | 2000
06.06. | 6 | 2000
06.06. | 7 | 2000
06.06. | 8 | 2000
06.06. | 9 | 2000
06.06. | 10 | 2000
06.06. | 11 | 2000
06.06. | 12 | 2000
06.06. | 13 | 2000
06.06. | 14 | 2000
06.06. | 15 | 2000
06.06. | 16 | 2000
06.06. | 17 | 2000
06.06. | 18 | 2000
06.06. | 19 | 2000
06.06. | 20 | 2000
06.06. | 21 | 2000
06.06. | 22 | 2000
06.06. | 23 | 2000
06.06. | 24 | 2000
07.06. | 1 | 2000
07.06. | 2 | 2000
07.06. | 3 | 2000
07.06. | 4 | 2000
07.06. | 5 | 2000
07.06. | 6 | 2000
07.06. | 7 | 2000
07.06. | 8 | 2000
07.06. | 9 | 2000
07.06. | 10 | 2000
07.06. | 11 | 2000
07.06. | 12 | 2000
07.06. | 13 | 2000
07.06. | 14 | 2000
07.06. | 15 | 2000
07.06. | 16 | 2000
07.06. | 17 | 2000
07.06. | 18 | 2000
07.06. | 19 | 2000
07.06. | 20 | 2000
07.06. | 21 | 2000
07.06. | 22 | 2000
07.06. | 23 | 2000
07.06. | 24 | 2000
08.06. | 1 | 2000
08.06. | 2 | 2000
08.06. | 3 | 2000
08.06. | 4 | 2000
08.06. | 5 | 2000
08.06. | 6 | 2000
08.06. | 7 | 2000
08.06. | 8 | 2000
08.06. | 9 | 2000
08.06. | 10 | 2000
08.06. | 11 | 2000
08.06. | 12 | 2000
08.06. | 13 | 2000
08.06. | 14 | 2000
08.06. | 15 | 2000
08.06. | 16 | 2000
08.06. | 17 | 2000
08.06. | 18 | 2000
08.06. | 19 | 2000
08.06. | 20 | 2000
08.06. | 21 | 2000
08.06. | 22 | 2000
08.06. | 23 | 2000
08.06. | 24 | 2000
09.06. | 1 | 2000
09.06. | 2 | 2000
09.06. | 3 | 2000
09.06. | 4 | 2000
09.06. | 5 | 2000
09.06. | 6 | 2000
09.06. | 7 | 2000
09.06. | 8 | 2000
09.06. | 9 | 2000
09.06. | 10 | 2000
09.06. | 11 | 2000
09.06. | 12 | 2000
09.06. | 13 | 2000
09.06. | 14 | 2000
09.06. | 15 | 2000
09.06. | 16 | 2000
09.06. | 17 | 2000
09.06. | 18 | 2000
09.06. | 19 | 2000
09.06. | 20 | 2000
09.06. | 21 | 2000
09.06. | 22 | 2000
09.06. | 23 | 2000
09.06. | 24 | 2000
10.06. | 1 | 2000
10.06. | 2 | 2000
10.06. | 3 | 2000
10.06. | 4 | 2000
10.06. | 5 | 2000
10.06. | 6 | 2000
10.06. | 7 | 2000
10.06. | 8 | 2000
10.06. | 9 | 2000
10.06. | 10 | 2000
10.06. | 11 | 2000
10.06. | 12 | 2000
10.06. | 13 | 2000
10.06. | 14 | 2000
10.06. | 15 | 2000
10.06. | 16 | 2000
10.06. | 17 | 2000
10.06. | 18 | 2000
10.06. | 19 | 2000
10.06. | 20 | 2000
10.06. | 21 | 2000
10.06. | 22 | 2000
10.06. | 23 | 2000
10.06. | 24 | 2000
11.06. | 1 | 2000
11.06. | 2 | 2000
11.06. | 3 | 2000
11.06. | 4 | 2000
11.06. | 5 | 2000
11.06. | 6 | 2000
11.06. | 7 | 2000
11.06. | 8 | 2000
11.06. | 9 | 2000
11.06. | 10 | 2000
11.06. | 11 | 2000
11.06. | 12 | 2000
11.06. | 13 | 2000
11.06. | 14 | 2000
11.06. | 15 | 2000
11.06. | 16 | 2000
11.06. | 17 | 2000
11.06. | 18 | 2000
11.06. | 19 | 2000
11.06. | 20 | 2000
11.06. | 21 | 2000
11.06. | 22 | 2000
11.06. | 23 | 2000
11.06. | 24 | 2000
12.06. | 1 | 2000
12.06. | 2 | 2000
12.06. | 3 | 2000
12.06. | 4 | 2000
12.06. | 5 | 2000
12.06. | 6 | 2000
12.06. | 7 | 2000
12.06. | 8 | 2000
12.06. | 9 | 2000
12.06. | 10 | 2000
12.06. | 11 | 2000
12.06. | 12 | 2000
12.06. | 13 | 2000
12.06. | 14 | 2000
12.06. | 15 | 2000
12.06. | 16 | 2000
12.06. | 17 | 2000
12.06. | 18 | 2000
12.06. | 19 | 2000
12.06. | 20 | 2000
12.06. | 21 | 2000
12.06. | 22 | 2000
12.06. | 23 | 2000
12.06. | 24 | 2000
13.06. | 1 | 2000
13.06. | 2 | 2000
13.06. | 3 | 2000
13.06. | 4 | 2000
13.06. | 5 | 2000
13.06. | 6 | 2000
13.06. | 7 | 2000
13.06. | 8 | 2000
13.06. | 9 | 2000
13.06. | 10 | 2000
13.06. | 11 | 2000
13.06. | 12 | 2000
13.06. | 13 | 2000
13.06. | 14 | 2000
13.06. | 15 | 2000
13.06. | 16 | 2000
13.06. | 17 | 2000
13.06. | 18 | 2000
13.06. | 19 | 2000
13.06. | 20 | 2000
13.06. | 21 | 2000
13.06. | 22 | 2000
13.06. | 23 | 2000
13.06. | 24 | 2000
14.06. | 1 | 2000
14.06. | 2 | 2000
14.06. | 3 | 2000
14.06. | 4 | 2000
14.06. | 5 | 2000
14.06. | 6 | 2000
14.06. | 7 | 2000
14.06. | 8 | 2000
14.06. | 9 | 2000
14.06. | 10 | 2000
14.06. | 11 | 2000
14.06. | 12 | 2000
14.06. | 13 | 2000
14.06. | 14 | 2000
14.06. | 15 | 2000
14.06. | 16 | 2000
14.06. | 17 | 2000
14.06. | 18 | 2000
14.06. | 19 | 2000
14.06. | 20 | 2000
14.06. | 21 | 2000
14.06. | 22 | 2000
14.06. | 23 | 2000
14.06. | 24 | 2000
15.06. | 1 | 2000
15.06. | 2 | 2000
15.06. | 3 | 2000
15.06. | 4 | 2000
15.06. | 5 | 2000
15.06. | 6 | 2000
15.06. | 7 | 2000
15.06. | 8 | 2000
15.06. | 9 | 2000
15.06. | 10 | 2000
15.06. | 11 | 2000
15.06. | 12 | 2000
15.06. | 13 | 2000
15.06. | 14 | 2000
15.06. | 15 | 2000
15.06. | 16 | 2000
15.06. | 17 | 2000
15.06. | 18 | 2000
15.06. | 19 | 2000
15.06. | 20 | 2000
15.06. | 21 | 2000
15.06. | 22 | 2000
15.06. | 23 | 2000
15.06. | 24 | 2000
16.06. | 1 | 2000
16.06. | 2 | 2000
16.06. | 3 | 2000
16.06. | 4 | 2000
16.06. | 5 | 2000
16.06. | 6 | 2000
16.06. | 7 | 2000
16.06. | 8 | 2000
16.06. | 9 | 2000
16.06. | 10 | 2000
16.06. | 11 | 2000
16.06. | 12 | 2000
16.06. | 13 | 2000
16.06. | 14 | 2000
16.06. | 15 | 2000
16.06. | 16 | 2000
16.06. | 17 | 2000
16.06. | 18 | 2000
16.06. | 19 | 2000
16.06. | 20 | 2000
16.06. | 21 | 2000
16.06. | 22 | 2000
16.06. | 23 | 2000
16.06. | 24 | 2000
17.06. | 1 | 2000
17.06. | 2 | 2000
17.06. | 3 | 2000
17.06. | 4 | 2000
17.06. | 5 | 2000
17.06. | 6 | 2000
17.06. | 7 | 2000
17.06. | 8 | 2000
17.06. | 9 | 2000
17.06. | 10 | 2000
17.06. | 11 | 2000
17.06. | 12 | 2000
17.06. | 13 | 2000
17.06. | 14 | 2000
17.06. | 15 | 2000
17.06. | 16 | 2000
17.06. | 17 | 2000
17.06. | 18 | 2000
17.06. | 19 | 2000
17.06. | 20 | 2000
17.06. | 21 | 2000
17.06. | 22 | 2000
17.06. | 23 | 2000
17.06. | 24 | 2000
18.06. | 1 | 2000
18.06. | 2 | 2000
18.06. | 3 | 2000
18.06. | 4 | 2000
18.06. | 5 | 2000
18.06. | 6 | 2000
18.06. | 7 | 2000
18.06. | 8 | 2000
18.06. | 9 | 2000
18.06. | 10 | 2000
18.06. | 11 | 2000
18.06. | 12 | 2000
18.06. | 13 | 2000
18.06. | 14 | 2000
18.06. | 15 | 2000
18.06. | 16 | 2000
18.06. | 17 | 2000
18.06. | 18 | 2000
18.06. | 19 | 2000
18.06. | 20 | 2000
18.06. | 21 | 2000
18.06. | 22 | 2000
18.06. | 23 | 2000
18.06. | 24 | 2000
19.06. | 1 | 2000
19.06. | 2 | 2000
19.06. | 3 | 2000
19.06. | 4 | 2000
19.06. | 5 | 2000
19.06. | 6 | 2000
19.06. | 7 | 2000
19.06. | 8 | 2000
19.06. | 9 | 2000
19.06. | 10 | 2000
19.06. | 11 | 2000
19.06. | 12 | 2000
19.06. | 13 | 2000
19.06. | 14 | 2000
19.06. | 15 | 2000
19.06. | 16 | 2000
19.06. | 17 | 2000
19.06. | 18 | 2000
19.06. | 19 | 2000
19.06. | 20 | 2000
19.06. | 21 | 2000
19.06. | 22 | 2000
19.06. | 23 | 2000
19.06. | 24 | 2000
20.06. | 1 | 2000
20.06. | 2 | 2000
20.06. | 3 | 2000
20.06. | 4 | 2000
20.06. | 5 | 2000
20.06. | 6 | 2000
20.06. | 7 | 2000
20.06. | 8 | 2000
20.06. | 9 | 2000
20.06. | 10 | 2000
20.06. | 11 | 2000
20.06. | 12 | 2000
20.06. | 13 | 2000
20.06. | 14 | 2000
20.06. | 15 | 2000
20.06. | 16 | 2000
20.06. | 17 | 2000
20.06. | 18 | 2000
20.06. | 19 | 2000
20.06. | 20 | 2000
20.06. | 21 | 2000
20.06. | 22 | 2000
20.06. | 23 | 2000
20.06. | 24 | 2000
21.06. | 1 | 2000
21.06. | 2 | 2000
21.06. | 3 | 2000
21.06. | 4 | 2000
21.06. | 5 | 2000
21.06. | 6 | 2000
21.06. | 7 | 2000
21.06. | 8 | 2000
21.06. | 9 | 2000
21.06. | 10 | 2000
21.06. | 11 | 2000
21.06. | 12 | 2000
21.06. | 13 | 2000
21.06. | 14 | 2000
21.06. | 15 | 2000
21.06. | 16 | 2000
21.06. | 17 | 2000
21.06. | 18 | 2000
21.06. | 19 | 2000
21.06. | 20 | 2000
21.06. | 21 | 2000
21.06. | 22 | 2000
21.06. | 23 | 2000
21.06. | 24 | 2000
22.06. | 1 | 2000
22.06. | 2 | 2000
22.06. | 3 | 2000
22.06. | 4 | 2000
22.06. | 5 | 2000
22.06. | 6 | 2000
22.06. | 7 | 2000
22.06. | 8 | 2000
22.06. | 9 | 2000
22.06. | 10 | 2000
22.06. | 11 | 2000
22.06. | 12 | 2000
22.06. | 13 | 2000
22.06. | 14 | 2000
22.06. | 15 | 2000
22.06. | 16 | 2000
22.06. | 17 | 2000
22.06. | 18 | 2000
22.06. | 19 | 2000
22.06. | 20 | 2000
22.06. | 21 | 2000
22.06. | 22 | 2000
22.06. | 23 | 2000
22.06. | 24 | 2000
23.06. | 1 | 2000
23.06. | 2 | 2000
23.06. | 3 | 2000
23.06. | 4 | 2000
23.06. | 5 | 2000
23.06. | 6 | 2000
23.06. | 7 | 2000
23.06. | 8 | 2000
23.06. | 9 | 2000
23.06. | 10 | 2000
23.06. | 11 | 2000
23.06. | 12 | 2000
23.06. | 13 | 2000
23.06. | 14 | 2000
23.06. | 15 | 2000
23.06. | 16 | 2000
23.06. | 17 | 2000
23.06. | 18 | 2000
23.06. | 19 | 2000
23.06. | 20 | 2000
23.06. | 21 | 2000
23.06. | 22 | 2000
23.06. | 23 | 2000
23.06. | 24 | 2000
24.06. | 1 | 2000
24.06. | 2 | 2000
24.06. | 3 | 2000
24.06. | 4 | 2000
24.06. | 5 | 2000
24.06. | 6 | 2000
24.06. | 7 | 2000
24.06. | 8 | 2000
24.06. | 9 | 2000
24.06. | 10 | 2000
24.06. | 11 | 2000
24.06. | 12 | 2000
24.06. | 13 | 2000
24.06. | 14 | 2000
24.06. | 15 | 2000
24.06. | 16 | 2000
24.06. | 17 | 2000
24.06. | 18 | 2000
24.06. | 19 | 2000
24.06. | 20 | 2000
24.06. | 21 | 2000
24.06. | 22 | 2000
24.06. | 23 | 2000
24.06. | 24 | 2000
25.06. | 1 | 2000
25.06. | 2 | 2000
25.06. | 3 | 2000
25.06. | 4 | 2000
25.06. | 5 | 2000
25.06. | 6 | 2000
25.06. | 7 | 2000
25.06. | 8 | 2000
25.06. | 9 | 2000
25.06. | 10 | 2000
25.06. | 11 | 2000
25.06. | 12 | 2000
25.06. | 13 | 2000
25.06. | 14 | 2000
25.06. | 15 | 2000
25.06. | 16 | 2000
25.06. | 17 | 2000
25.06. | 18 | 2000
25.06. | 19 | 2000
25.06. | 20 | 2000
25.06. | 21 | 2000
25.06. | 22 | 2000
25.06. | 23 | 2000
25.06. | 24 | 2000
26.06. | 1 | 2000
26.06. | 2 | 2000
26.06. | 3 | 2000
26.06. | 4 | 2000
26.06. | 5 | 2000
26.06. | 6 | 2000
26.06. | 7 | 2000
26.06. | 8 | 2000
26.06. | 9 | 2000
26.06. | 10 | 2000
26.06. | 11 | 2000
26.06. | 12 | 2000
26.06. | 13 | 2000
26.06. | 14 | 2000
26.06. | 15 | 2000
26.06. | 16 | 2000
26.06. | 17 | 2000
26.06. | 18 | 2000
26.06. | 19 | 2000
26.06. | 20 | 2000
26.06. | 21 | 2000
26.06. | 22 | 2000
26.06. | 23 | 2000
26.06. | 24 | 2000
27.06. | 1 | 2000
27.06. | 2 | 2000
27.06. | 3 | 2000
27.06. | 4 | 2000
27.06. | 5 | 2000
27.06. | 6 | 2000
27.06. | 7 | 2000
27.06. | 8 | 2000
27.06. | 9 | 2000
27.06. | 10 | 2000
27.06. | 11 | 2000
27.06. | 12 | 2000
27.06. | 13 | 2000
27.06. | 14 | 2000
27.06. | 15 | 2000
27.06. | 16 | 2000
27.06. | 17 | 2000
27.06. | 18 | 2000
27.06. | 19 | 2000
27.06. | 20 | 2000
27.06. | 21 | 2000
27.06. | 22 | 2000
27.06. | 23 | 2000
27.06. | 24 | 2000
28.06. | 1 | 2000
28.06. | 2 | 2000
28.06. | 3 | 2000
28.06. | 4 | 2000
28.06. | 5 | 2000
28.06. | 6 | 2000
28.06. | 7 | 2000
28.06. | 8 | 2000
28.06. | 9 | 2000
28.06. | 10 | 2000
28.06. | 11 | 2000
28.06. | 12 | 2000
28.06. | 13 | 2000
28.06. | 14 | 2000
28.06. | 15 | 2000
28.06. | 16 | 2000
28.06. | 17 | 2000
28.06. | 18 | 2000
28.06. | 19 | 2000
28.06. | 20 | 2000
28.06. | 21 | 2000
28.06. | 22 | 2000
28.06. | 23 | 2000
28.06. | 24 | 2000
29.06. | 1 | 2000
29.06. | 2 | 2000
29.06. | 3 | 2000
29.06. | 4 | 2000
29.06. | 5 | 2000
29.06. | 6 | 2000
29.06. | 7 | 2000
29.06. | 8 | 2000
29.06. | 9 | 2000
29.06. | 10 | 2000
29.06. | 11 | 2000
29.06. | 12 | 2000
29.06. | 13 | 2000
29.06. | 14 | 2000
29.06. | 15 | 2000
29.06. | 16 | 2000
29.06. | 17 | 2000
29.06. | 18 | 2000
29.06. | 19 | 2000
29.06. | 20 | 2000
29.06. | 21 | 2000
29.06. | 22 | 2000
29.06. | 23 | 2000
29.06. | 24 | 2000
30.06. | 1 | 2000
30.06. | 2 | 2000
30.06. | 3 | 2000
30.06. | 4 | 2000
30.06. | 5 | 2000
30.06. | 6 | 2000
30.06. | 7 | 2000
30.06. | 8 | 2000
30.06. | 9 | 2000
30.06. | 10 | 2000
30.06. | 11 | 2000
30.06. | 12 | 2000
30.06. | 13 | 2000
30.06. | 14 | 2000
30.06. | 15 | 2000
30.06. | 16 | 2000
30.06. | 17 | 2000
30.06. | 18 | 2000
30.06. | 19 | 2000
30.06. | 20 | 2000
30.06. | 21 | 2000
30.06. | 22 | 2000
30.06. | 23 | 2000
30.06. | 24 | 2000
01.07. | 1 | 2000
01.07. | 2 | 2000
01.07. | 3 | 2000
01.07. | 4 | 2000
01.07. | 5 | 2000
01.07. | 6 | 2000
01.07. | 7 | 2000
01.07. | 8 | 2000
01.07. | 9 | 2000
01.07. | 10 | 2000
01.07. | 11 | 2000
01.07. | 12 | 2000
01.07. | 13 | 2000
01.07. | 14 | 2000
01.07. | 15 | 2000
01.07. | 16 | 2000
01.07. | 17 | 2000
01.07. | 18 | 2000
01.07. | 19 | 2000
01.07. | 20 | 2000
01.07. | 21 | 2000
01.07. | 22 | 2000
01.07. | 23 | 2000
01.07. | 24 | 2000
02.07. | 1 | 2000
02.07. | 2 | 2000
02.07. | 3 | 2000
02.07. | 4 | 2000
02.07. | 5 | 2000
02.07. | 6 | 2000
02.07. | 7 | 2000
02.07. | 8 | 2000
02.07. | 9 | 2000
02.07. | 10 | 2000
02.07. | 11 | 2000
02.07. | 12 | 2000
02.07. | 13 | 2000
02.07. | 14 | 2000
02.07. | 15 | 2000
02.07. | 16 | 2000
02.07. | 17 | 2000
02.07. | 18 | 2000
02.07. | 19 | 2000
02.07. | 20 | 2000
02.07. | 21 | 2000
02.07. | 22 | 2000
02.07. | 23 | 2000
02.07. | 24 | 2000
03.07. | 1 | 2000
03.07. | 2 | 2000
03.07. | 3 | 2000
03.07. | 4 | 2000
03.07. | 5 | 2000
03.07. | 6 | 2000
03.07. | 7 | 2000
03.07. | 8 | 2000
03.07. | 9 | 2000
03.07. | 10 | 2000
03.07. | 11 | 2000
03.07. | 12 | 2000
03.07. | 13 | 2000
03.07. | 14 | 2000
03.07. | 15 | 2000
03.07. | 16 | 2000
03.07. | 17 | 2000
03.07. | 18 | 2000
03.07. | 19 | 2000
03.07. | 20 | 2000
03.07. | 21 | 2000
03.07. | 22 | 2000
03.07. | 23 | 2000
03.07. | 24 | 2000
04.07. | 1 | 2000
04.07. | 2 | 2000
04.07. | 3 | 2000
04.07. | 4 | 2000
04.07. | 5 | 2000
04.07. | 6 | 2000
04.07. | 7 | 2000
04.07. | 8 | 2000
04.07. | 9 | 2000
04.07. | 10 | 2000
04.07. | 11 | 2000
04.07. | 12 | 2000
04.07. | 13 | 2000
04.07. | 14 | 2000
04.07. | 15 | 2000
04.07. | 16 | 2000
04.07. | 17 | 2000
04.07. | 18 | 2000
04.07. | 19 | 2000
04.07. | 20 | 2000
04.07. | 21 | 2000
04.07. | 22 | 2000
04.07. | 23 | 2000
04.07. | 24 | 2000
05.07. | 1 | 2000
05.07. | 2 | 2000
05.07. | 3 | 2000
05.07. | 4 | 2000
05.07. | 5 | 2000
05.07. | 6 | 2000
05.07. | 7 | 2000
05.07. | 8 | 2000
05.07. | 9 | 2000
05.07. | 10 | 2000
05.07. | 11 | 2000
05.07. | 12 | 2000
05.07. | 13 | 2000
05.07. | 14 | 2000
05.07. | 15 | 2000
05.07. | 16 | 2000
05.07. | 17 | 2000
05.07. | 18 | 2000
05.07. | 19 | 2000
05.07. | 20 | 2000
05.07. | 21 | 2000
05.07. | 22 | 2000
05.07. | 23 | 2000
05.07. | 24 | 2000
06.07. | 1 | 2000
06.07. | 2 | 2000
06.07. | 3 | 2000
06.07. | 4 | 2000
06.07. | 5 | 2000
06.07. | 6 | 2000
06.07. | 7 | 2000
06.07. | 8 | 2000
06.07. | 9 | 2000
06.07. | 10 | 2000
06.07. | 11 | 2000
06.07. | 12 | 2000
06.07. | 13 | 2000
06.07. | 14 | 2000
06.07. | 15 | 2000
06.07. | 16 | 2000
06.07. | 17 | 2000
06.07. | 18 | 2000
06.07. | 19 | 2000
06.07. | 20 | 2000
06.07. | 21 | 2000
06.07. | 22 | 2000
06.07. | 23 | 2000
06.07. | 24 | 2000
07.07. | 1 | 2000
07.07. | 2 | 2000
07.07. | 3 | 2000
07.07. | 4 | 2000
07.07. | 5 | 2000
07.07. | 6 | 2000
07.07. | 7 | 2000
07.07. | 8 | 2000
07.07. | 9 | 2000
07.07. | 10 | 2000
07.07. | 11 | 2000
07.07. | 12 | 2000
07.07. | 13 | 2000
07.07. | 14 | 2000
07.07. | 15 | 2000
07.07. | 16 | 2000
07.07. | 17 | 2000
07.07. | 18 | 2000
07.07. | 19 | 2000
07.07. | 20 | 2000
07.07. | 21 | 2000
07.07. | 22 | 2000
07.07. | 23 | 2000
07.07. | 24 | 2000
08.07. | 1 | 2000
08.07. | 2 | 2000
08.07. | 3 | 2000
08.07. | 4 | 2000
08.07. | 5 | 2000
08.07. | 6 | 2000
08.07. | 7 | 2000
08.07. | 8 | 2000
08.07. | 9 | 2000
08.07. | 10 | 2000
08.07. | 11 | 2000
08.07. | 12 | 2000
08.07. | 13 | 2000
08.07. | 14 | 2000
08.07. | 15 | 2000
08.07. | 16 | 2000
08.07. | 17 | 2000
08.07. | 18 | 2000
08.07. | 19 | 2000
08.07. | 20 | 2000
08.07. | 21 | 2000
08.07. | 22 | 2000
08.07. | 23 | 2000
08.07. | 24 | 2000
09.07. | 1 | 2000
09.07. | 2 | 2000
09.07. | 3 | 2000
09.07. | 4 | 2000
09.07. | 5 | 2000
09.07. | 6 | 2000
09.07. | 7 | 2000
09.07. | 8 | 2000
09.07. | 9 | 2000
09.07. | 10 | 2000
09.07. | 11 | 2000
09.07. | 12 | 2000
09.07. | 13 | 2000
09.07. | 14 | 2000
09.07. | 15 | 2000
09.07. | 16 | 2000
09.07. | 17 | 2000
09.07. | 18 | 2000
09.07. | 19 | 2000
09.07. | 20 | 2000
09.07. | 21 | 2000
09.07. | 22 | 2000
09.07. | 23 | 2000
09.07. | 24 | 2000
10.07. | 1 | 2000
10.07. | 2 | 2000
10.07. | 3 | 2000
10.07. | 4 | 2000
10.07. | 5 | 2000
10.07. | 6 | 2000
10.07. | 7 | 2000
10.07. | 8 | 2000
10.07. | 9 | 2000
10.07. | 10 | 2000
10.07. | 11 | 2000
10.07. | 12 | 2000
10.07. | 13 | 2000
10.07. | 14 | 2000
10.07. | 15 | 2000
10.07. | 16 | 2000
10.07. | 17 | 2000
10.07. | 18 | 2000
10.07. | 19 | 2000
10.07. | 20 | 2000
10.07. | 21 | 2000
10.07. | 22 | 2000
10.07. | 23 | 2000
10.07. | 24 | 2000
11.07. | 1 | 2000
11.07. | 2 | 2000
11.07. | 3 | 2000
11.07. | 4 | 2000
11.07. | 5 | 2000
11.07. | 6 | 2000
11.07. | 7 | 2000
11.07. | 8 | 2000
11.07. | 9 | 2000
11.07. | 10 | 2000
11.07. | 11 | 2000
11.07. | 12 | 2000
11.07. | 13 | 2000
11.07. | 14 | 2000
11.07. | 15 | 2000
11.07. | 16 | 2000
11.07. | 17 | 2000
11.07. | 18 | 2000
11.07. | 19 | 2000
11.07. | 20 | 2000
11.07. | 21 | 2000
11.07. | 22 | 2000
11.07. | 23 | 2000
11.07. | 24 | 2000
12.07. | 1 | 2000
12.07. | 2 | 2000
12.07. | 3 | 2000
12.07. | 4 | 2000
12.07. | 5 | 2000
12.07. | 6 | 2000
12.07. | 7 | 2000
12.07. | 8 | 2000
12.07. | 9 | 2000
12.07. | 10 | 2000
12.07. | 11 | 2000
12.07. | 12 | 2000
12.07. | 13 | 2000
12.07. | 14 | 2000
12.07. | 15 | 2000
12.07. | 16 | 2000
12.07. | 17 | 2000
12.07. | 18 | 2000
12.07. | 19 | 2000
12.07. | 20 | 2000
12.07. | 21 | 2000
12.07. | 22 | 2000
12.07. | 23 | 2000
12.07. | 24 | 2000
13.07. | 1 | 2000
13.07. | 2 | 2000
13.07. | 3 | 2000
13.07. | 4 | 2000
13.07. | 5 | 2000
13.07. | 6 | 2000
13.07. | 7 | 2000
13.07. | 8 | 2000
13.07. | 9 | 2000
13.07. | 10 | 2000
13.07. | 11 | 2000
13.07. | 12 | 2000
13.07. | 13 | 2000
13.07. | 14 | 2000
13.07. | 15 | 2000
13.07. | 16 | 2000
13.07. | 17 | 2000
13.07. | 18 | 2000
13.07. | 19 | 2000
13.07. | 20 | 2000
13.07. | 21 | 2000
13.07. | 22 | 2000
13.07. | 23 | 2000
13.07. | 24 | 2000
14.07. | 1 | 2000
14.07. | 2 | 2000
14.07. | 3 | 2000
14.07. | 4 | 2000
14.07. | 5 | 2000
14.07. | 6 | 2000
14.07. | 7 | 2000
14.07. | 8 | 2000
14.07. | 9 | 2000
14.07. | 10 | 2000
14.07. | 11 | 2000
14.07. | 12 | 2000
14.07. | 13 | 2000
14.07. | 14 | 2000
14.07. | 15 | 2000
14.07. | 16 | 2000
14.07. | 17 | 2000
14.07. | 18 | 2000
14.07. | 19 | 2000
14.07. | 20 | 2000
14.07. | 21 | 2000
14.07. | 22 | 2000
14.07. | 23 | 2000
14.07. | 24 | 2000
15.07. | 1 | 2000
15.07. | 2 | 2000
15.07. | 3 | 2000
15.07. | 4 | 2000
15.07. | 5 | 2000
15.07. | 6 | 2000
15.07. | 7 | 2000
15.07. | 8 | 2000
15.07. | 9 | 2000
15.07. | 10 | 2000
15.07. | 11 | 2000
15.07. | 12 | 2000
15.07. | 13 | 2000
15.07. | 14 | 2000
15.07. | 15 | 2000
15.07. | 16 | 2000
15.07. | 17 | 2000
15.07. | 18 | 2000
15.07. | 19 | 2000
15.07. | 20 | 2000
15.07. | 21 | 2000
15.07. | 22 | 2000
15.07. | 23 | 2000
15.07. | 24 | 2000
16.07. | 1 | 2000
16.07. | 2 | 2000
16.07. | 3 | 2000
16.07. | 4 | 2000
16.07. | 5 | 2000
16.07. | 6 | 2000
16.07. | 7 | 2000
16.07. | 8 | 2000
16.07. | 9 | 2000
16.07. | 10 | 2000
16.07. | 11 | 2000
16.07. | 12 | 2000
16.07. | 13 | 2000
16.07. | 14 | 2000
16.07. | 15 | 2000
16.07. | 16 | 2000
16.07. | 17 | 2000
16.07. | 18 | 2000
16.07. | 19 | 2000
16.07. | 20 | 2000
16.07. | 21 | 2000
16.07. | 22 | 2000
16.07. | 23 | 2000
16.07. | 24 | 2000
17.07. | 1 | 2000
17.07. | 2 | 2000
17.07. | 3 | 2000
17.07. | 4 | 2000
17.07. | 5 | 2000
17.07. | 6 | 2000
17.07. | 7 | 2000
17.07. | 8 | 2000
17.07. | 9 | 2000
17.07. | 10 | 2000
17.07. | 11 | 2000
17.07. | 12 | 2000
17.07. | 13 | 2000
17.07. | 14 | 2000
17.07. | 15 | 2000
17.07. | 16 | 2000
17.07. | 17 | 2000
17.07. | 18 | 2000
17.07. | 19 | 2000
17.07. | 20 | 2000
17.07. | 21 | 2000
17.07. | 22 | 2000
17.07. | 23 | 2000
17.07. | 24 | 2000
18.07. | 1 | 2000
18.07. | 2 | 2000
18.07. | 3 | 2000
18.07. | 4 | 2000
18.07. | 5 | 2000
18.07. | 6 | 2000
18.07. | 7 | 2000
18.07. | 8 | 2000
18.07. | 9 | 2000
18.07. | 10 | 2000
18.07. | 11 | 2000
18.07. | 12 | 2000
18.07. | 13 | 2000
18.07. | 14 | 2000
18.07. | 15 | 2000
18.07. | 16 | 2000
18.07. | 17 | 2000
18.07. | 18 | 2000
18.07. | 19 | 2000
18.07. | 20 | 2000
18.07. | 21 | 2000
18.07. | 22 | 2000
18.07. | 23 | 2000
18.07. | 24 | 2000
19.07. | 1 | 2000
19.07. | 2 | 2000
19.07. | 3 | 2000
19.07. | 4 | 2000
19.07. | 5 | 2000
19.07. | 6 | 2000
19.07. | 7 | 2000
19.07. | 8 | 2000
19.07. | 9 | 2000
19.07. | 10 | 2000
19.07. | 11 | 2000
19.07. | 12 | 2000
19.07. | 13 | 2000
19.07. | 14 | 2000
19.07. | 15 | 2000
19.07. | 16 | 2000
19.07. | 17 | 2000
19.07. | 18 | 2000
19.07. | 19 | 2000
19.07. | 20 | 2000
19.07. | 21 | 2000
19.07. | 22 | 2000
19.07. | 23 | 2000
19.07. | 24 | 2000
20.07. | 1 | 2000
20.07. | 2 | 2000
20.07. | 3 | 2000
20.07. | 4 | 2000
20.07. | 5 | 2000
20.07. | 6 | 2000
20.07. | 7 | 2000
20.07. | 8 | 2000
20.07. | 9 | 2000
20.07. | 10 | 2000
20.07. | 11 | 2000
20.07. | 12 | 2000
20.07. | 13 | 2000
20.07. | 14 | 2000
20.07. | 15 | 2000
20.07. | 16 | 2000
20.07. | 17 | 2000
20.07. | 18 | 2000
20.07. | 19 | 2000
20.07. | 20 | 2000
20.07. | 21 | 2000
20.07. | 22 | 2000
20.07. | 23 | 2000
20.07. | 24 | 2000
21.07. | 1 | 2000
21.07. | 2 | 2000
21.07. | 3 | 2000
21.07. | 4 | 2000
21.07. | 5 | 2000
21.07. | 6 | 2000
21.07. | 7 | 2000
21.07. | 8 | 2000
21.07. | 9 | 2000
21.07. | 10 | 2000
21.07. | 11 | 2000
21.07. | 12 | 2000
21.07. | 13 | 2000
21.07. | 14 | 2000
21.07. | 15 | 2000
21.07. | 16 | 2000
21.07. | 17 | 2000
21.07. | 18 | 2000
21.07. | 19 | 2000
21.07. | 20 | 2000
21.07. | 21 | 2000
21.07. | 22 | 2000
21.07. | 23 | 2000
21.07. | 24 | 2000
22.07. | 1 | 2000
22.07. | 2 | 2000
22.07. | 3 | 2000
22.07. | 4 | 2000
22.07. | 5 | 2000
22.07. | 6 | 2000
22.07. | 7 | 2000
22.07. | 8 | 2000
22.07. | 9 | 2000
22.07. | 10 | 2000
22.07. | 11 | 2000
22.07. | 12 | 2000
22.07. | 13 | 2000
22.07. | 14 | 2000
22.07. | 15 | 2000
22.07. | 16 | 2000
22.07. | 17 | 2000
22.07. | 18 | 2000
22.07. | 19 | 2000
22.07. | 20 | 2000
22.07. | 21 | 2000
22.07. | 22 | 2000
22.07. | 23 | 2000
22.07. | 24 | 2000
23.07. | 1 | 2000
23.07. | 2 | 2000
23.07. | 3 | 2000
23.07. | 4 | 2000
23.07. | 5 | 2000
23.07. | 6 | 2000
23.07. | 7 | 2000
23.07. | 8 | 2000
23.07. | 9 | 2000
23.07. | 10 | 2000
23.07. | 11 | 2000
23.07. | 12 | 2000
23.07. | 13 | 2000
23.07. | 14 | 2000
23.07. | 15 | 2000
23.07. | 16 | 2000
23.07. | 17 | 2000
23.07. | 18 | 2000
23.07. | 19 | 2000
23.07. | 20 | 2000
23.07. | 21 | 2000
23.07. | 22 | 2000
23.07. | 23 | 2000
23.07. | 24 | 2000
24.07. | 1 | 2000
24.07. | 2 | 2000
24.07. | 3 | 2000
24.07. | 4 | 2000
24.07. | 5 | 2000
24.07. | 6 | 2000
24.07. | 7 | 2000
24.07. | 8 | 2000
24.07. | 9 | 2000
24.07. | 10 | 2000
24.07. | 11 | 2000
24.07. | 12 | 2000
24.07. | 13 | 2000
24.07. | 14 | 2000
24.07. | 15 | 2000
24.07. | 16 | 2000
24.07. | 17 | 2000
24.07. | 18 | 2000
24.07. | 19 | 2000
24.07. | 20 | 2000
24.07. | 21 | 2000
24.07. | 22 | 2000
24.07. | 23 | 2000
24.07. | 24 | 2000
25.07. | 1 | 2000
25.07. | 2 | 2000
25.07. | 3 | 2000
25.07. | 4 | 2000
25.07. | 5 | 2000
25.07. | 6 | 2000
25.07. | 7 | 2000
25.07. | 8 | 2000
25.07. | 9 | 2000
25.07. | 10 | 2000
25.07. | 11 | 2000
25.07. | 12 | 2000
25.07. | 13 | 2000
25.07. | 14 | 2000
25.07. | 15 | 2000
25.07. | 16 | 2000
25.07. | 17 | 2000
25.07. | 18 | 2000
25.07. | 19 | 2000
25.07. | 20 | 2000
25.07. | 21 | 2000
25.07. | 22 | 2000
25.07. | 23 | 2000
25.07. | 24 | 2000
26.07. | 1 | 2000
26.07. | 2 | 2000
26.07. | 3 | 2000
26.07. | 4 | 2000
26.07. | 5 | 2000
26.07. | 6 | 2000
26.07. | 7 | 2000
26.07. | 8 | 2000
26.07. | 9 | 2000
26.07. | 10 | 2000
26.07. | 11 | 2000
26.07. | 12 | 2000
26.07. | 13 | 2000
26.07. | 14 | 2000
26.07. | 15 | 2000
26.07. | 16 | 2000
26.07. | 17 | 2000
26.07. | 18 | 2000
26.07. | 19 | 2000
26.07. | 20 | 2000
26.07. | 21 | 2000
26.07. | 22 | 2000
26.07. | 23 | 2000
26.07. | 24 | 2000
27.07. | 1 | 2000
27.07. | 2 | 2000
27.07. | 3 | 2000
27.07. | 4 | 2000
27.07. | 5 | 2000
27.07. | 6 | 2000
27.07. | 7 | 2000
27.07. | 8 | 2000
27.07. | 9 | 2000
27.07. | 10 | 2000
27.07. | 11 | 2000
27.07. | 12 | 2000
27.07. | 13 | 2000
27.07. | 14 | 2000
27.07. | 15 | 2000
27.07. | 16 | 2000
27.07. | 17 | 2000
27.07. | 18 | 2000
27.07. | 19 | 2000
27.07. | 20 | 2000
27.07. | 21 | 2000
27.07. | 22 | 2000
27.07. | 23 | 2000
27.07. | 24 | 2000
28.07. | 1 | 2000
28.07. | 2 | 2000
28.07. | 3 | 2000
28.07. | 4 | 2000
28.07. | 5 | 2000
28.07. | 6 | 2000
28.07. | 7 | 2000
28.07. | 8 | 2000
28.07. | 9 | 2000
28.07. | 10 | 2000
28.07. | 11 | 2000
28.07. | 12 | 2000
28.07. | 13 | 2000
28.07. | 14 | 2000
28.07. | 15 | 2000
28.07. | 16 | 2000
28.07. | 17 | 2000
28.07. | 18 | 2000
28.07. | 19 | 2000
28.07. | 20 | 2000
28.07. | 21 | 2000
28.07. | 22 | 2000
28.07. | 23 | 2000
28.07. | 24 | 2000
29.07. | 1 | 2000
29.07. | 2 | 2000
29.07. | 3 | 2000
29.07. | 4 | 2000
29.07. | 5 | 2000
29.07. | 6 | 2000
29.07. | 7 | 2000
29.07. | 8 | 2000
29.07. | 9 | 2000
29.07. | 10 | 2000
29.07. | 11 | 2000
29.07. | 12 | 2000
29.07. | 13 | 2000
29.07. | 14 | 2000
29.07. | 15 | 2000
29.07. | 16 | 2000
29.07. | 17 | 2000
29.07. | 18 | 2000
29.07. | 19 | 2000
29.07. | 20 | 2000
29.07. | 21 | 2000
29.07. | 22 | 2000
29.07. | 23 | 2000
29.07. | 24 | 2000
30.07. | 1 | 2000
30.07. | 2 | 2000
30.07. | 3 | 2000
30.07. | 4 | 2000
30.07. | 5 | 2000
30.07. | 6 | 2000
30.07. | 7 | 2000
30.07. | 8 | 2000
30.07. | 9 | 2000
30.07. | 10 | 2000
30.07. | 11 | 2000
30.07. | 12 | 2000
30.07. | 13 | 2000
30.07. | 14 | 2000
30.07. | 15 | 2000
30.07. | 16 | 2000
30.07. | 17 | 2000
30.07. | 18 | 2000
30.07. | 19 | 2000
30.07. | 20 | 2000
30.07. | 21 | 2000
30.07. | 22 | 2000
30.07. | 23 | 2000
30.07. | 24 | 2000
31.07. | 1 | 2000
31.07. | 2 | 2000
31.07. | 3 | 2000
31.07. | 4 | 2000
31.07. | 5 | 2000
31.07. | 6 | 2000
31.07. | 7 | 2000
31.07. | 8 | 2000
31.07. | 9 | 2000
31.07. | 10 | 2000
31.07. | 11 | 2000
31.07. | 12 | 2000
31.07. | 13 | 2000
31.07. | 14 | 2000
31.07. | 15 | 2000
31.07. | 16 | 2000
31.07. | 17 | 2000
31.07. | 18 | 2000
31.07. | 19 | 2000
31.07. | 20 | 2000
31.07. | 21 | 2000
31.07. | 22 | 2000
31.07. | 23 | 2000
31.07. | 24 | 2000
01.08. | 1 | 2000
01.08. | 2 | 2000
01.08. | 3 | 2000
01.08. | 4 | 2000
01.08. | 5 | 2000
01.08. | 6 | 2000
01.08. | 7 | 2000
01.08. | 8 | 2000
01.08. | 9 | 2000
01.08. | 10 | 2000
01.08. | 11 | 2000
01.08. | 12 | 2000
01.08. | 13 | 2000
01.08. | 14 | 2000
01.08. | 15 | 2000
01.08. | 16 | 2000
01.08. | 17 | 2000
01.08. | 18 | 2000
01.08. | 19 | 2000
01.08. | 20 | 2000
01.08. | 21 | 2000
01.08. | 22 | 2000
01.08. | 23 | 2000
01.08. | 24 | 2000
02.08. | 1 | 2000
02.08. | 2 | 2000
02.08. | 3 | 2000
02.08. | 4 | 2000
02.08. | 5 | 2000
02.08. | 6 | 2000
02.08. | 7 | 2000
02.08. | 8 | 2000
02.08. | 9 | 2000
02.08. | 10 | 2000
02.08. | 11 | 2000
02.08. | 12 | 2000
02.08. | 13 | 2000
02.08. | 14 | 2000
02.08. | 15 | 2000
02.08. | 16 | 2000
02.08. | 17 | 2000
02.08. | 18 | 2000
02.08. | 19 | 2000
02.08. | 20 | 2000
02.08. | 21 | 2000
02.08. | 22 | 2000
02.08. | 23 | 2000
02.08. | 24 | 2000
03.08. | 1 | 2000
03.08. | 2 | 2000
03.08. | 3 | 2000
03.08. | 4 | 2000
03.08. | 5 | 2000
03.08. | 6 | 2000
03.08. | 7 | 2000
03.08. | 8 | 2000
03.08. | 9 | 2000
03.08. | 10 | 2000
03.08. | 11 | 2000
03.08. | 12 | 2000
03.08. | 13 | 2000
03.08. | 14 | 2000
03.08. | 15 | 2000
03.08. | 16 | 2000
03.08. | 17 | 2000
03.08. | 18 | 2000
03.08. | 19 | 2000
03.08. | 20 | 2000
03.08. | 21 | 2000
03.08. | 22 | 2000
03.08. | 23 | 2000
03.08. | 24 | 2000
04.08. | 1 | 2000
04.08. | 2 | 2000
04.08. | 3 | 2000
04.08. | 4 | 2000
04.08. | 5 | 2000
04.08. | 6 | 2000
04.08. | 7 | 2000
04.08. | 8 | 2000
04.08. | 9 | 2000
04.08. | 10 | 2000
04.08. | 11 | 2000
04.08. | 12 | 2000
04.08. | 13 | 2000
04.08. | 14 | 2000
04.08. | 15 | 2000
04.08. | 16 | 2000
04.08. | 17 | 2000
04.08. | 18 | 2000
04.08. | 19 | 2000
04.08. | 20 | 2000
04.08. | 21 | 2000
04.08. | 22 | 2000
04.08. | 23 | 2000
04.08. | 24 | 2000
05.08. | 1 | 2000
05.08. | 2 | 2000
05.08. | 3 | 2000
05.08. | 4 | 2000
05.08. | 5 | 2000
05.08. | 6 | 2000
05.08. | 7 | 2000
05.08. | 8 | 2000
05.08. | 9 | 2000
05.08. | 10 | 2000
05.08. | 11 | 2000
05.08. | 12 | 2000
05.08. | 13 | 2000
05.08. | 14 | 2000
05.08. | 15 | 2000
05.08. | 16 | 2000
05.08. | 17 | 2000
05.08. | 18 | 2000
05.08. | 19 | 2000
05.08. | 20 | 2000
05.08. | 21 | 2000
05.08. | 22 | 2000
05.08. | 23 | 2000
05.08. | 24 | 2000
06.08. | 1 | 2000
06.08. | 2 | 2000
06.08. | 3 | 2000
06.08. | 4 | 2000
06.08. | 5 | 2000
06.08. | 6 | 2000
06.08. | 7 | 2000
06.08. | 8 | 2000
06.08. | 9 | 2000
06.08. | 10 | 2000
06.08. | 11 | 2000
06.08. | 12 | 2000
06.08. | 13 | 2000
06.08. | 14 | 2000
06.08. | 15 | 2000
06.08. | 16 | 2000
06.08. | 17 | 2000
06.08. | 18 | 2000
06.08. | 19 | 2000
06.08. | 20 | 2000
06.08. | 21 | 2000
06.08. | 22 | 2000
06.08. | 23 | 2000
06.08. | 24 | 2000
07.08. | 1 | 2000
07.08. | 2 | 2000
07.08. | 3 | 2000
07.08. | 4 | 2000
07.08. | 5 | 2000
07.08. | 6 | 2000
07.08. | 7 | 2000
07.08. | 8 | 2000
07.08. | 9 | 2000
07.08. | 10 | 2000
07.08. | 11 | 2000
07.08. | 12 | 2000
07.08. | 13 | 2000
07.08. | 14 | 2000
07.08. | 15 | 2000
07.08. | 16 | 2000
07.08. | 17 | 2000
07.08. | 18 | 2000
07.08. | 19 | 2000
07.08. | 20 | 2000
07.08. | 21 | 2000
07.08. | 22 | 2000
07.08. | 23 | 2000
07.08. | 24 | 2000
08.08. | 1 | 2000
08.08. | 2 | 2000
08.08. | 3 | 2000
08.08. | 4 | 2000
08.08. | 5 | 2000
08.08. | 6 | 2000
08.08. | 7 | 2000
08.08. | 8 | 2000
08.08. | 9 | 2000
08.08. | 10 | 2000
08.08. | 11 | 2000
08.08. | 12 | 2000
08.08. | 13 | 2000
08.08. | 14 | 2000
08.08. | 15 | 2000
08.08. | 16 | 2000
08.08. | 17 | 2000
08.08. | 18 | 2000
08.08. | 19 | 2000
08.08. | 20 | 2000
08.08. | 21 | 2000
08.08. | 22 | 2000
08.08. | 23 | 2000
08.08. | 24 | 2000
09.08. | 1 | 2000
09.08. | 2 | 2000
09.08. | 3 | 2000
09.08. | 4 | 2000
09.08. | 5 | 2000
09.08. | 6 | 2000
09.08. | 7 | 2000
09.08. | 8 | 2000
09.08. | 9 | 2000
09.08. | 10 | 2000
09.08. | 11 | 2000
09.08. | 12 | 2000
09.08. | 13 | 2000
09.08. | 14 | 2000
09.08. | 15 | 2000
09.08. | 16 | 2000
09.08. | 17 | 2000
09.08. | 18 | 2000
09.08. | 19 | 2000
09.08. | 20 | 2000
09.08. | 21 | 2000
09.08. | 22 | 2000
09.08. | 23 | 2000
09.08. | 24 | 2000
10.08. | 1 | 2000
10.08. | 2 | 2000
10.08. | 3 | 2000
10.08. | 4 | 2000
10.08. | 5 | 2000
10.08. | 6 | 2000
10.08. | 7 | 2000
10.08. | 8 | 2000
10.08. | 9 | 2000
10.08. | 10 | 2000
10.08. | 11 | 2000
10.08. | 12 | 2000
10.08. | 13 | 2000
10.08. | 14 | 2000
10.08. | 15 | 2000
10.08. | 16 | 2000
10.08. | 17 | 2000
10.08. | 18 | 2000
10.08. | 19 | 2000
10.08. | 20 | 2000
10.08. | 21 | 2000
10.08. | 22 | 2000
10.08. | 23 | 2000
10.08. | 24 | 2000
11.08. | 1 | 2000
11.08. | 2 | 2000
11.08. | 3 | 2000
11.08. | 4 | 2000
11.08. | 5 | 2000
11.08. | 6 | 2000
11.08. | 7 | 2000
11.08. | 8 | 2000
11.08. | 9 | 2000
11.08. | 10 | 2000
11.08. | 11 | 2000
11.08. | 12 | 2000
11.08. | 13 | 2000
11.08. | 14 | 2000
11.08. | 15 | 2000
11.08. | 16 | 2000
11.08. | 17 | 2000
11.08. | 18 | 2000
11.08. | 19 | 2000
11.08. | 20 | 2000
11.08. | 21 | 2000
11.08. | 22 | 2000
11.08. | 23 | 2000
11.08. | 24 | 2000
12.08. | 1 | 2000
12.08. | 2 | 2000
12.08. | 3 | 2000
12.08. | 4 | 2000
12.08. | 5 | 2000
12.08. | 6 | 2000
12.08. | 7 | 2000
12.08. | 8 | 2000
12.08. | 9 | 2000
12.08. | 10 | 2000
12.08. | 11 | 2000
12.08. | 12 | 2000
12.08. | 13 | 2000
12.08. | 14 | 2000
12.08. | 15 | 2000
12.08. | 16 | 2000
12.08. | 17 | 2000
12.08. | 18 | 2000
12.08. | 19 | 2000
12.08. | 20 | 2000
12.08. | 21 | 2000
12.08. | 22 | 2000
12.08. | 23 | 2000
12.08. | 24 | 2000
13.08. | 1 | 2000
13.08. | 2 | 2000
13.08. | 3 | 2000
13.08. | 4 | 2000
13.08. | 5 | 2000
13.08. | 6 | 2000
13.08. | 7 | 2000
13.08. | 8 | 2000
13.08. | 9 | 2000
13.08. | 10 | 2000
13.08. | 11 | 2000
13.08. | 12 | 2000
13.08. | 13 | 2000
13.08. | 14 | 2000
13.08. | 15 | 2000
13.08. | 16 | 2000
13.08. | 17 | 2000
13.08. | 18 | 2000
13.08. | 19 | 2000
13.08. | 20 | 2000
13.08. | 21 | 2000
13.08. | 22 | 2000
13.08. | 23 | 2000
13.08. | 24 | 2000
14.08. | 1 | 2000
14.08. | 2 | 2000
14.08. | 3 | 2000
14.08. | 4 | 2000
14.08. | 5 | 2000
14.08. | 6 | 2000
14.08. | 7 | 2000
14.08. | 8 | 2000
14.08. | 9 | 2000
14.08. | 10 | 2000
14.08. | 11 | 2000
14.08. | 12 | 2000
14.08. | 13 | 2000
14.08. | 14 | 2000
14.08. | 15 | 2000
14.08. | 16 | 2000
14.08. | 17 | 2000
14.08. | 18 | 2000
14.08. | 19 | 2000
14.08. | 20 | 2000
14.08. | 21 | 2000
14.08. | 22 | 2000
14.08. | 23 | 2000
14.08. | 24 | 2000
15.08. | 1 | 2000
15.08. | 2 | 2000
15.08. | 3 | 2000
15.08. | 4 | 2000
15.08. | 5 | 2000
15.08. | 6 | 2000
15.08. | 7 | 2000
15.08. | 8 | 2000
15.08. | 9 | 2000
15.08. | 10 | 2000
15.08. | 11 | 2000
15.08. | 12 | 2000
15.08. | 13 | 2000
15.08. | 14 | 2000
15.08. | 15 | 2000
15.08. | 16 | 2000
15.08. | 17 | 2000
15.08. | 18 | 2000
15.08. | 19 | 2000
15.08. | 20 | 2000
15.08. | 21 | 2000
15.08. | 22 | 2000
15.08. | 23 | 2000
15.08. | 24 | 2000
16.08. | 1 | 2000
16.08. | 2 | 2000
16.08. | 3 | 2000
16.08. | 4 | 2000
16.08. | 5 | 2000
16.08. | 6 | 2000
16.08. | 7 | 2000
16.08. | 8 | 2000
16.08. | 9 | 2000
16.08. | 10 | 2000
16.08. | 11 | 2000
16.08. | 12 | 2000
16.08. | 13 | 2000
16.08. | 14 | 2000
16.08. | 15 | 2000
16.08. | 16 | 2000
16.08. | 17 | 2000
16.08. | 18 | 2000
16.08. | 19 | 2000
16.08. | 20 | 2000
16.08. | 21 | 2000
16.08. | 22 | 2000
16.08. | 23 | 2000
16.08. | 24 | 2000
17.08. | 1 | 2000
17.08. | 2 | 2000
17.08. | 3 | 2000
17.08. | 4 | 2000
17.08. | 5 | 2000
17.08. | 6 | 2000
17.08. | 7 | 2000
17.08. | 8 | 2000
17.08. | 9 | 2000
17.08. | 10 | 2000
17.08. | 11 | 2000
17.08. | 12 | 2000
17.08. | 13 | 2000
17.08. | 14 | 2000
17.08. | 15 | 2000
17.08. | 16 | 2000
17.08. | 17 | 2000
17.08. | 18 | 2000
17.08. | 19 | 2000
17.08. | 20 | 2000
17.08. | 21 | 2000
17.08. | 22 | 2000
17.08. | 23 | 2000
17.08. | 24 | 2000
18.08. | 1 | 2000
18.08. | 2 | 2000
18.08. | 3 | 2000
18.08. | 4 | 2000
18.08. | 5 | 2000
18.08. | 6 | 2000
18.08. | 7 | 2000
18.08. | 8 | 2000
18.08. | 9 | 2000
18.08. | 10 | 2000
18.08. | 11 | 2000
18.08. | 12 | 2000
18.08. | 13 | 2000
18.08. | 14 | 2000
18.08. | 15 | 2000
18.08. | 16 | 2000
18.08. | 17 | 2000
18.08. | 18 | 2000
18.08. | 19 | 2000
18.08. | 20 | 2000
18.08. | 21 | 2000
18.08. | 22 | 2000
18.08. | 23 | 2000
18.08. | 24 | 2000
19.08. | 1 | 2000
19.08. | 2 | 2000
19.08. | 3 | 2000
19.08. | 4 | 2000
19.08. | 5 | 2000
19.08. | 6 | 2000
19.08. | 7 | 2000
19.08. | 8 | 2000
19.08. | 9 | 2000
19.08. | 10 | 2000
19.08. | 11 | 2000
19.08. | 12 | 2000
19.08. | 13 | 2000
19.08. | 14 | 2000
19.08. | 15 | 2000
19.08. | 16 | 2000
19.08. | 17 | 2000
19.08. | 18 | 2000
19.08. | 19 | 2000
19.08. | 20 | 2000
19.08. | 21 | 2000
19.08. | 22 | 2000
19.08. | 23 | 2000
19.08. | 24 | 2000
20.08. | 1 | 2000
20.08. | 2 | 2000
20.08. | 3 | 2000
20.08. | 4 | 2000
20.08. | 5 | 2000
20.08. | 6 | 2000
20.08. | 7 | 2000
20.08. | 8 | 2000
20.08. | 9 | 2000
20.08. | 10 | 2000
20.08. | 11 | 2000
20.08. | 12 | 2000
20.08. | 13 | 2000
20.08. | 14 | 2000
20.08. | 15 | 2000
20.08. | 16 | 2000
20.08. | 17 | 2000
20.08. | 18 | 2000
20.08. | 19 | 2000
20.08. | 20 | 2000
20.08. | 21 | 2000
20.08. | 22 | 2000
20.08. | 23 | 2000
20.08. | 24 | 2000
21.08. | 1 | 2000
21.08. | 2 | 2000
21.08. | 3 | 2000
21.08. | 4 | 2000
21.08. | 5 | 2000
21.08. | 6 | 2000
21.08. | 7 | 2000
21.08. | 8 | 2000
21.08. | 9 | 2000
21.08. | 10 | 2000
21.08. | 11 | 2000
21.08. | 12 | 2000
21.08. | 13 | 2000
21.08. | 14 | 2000
21.08. | 15 | 2000
21.08. | 16 | 2000
21.08. | 17 | 2000
21.08. | 18 | 2000
21.08. | 19 | 2000
21.08. | 20 | 2000
21.08. | 21 | 2000
21.08. | 22 | 2000
21.08. | 23 | 2000
21.08. | 24 | 2000
22.08. | 1 | 2000
22.08. | 2 | 2000
22.08. | 3 | 2000
22.08. | 4 | 2000
22.08. | 5 | 2000
22.08. | 6 | 2000
22.08. | 7 | 2000
22.08. | 8 | 2000
22.08. | 9 | 2000
22.08. | 10 | 2000
22.08. | 11 | 2000
22.08. | 12 | 2000
22.08. | 13 | 2000
22.08. | 14 | 2000
22.08. | 15 | 2000
22.08. | 16 | 2000
22.08. | 17 | 2000
22.08. | 18 | 2000
22.08. | 19 | 2000
22.08. | 20 | 2000
22.08. | 21 | 2000
22.08. | 22 | 2000
22.08. | 23 | 2000
22.08. | 24 | 2000
23.08. | 1 | 2000
23.08. | 2 | 2000
23.08. | 3 | 2000
23.08. | 4 | 2000
23.08. | 5 | 2000
23.08. | 6 | 2000
23.08. | 7 | 2000
23.08. | 8 | 2000
23.08. | 9 | 2000
23.08. | 10 | 2000
23.08. | 11 | 2000
23.08. | 12 | 2000
23.08. | 13 | 2000
23.08. | 14 | 2000
23.08. | 15 | 2000
23.08. | 16 | 2000
23.08. | 17 | 2000
23.08. | 18 | 2000
23.08. | 19 | 2000
23.08. | 20 | 2000
23.08. | 21 | 2000
23.08. | 22 | 2000
23.08. | 23 | 2000
23.08. | 24 | 2000
24.08. | 1 | 2000
24.08. | 2 | 2000
24.08. | 3 | 2000
24.08. | 4 | 2000
24.08. | 5 | 2000
24.08. | 6 | 2000
24.08. | 7 | 2000
24.08. | 8 | 2000
24.08. | 9 | 2000
24.08. | 10 | 2000
24.08. | 11 | 2000
24.08. | 12 | 2000
24.08. | 13 | 2000
24.08. | 14 | 2000
24.08. | 15 | 2000
24.08. | 16 | 2000
24.08. | 17 | 2000
24.08. | 18 | 2000
24.08. | 19 | 2000
24.08. | 20 | 2000
24.08. | 21 | 2000
24.08. | 22 | 2000
24.08. | 23 | 2000
24.08. | 24 | 2000
25.08. | 1 | 2000
25.08. | 2 | 2000
25.08. | 3 | 2000
25.08. | 4 | 2000
25.08. | 5 | 2000
25.08. | 6 | 2000
25.08. | 7 | 2000
25.08. | 8 | 2000
25.08. | 9 | 2000
25.08. | 10 | 2000
25.08. | 11 | 2000
25.08. | 12 | 2000
25.08. | 13 | 2000
25.08. | 14 | 2000
25.08. | 15 | 2000
25.08. | 16 | 2000
25.08. | 17 | 2000
25.08. | 18 | 2000
25.08. | 19 | 2000
25.08. | 20 | 2000
25.08. | 21 | 2000
25.08. | 22 | 2000
25.08. | 23 | 2000
25.08. | 24 | 2000
26.08. | 1 | 2000
26.08. | 2 | 2000
26.08. | 3 | 2000
26.08. | 4 | 2000
26.08. | 5 | 2000
26.08. | 6 | 2000
26.08. | 7 | 2000
26.08. | 8 | 2000
26.08. | 9 | 2000
26.08. | 10 | 2000
26.08. | 11 | 2000
26.08. | 12 | 2000
26.08. | 13 | 2000
26.08. | 14 | 2000
26.08. | 15 | 2000
26.08. | 16 | 2000
26.08. | 17 | 2000
26.08. | 18 | 2000
26.08. | 19 | 2000
26.08. | 20 | 2000
26.08. | 21 | 2000
26.08. | 22 | 2000
26.08. | 23 | 2000
26.08. | 24 | 2000
27.08. | 1 | 2000
27.08. | 2 | 2000
27.08. | 3 | 2000
27.08. | 4 | 2000
27.08. | 5 | 2000
27.08. | 6 | 2000
27.08. | 7 | 2000
27.08. | 8 | 2000
27.08. | 9 | 2000
27.08. | 10 | 2000
27.08. | 11 | 2000
27.08. | 12 | 2000
27.08. | 13 | 2000
27.08. | 14 | 2000
27.08. | 15 | 2000
27.08. | 16 | 2000
27.08. | 17 | 2000
27.08. | 18 | 2000
27.08. | 19 | 2000
27.08. | 20 | 2000
27.08. | 21 | 2000
27.08. | 22 | 2000
27.08. | 23 | 2000
27.08. | 24 | 2000
28.08. | 1 | 2000
28.08. | 2 | 2000
28.08. | 3 | 2000
28.08. | 4 | 2000
28.08. | 5 | 2000
28.08. | 6 | 2000
28.08. | 7 | 2000
28.08. | 8 | 2000
28.08. | 9 | 2000
28.08. | 10 | 2000
28.08. | 11 | 2000
28.08. | 12 | 2000
28.08. | 13 | 2000
28.08. | 14 | 2000
28.08. | 15 | 2000
28.08. | 16 | 2000
28.08. | 17 | 2000
28.08. | 18 | 2000
28.08. | 19 | 2000
28.08. | 20 | 2000
28.08. | 21 | 2000
28.08. | 22 | 2000
28.08. | 23 | 2000
28.08. | 24 | 2000
29.08. | 1 | 2000
29.08. | 2 | 2000
29.08. | 3 | 2000
29.08. | 4 | 2000
29.08. | 5 | 2000
29.08. | 6 | 2000
29.08. | 7 | 2000
29.08. | 8 | 2000
29.08. | 9 | 2000
29.08. | 10 | 2000
29.08. | 11 | 2000
29.08. | 12 | 2000
29.08. | 13 | 2000
29.08. | 14 | 2000
29.08. | 15 | 2000
29.08. | 16 | 2000
29.08. | 17 | 2000
29.08. | 18 | 2000
29.08. | 19 | 2000
29.08. | 20 | 2000
29.08. | 21 | 2000
29.08. | 22 | 2000
29.08. | 23 | 2000
29.08. | 24 | 2000
30.08. | 1 | 2000
30.08. | 2 | 2000
30.08. | 3 | 2000
30.08. | 4 | 2000
30.08. | 5 | 2000
30.08. | 6 | 2000
30.08. | 7 | 2000
30.08. | 8 | 2000
30.08. | 9 | 2000
30.08. | 10 | 2000
30.08. | 11 | 2000
30.08. | 12 | 2000
30.08. | 13 | 2000
30.08. | 14 | 2000
30.08. | 15 | 2000
30.08. | 16 | 2000
30.08. | 17 | 2000
30.08. | 18 | 2000
30.08. | 19 | 2000
30.08. | 20 | 2000
30.08. | 21 | 2000
30.08. | 22 | 2000
30.08. | 23 | 2000
30.08. | 24 | 2000
31.08. | 1 | 2000
31.08. | 2 | 2000
31.08. | 3 | 2000
31.08. | 4 | 2000
31.08. | 5 | 2000
31.08. | 6 | 2000
31.08. | 7 | 2000
31.08. | 8 | 2000
31.08. | 9 | 2000
31.08. | 10 | 2000
31.08. | 11 | 2000
31.08. | 12 | 2000
31.08. | 13 | 2000
31.08. | 14 | 2000
31.08. | 15 | 2000
31.08. | 16 | 2000
31.08. | 17 | 2000
31.08. | 18 | 2000
31.08. | 19 | 2000
31.08. | 20 | 2000
31.08. | 21 | 2000
31.08. | 22 | 2000
31.08. | 23 | 2000
31.08. | 24 | 2000
01.09. | 1 | 2000
01.09. | 2 | 2000
01.09. | 3 | 2000
01.09. | 4 | 2000
01.09. | 5 | 2000
01.09. | 6 | 2000
01.09. | 7 | 2000
01.09. | 8 | 2000
01.09. | 9 | 2000
01.09. | 10 | 2000
01.09. | 11 | 2000
01.09. | 12 | 2000
01.09. | 13 | 2000
01.09. | 14 | 2000
01.09. | 15 | 2000
01.09. | 16 | 2000
01.09. | 17 | 2000
01.09. | 18 | 2000
01.09. | 19 | 2000
01.09. | 20 | 2000
01.09. | 21 | 2000
01.09. | 22 | 2000
01.09. | 23 | 2000
01.09. | 24 | 2000
02.09. | 1 | 2000
02.09. | 2 | 2000
02.09. | 3 | 2000
02.09. | 4 | 2000
02.09. | 5 | 2000
02.09. | 6 | 2000
02.09. | 7 | 2000
02.09. | 8 | 2000
02.09. | 9 | 2000
02.09. | 10 | 2000
02.09. | 11 | 2000
02.09. | 12 | 2000
02.09. | 13 | 2000
02.09. | 14 | 2000
02.09. | 15 | 2000
02.09. | 16 | 2000
02.09. | 17 | 2000
02.09. | 18 | 2000
02.09. | 19 | 2000
02.09. | 20 | 2000
02.09. | 21 | 2000
02.09. | 22 | 2000
02.09. | 23 | 2000
02.09. | 24 | 2000
03.09. | 1 | 2000
03.09. | 2 | 2000
03.09. | 3 | 2000
03.09. | 4 | 2000
03.09. | 5 | 2000
03.09. | 6 | 2000
03.09. | 7 | 2000
03.09. | 8 | 2000
03.09. | 9 | 2000
03.09. | 10 | 2000
03.09. | 11 | 2000
03.09. | 12 | 2000
03.09. | 13 | 2000
03.09. | 14 | 2000
03.09. | 15 | 2000
03.09. | 16 | 2000
03.09. | 17 | 2000
03.09. | 18 | 2000
03.09. | 19 | 2000
03.09. | 20 | 2000
03.09. | 21 | 2000
03.09. | 22 | 2000
03.09. | 23 | 2000
03.09. | 24 | 2000
04.09. | 1 | 2000
04.09. | 2 | 2000
04.09. | 3 | 2000
04.09. | 4 | 2000
04.09. | 5 | 2000
04.09. | 6 | 2000
04.09. | 7 | 2000
04.09. | 8 | 2000
04.09. | 9 | 2000
04.09. | 10 | 2000
04.09. | 11 | 2000
04.09. | 12 | 2000
04.09. | 13 | 2000
04.09. | 14 | 2000
04.09. | 15 | 2000
04.09. | 16 | 2000
04.09. | 17 | 2000
04.09. | 18 | 2000
04.09. | 19 | 2000
04.09. | 20 | 2000
04.09. | 21 | 2000
04.09. | 22 | 2000
04.09. | 23 | 2000
04.09. | 24 | 2000
05.09. | 1 | 2000
05.09. | 2 | 2000
05.09. | 3 | 2000
05.09. | 4 | 2000
05.09. | 5 | 2000
05.09. | 6 | 2000
05.09. | 7 | 2000
05.09. | 8 | 2000
05.09. | 9 | 2000
05.09. | 10 | 2000
05.09. | 11 | 2000
05.09. | 12 | 2000
05.09. | 13 | 2000
05.09. | 14 | 2000
05.09. | 15 | 2000
05.09. | 16 | 2000
05.09. | 17 | 2000
05.09. | 18 | 2000
05.09. | 19 | 2000
05.09. | 20 | 2000
05.09. | 21 | 2000
05.09. | 22 | 2000
05.09. | 23 | 2000
05.09. | 24 | 2000
06.09. | 1 | 2000
06.09. | 2 | 2000
06.09. | 3 | 2000
06.09. | 4 | 2000
06.09. | 5 | 2000
06.09. | 6 | 2000
06.09. | 7 | 2000
06.09. | 8 | 2000
06.09. | 9 | 2000
06.09. | 10 | 2000
06.09. | 11 | 2000
06.09. | 12 | 2000
06.09. | 13 | 2000
06.09. | 14 | 2000
06.09. | 15 | 2000
06.09. | 16 | 2000
06.09. | 17 | 2000
06.09. | 18 | 2000
06.09. | 19 | 2000
06.09. | 20 | 2000
06.09. | 21 | 2000
06.09. | 22 | 2000
06.09. | 23 | 2000
06.09. | 24 | 2000
07.09. | 1 | 2000
07.09. | 2 | 2000
07.09. | 3 | 2000
07.09. | 4 | 2000
07.09. | 5 | 2000
07.09. | 6 | 2000
07.09. | 7 | 2000
07.09. | 8 | 2000
07.09. | 9 | 2000
07.09. | 10 | 2000
07.09. | 11 | 2000
07.09. | 12 | 2000
07.09. | 13 | 2000
07.09. | 14 | 2000
07.09. | 15 | 2000
07.09. | 16 | 2000
07.09. | 17 | 2000
07.09. | 18 | 2000
07.09. | 19 | 2000
07.09. | 20 | 2000
07.09. | 21 | 2000
07.09. | 22 | 2000
07.09. | 23 | 2000
07.09. | 24 | 2000
08.09. | 1 | 2000
08.09. | 2 | 2000
08.09. | 3 | 2000
08.09. | 4 | 2000
08.09. | 5 | 2000
08.09. | 6 | 2000
08.09. | 7 | 2000
08.09. | 8 | 2000
08.09. | 9 | 2000
08.09. | 10 | 2000
08.09. | 11 | 2000
08.09. | 12 | 2000
08.09. | 13 | 2000
08.09. | 14 | 2000
08.09. | 15 | 2000
08.09. | 16 | 2000
08.09. | 17 | 2000
08.09. | 18 | 2000
08.09. | 19 | 2000
08.09. | 20 | 2000
08.09. | 21 | 2000
08.09. | 22 | 2000
08.09. | 23 | 2000
08.09. | 24 | 2000
09.09. | 1 | 2000
09.09. | 2 | 2000
09.09. | 3 | 2000
09.09. | 4 | 2000
09.09. | 5 | 2000
09.09. | 6 | 2000
09.09. | 7 | 2000
09.09. | 8 | 2000
09.09. | 9 | 2000
09.09. | 10 | 2000
09.09. | 11 | 2000
09.09. | 12 | 2000
09.09. | 13 | 2000
09.09. | 14 | 2000
09.09. | 15 | 2000
09.09. | 16 | 2000
09.09. | 17 | 2000
09.09. | 18 | 2000
09.09. | 19 | 2000
09.09. | 20 | 2000
09.09. | 21 | 2000
09.09. | 22 | 2000
09.09. | 23 | 2000
09.09. | 24 | 2000
10.09. | 1 | 2000
10.09. | 2 | 2000
10.09. | 3 | 2000
10.09. | 4 | 2000
10.09. | 5 | 2000
10.09. | 6 | 2000
10.09. | 7 | 2000
10.09. | 8 | 2000
10.09. | 9 | 2000
10.09. | 10 | 2000
10.09. | 11 | 2000
10.09. | 12 | 2000
10.09. | 13 | 2000
10.09. | 14 | 2000
10.09. | 15 | 2000
10.09. | 16 | 2000
10.09. | 17 | 2000
10.09. | 18 | 2000
10.09. | 19 | 2000
10.09. | 20 | 2000
10.09. | 21 | 2000
10.09. | 22 | 2000
10.09. | 23 | 2000
10.09. | 24 | 2000
11.09. | 1 | 2000
11.09. | 2 | 2000
11.09. | 3 | 2000
11.09. | 4 | 2000
11.09. | 5 | 2000
11.09. | 6 | 2000
11.09. | 7 | 2000
11.09. | 8 | 2000
11.09. | 9 | 2000
11.09. | 10 | 2000
11.09. | 11 | 2000
11.09. | 12 | 2000
11.09. | 13 | 2000
11.09. | 14 | 2000
11.09. | 15 | 2000
11.09. | 16 | 2000
11.09. | 17 | 2000
11.09. | 18 | 2000
11.09. | 19 | 2000
11.09. | 20 | 2000
11.09. | 21 | 2000
11.09. | 22 | 2000
11.09. | 23 | 2000
11.09. | 24 | 2000
12.09. | 1 | 2000
12.09. | 2 | 2000
12.09. | 3 | 2000
12.09. | 4 | 2000
12.09. | 5 | 2000
12.09. | 6 | 2000
12.09. | 7 | 2000
12.09. | 8 | 2000
12.09. | 9 | 2000
12.09. | 10 | 2000
12.09. | 11 | 2000
12.09. | 12 | 2000
12.09. | 13 | 2000
12.09. | 14 | 2000
12.09. | 15 | 2000
12.09. | 16 | 2000
12.09. | 17 | 2000
12.09. | 18 | 2000
12.09. | 19 | 2000
12.09. | 20 | 2000
12.09. | 21 | 2000
12.09. | 22 | 2000
12.09. | 23 | 2000
12.09. | 24 | 2000
13.09. | 1 | 2000
13.09. | 2 | 2000
13.09. | 3 | 2000
13.09. | 4 | 2000
13.09. | 5 | 2000
13.09. | 6 | 2000
13.09. | 7 | 2000
13.09. | 8 | 2000
13.09. | 9 | 2000
13.09. | 10 | 2000
13.09. | 11 | 2000
13.09. | 12 | 2000
13.09. | 13 | 2000
13.09. | 14 | 2000
13.09. | 15 | 2000
13.09. | 16 | 2000
13.09. | 17 | 2000
13.09. | 18 | 2000
13.09. | 19 | 2000
13.09. | 20 | 2000
13.09. | 21 | 2000
13.09. | 22 | 2000
13.09. | 23 | 2000
13.09. | 24 | 2000
14.09. | 1 | 2000
14.09. | 2 | 2000
14.09. | 3 | 2000
14.09. | 4 | 2000
14.09. | 5 | 2000
14.09. | 6 | 2000
14.09. | 7 | 2000
14.09. | 8 | 2000
14.09. | 9 | 2000
14.09. | 10 | 2000
14.09. | 11 | 2000
14.09. | 12 | 2000
14.09. | 13 | 2000
14.09. | 14 | 2000
14.09. | 15 | 2000
14.09. | 16 | 2000
14.09. | 17 | 2000
14.09. | 18 | 2000
14.09. | 19 | 2000
14.09. | 20 | 2000
14.09. | 21 | 2000
14.09. | 22 | 2000
14.09. | 23 | 2000
14.09. | 24 | 2000
15.09. | 1 | 2000
15.09. | 2 | 2000
15.09. | 3 | 2000
15.09. | 4 | 2000
15.09. | 5 | 2000
15.09. | 6 | 2000
15.09. | 7 | 2000
15.09. | 8 | 2000
15.09. | 9 | 2000
15.09. | 10 | 2000
15.09. | 11 | 2000
15.09. | 12 | 2000
15.09. | 13 | 2000
15.09. | 14 | 2000
15.09. | 15 | 2000
15.09. | 16 | 2000
15.09. | 17 | 2000
15.09. | 18 | 2000
15.09. | 19 | 2000
15.09. | 20 | 2000
15.09. | 21 | 2000
15.09. | 22 | 2000
15.09. | 23 | 2000
15.09. | 24 | 2000
16.09. | 1 | 2000
16.09. | 2 | 2000
16.09. | 3 | 2000
16.09. | 4 | 2000
16.09. | 5 | 2000
16.09. | 6 | 2000
16.09. | 7 | 2000
16.09. | 8 | 2000
16.09. | 9 | 2000
16.09. | 10 | 2000
16.09. | 11 | 2000
16.09. | 12 | 2000
16.09. | 13 | 2000
16.09. | 14 | 2000
16.09. | 15 | 2000
16.09. | 16 | 2000
16.09. | 17 | 2000
16.09. | 18 | 2000
16.09. | 19 | 2000
16.09. | 20 | 2000
16.09. | 21 | 2000
16.09. | 22 | 2000
16.09. | 23 | 2000
16.09. | 24 | 2000
17.09. | 1 | 2000
17.09. | 2 | 2000
17.09. | 3 | 2000
17.09. | 4 | 2000
17.09. | 5 | 2000
17.09. | 6 | 2000
17.09. | 7 | 2000
17.09. | 8 | 2000
17.09. | 9 | 2000
17.09. | 10 | 2000
17.09. | 11 | 2000
17.09. | 12 | 2000
17.09. | 13 | 2000
17.09. | 14 | 2000
17.09. | 15 | 2000
17.09. | 16 | 2000
17.09. | 17 | 2000
17.09. | 18 | 2000
17.09. | 19 | 2000
17.09. | 20 | 2000
17.09. | 21 | 2000
17.09. | 22 | 2000
17.09. | 23 | 2000
17.09. | 24 | 2000
18.09. | 1 | 2000
18.09. | 2 | 2000
18.09. | 3 | 2000
18.09. | 4 | 2000
18.09. | 5 | 2000
18.09. | 6 | 2000
18.09. | 7 | 2000
18.09. | 8 | 2000
18.09. | 9 | 2000
18.09. | 10 | 2000
18.09. | 11 | 2000
18.09. | 12 | 2000
18.09. | 13 | 2000
18.09. | 14 | 2000
18.09. | 15 | 2000
18.09. | 16 | 2000
18.09. | 17 | 2000
18.09. | 18 | 2000
18.09. | 19 | 2000
18.09. | 20 | 2000
18.09. | 21 | 2000
18.09. | 22 | 2000
18.09. | 23 | 2000
18.09. | 24 | 2000
19.09. | 1 | 2000
19.09. | 2 | 2000
19.09. | 3 | 2000
19.09. | 4 | 2000
19.09. | 5 | 2000
19.09. | 6 | 2000
19.09. | 7 | 2000
19.09. | 8 | 2000
19.09. | 9 | 2000
19.09. | 10 | 2000
19.09. | 11 | 2000
19.09. | 12 | 2000
19.09. | 13 | 2000
19.09. | 14 | 2000
19.09. | 15 | 2000
19.09. | 16 | 2000
19.09. | 17 | 2000
19.09. | 18 | 2000
19.09. | 19 | 2000
19.09. | 20 | 2000
19.09. | 21 | 2000
19.09. | 22 | 2000
19.09. | 23 | 2000
19.09. | 24 | 2000
20.09. | 1 | 2000
20.09. | 2 | 2000
20.09. | 3 | 2000
20.09. | 4 | 2000
20.09. | 5 | 2000
20.09. | 6 | 2000
20.09. | 7 | 2000
20.09. | 8 | 2000
20.09. | 9 | 2000
20.09. | 10 | 2000
20.09. | 11 | 2000
20.09. | 12 | 2000
20.09. | 13 | 2000
20.09. | 14 | 2000
20.09. | 15 | 2000
20.09. | 16 | 2000
20.09. | 17 | 2000
20.09. | 18 | 2000
20.09. | 19 | 2000
20.09. | 20 | 2000
20.09. | 21 | 2000
20.09. | 22 | 2000
20.09. | 23 | 2000
20.09. | 24 | 2000
21.09. | 1 | 2000
21.09. | 2 | 2000
21.09. | 3 | 2000
21.09. | 4 | 2000
21.09. | 5 | 2000
21.09. | 6 | 2000
21.09. | 7 | 2000
21.09. | 8 | 2000
21.09. | 9 | 2000
21.09. | 10 | 2000
21.09. | 11 | 2000
21.09. | 12 | 2000
21.09. | 13 | 2000
21.09. | 14 | 2000
21.09. | 15 | 2000
21.09. | 16 | 2000
21.09. | 17 | 2000
21.09. | 18 | 2000
21.09. | 19 | 2000
21.09. | 20 | 2000
21.09. | 21 | 2000
21.09. | 22 | 2000
21.09. | 23 | 2000
21.09. | 24 | 2000
22.09. | 1 | 2000
22.09. | 2 | 2000
22.09. | 3 | 2000
22.09. | 4 | 2000
22.09. | 5 | 2000
22.09. | 6 | 2000
22.09. | 7 | 2000
22.09. | 8 | 2000
22.09. | 9 | 2000
22.09. | 10 | 2000
22.09. | 11 | 2000
22.09. | 12 | 2000
22.09. | 13 | 2000
22.09. | 14 | 2000
22.09. | 15 | 2000
22.09. | 16 | 2000
22.09. | 17 | 2000
22.09. | 18 | 2000
22.09. | 19 | 2000
22.09. | 20 | 2000
22.09. | 21 | 2000
22.09. | 22 | 2000
22.09. | 23 | 2000
22.09. | 24 | 2000
23.09. | 1 | 2000
23.09. | 2 | 2000
23.09. | 3 | 2000
23.09. | 4 | 2000
23.09. | 5 | 2000
23.09. | 6 | 2000
23.09. | 7 | 2000
23.09. | 8 | 2000
23.09. | 9 | 2000
23.09. | 10 | 2000
23.09. | 11 | 2000
23.09. | 12 | 2000
23.09. | 13 | 2000
23.09. | 14 | 2000
23.09. | 15 | 2000
23.09. | 16 | 2000
23.09. | 17 | 2000
23.09. | 18 | 2000
23.09. | 19 | 2000
23.09. | 20 | 2000
23.09. | 21 | 2000
23.09. | 22 | 2000
23.09. | 23 | 2000
23.09. | 24 | 2000
24.09. | 1 | 2000
24.09. | 2 | 2000
24.09. | 3 | 2000
24.09. | 4 | 2000
24.09. | 5 | 2000
24.09. | 6 | 2000
24.09. | 7 | 2000
24.09. | 8 | 2000
24.09. | 9 | 2000
24.09. | 10 | 2000
24.09. | 11 | 2000
24.09. | 12 | 2000
24.09. | 13 | 2000
24.09. | 14 | 2000
24.09. | 15 | 2000
24.09. | 16 | 2000
24.09. | 17 | 2000
24.09. | 18 | 2000
24.09. | 19 | 2000
24.09. | 20 | 2000
24.09. | 21 | 2000
24.09. | 22 | 2000
24.09. | 23 | 2000
24.09. | 24 | 2000
25.09. | 1 | 2000
25.09. | 2 | 2000
25.09. | 3 | 2000
25.09. | 4 | 2000
25.09. | 5 | 2000
25.09. | 6 | 2000
25.09. | 7 | 2000
25.09. | 8 | 2000
25.09. | 9 | 2000
25.09. | 10 | 2000
25.09. | 11 | 2000
25.09. | 12 | 2000
25.09. | 13 | 2000
25.09. | 14 | 2000
25.09. | 15 | 2000
25.09. | 16 | 2000
25.09. | 17 | 2000
25.09. | 18 | 2000
25.09. | 19 | 2000
25.09. | 20 | 2000
25.09. | 21 | 2000
25.09. | 22 | 2000
25.09. | 23 | 2000
25.09. | 24 | 2000
26.09. | 1 | 2000
26.09. | 2 | 2000
26.09. | 3 | 2000
26.09. | 4 | 2000
26.09. | 5 | 2000
26.09. | 6 | 2000
26.09. | 7 | 2000
26.09. | 8 | 2000
26.09. | 9 | 2000
26.09. | 10 | 2000
26.09. | 11 | 2000
26.09. | 12 | 2000
26.09. | 13 | 2000
26.09. | 14 | 2000
26.09. | 15 | 2000
26.09. | 16 | 2000
26.09. | 17 | 2000
26.09. | 18 | 2000
26.09. | 19 | 2000
26.09. | 20 | 2000
26.09. | 21 | 2000
26.09. | 22 | 2000
26.09. | 23 | 2000
26.09. | 24 | 2000
27.09. | 1 | 2000
27.09. | 2 | 2000
27.09. | 3 | 2000
27.09. | 4 | 2000
27.09. | 5 | 2000
27.09. | 6 | 2000
27.09. | 7 | 2000
27.09. | 8 | 2000
27.09. | 9 | 2000
27.09. | 10 | 2000
27.09. | 11 | 2000
27.09. | 12 | 2000
27.09. | 13 | 2000
27.09. | 14 | 2000
27.09. | 15 | 2000
27.09. | 16 | 2000
27.09. | 17 | 2000
27.09. | 18 | 2000
27.09. | 19 | 2000
27.09. | 20 | 2000
27.09. | 21 | 2000
27.09. | 22 | 2000
27.09. | 23 | 2000
27.09. | 24 | 2000
28.09. | 1 | 2000
28.09. | 2 | 2000
28.09. | 3 | 2000
28.09. | 4 | 2000
28.09. | 5 | 2000
28.09. | 6 | 2000
28.09. | 7 | 2000
28.09. | 8 | 2000
28.09. | 9 | 2000
28.09. | 10 | 2000
28.09. | 11 | 2000
28.09. | 12 | 2000
28.09. | 13 | 2000
28.09. | 14 | 2000
28.09. | 15 | 2000
28.09. | 16 | 2000
28.09. | 17 | 2000
28.09. | 18 | 2000
28.09. | 19 | 2000
28.09. | 20 | 2000
28.09. | 21 | 2000
28.09. | 22 | 2000
28.09. | 23 | 2000
28.09. | 24 | 2000
29.09. | 1 | 2000
29.09. | 2 | 2000
29.09. | 3 | 2000
29.09. | 4 | 2000
29.09. | 5 | 2000
29.09. | 6 | 2000
29.09. | 7 | 2000
29.09. | 8 | 2000
29.09. | 9 | 2000
29.09. | 10 | 2000
29.09. | 11 | 2000
29.09. | 12 | 2000
29.09. | 13 | 2000
29.09. | 14 | 2000
29.09. | 15 | 2000
29.09. | 16 | 2000
29.09. | 17 | 2000
29.09. | 18 | 2000
29.09. | 19 | 2000
29.09. | 20 | 2000
29.09. | 21 | 2000
29.09. | 22 | 2000
29.09. | 23 | 2000
29.09. | 24 | 2000
30.09. | 1 | 2000
30.09. | 2 | 2000
30.09. | 3 | 2000
30.09. | 4 | 2000
30.09. | 5 | 2000
30.09. | 6 | 2000
30.09. | 7 | 2000
30.09. | 8 | 2000
30.09. | 9 | 2000
30.09. | 10 | 2000
30.09. | 11 | 2000
30.09. | 12 | 2000
30.09. | 13 | 2000
30.09. | 14 | 2000
30.09. | 15 | 2000
30.09. | 16 | 2000
30.09. | 17 | 2000
30.09. | 18 | 2000
30.09. | 19 | 2000
30.09. | 20 | 2000
30.09. | 21 | 2000
30.09. | 22 | 2000
30.09. | 23 | 2000
30.09. | 24 | 2000
01.10. | 1 | 2000
01.10. | 2 | 2000
01.10. | 3 | 2000
01.10. | 4 | 2000
01.10. | 5 | 2000
01.10. | 6 | 2000
01.10. | 7 | 2000
01.10. | 8 | 2000
01.10. | 9 | 2000
01.10. | 10 | 2000
01.10. | 11 | 2000
01.10. | 12 | 2000
01.10. | 13 | 2000
01.10. | 14 | 2000
01.10. | 15 | 2000
01.10. | 16 | 2000
01.10. | 17 | 2000
01.10. | 18 | 2000
01.10. | 19 | 2000
01.10. | 20 | 2000
01.10. | 21 | 2000
01.10. | 22 | 2000
01.10. | 23 | 2000
01.10. | 24 | 2000
02.10. | 1 | 2000
02.10. | 2 | 2000
02.10. | 3 | 2000
02.10. | 4 | 2000
02.10. | 5 | 2000
02.10. | 6 | 2000
02.10. | 7 | 2000
02.10. | 8 | 2000
02.10. | 9 | 2000
02.10. | 10 | 2000
02.10. | 11 | 2000
02.10. | 12 | 2000
02.10. | 13 | 2000
02.10. | 14 | 2000
02.10. | 15 | 2000
02.10. | 16 | 2000
02.10. | 17 | 2000
02.10. | 18 | 2000
02.10. | 19 | 2000
02.10. | 20 | 2000
02.10. | 21 | 2000
02.10. | 22 | 2000
02.10. | 23 | 2000
02.10. | 24 | 2000
03.10. | 1 | 2000
03.10. | 2 | 2000
03.10. | 3 | 2000
03.10. | 4 | 2000
03.10. | 5 | 2000
03.10. | 6 | 2000
03.10. | 7 | 2000
03.10. | 8 | 2000
03.10. | 9 | 2000
03.10. | 10 | 2000
03.10. | 11 | 2000
03.10. | 12 | 2000
03.10. | 13 | 2000
03.10. | 14 | 2000
03.10. | 15 | 2000
03.10. | 16 | 2000
03.10. | 17 | 2000
03.10. | 18 | 2000
03.10. | 19 | 2000
03.10. | 20 | 2000
03.10. | 21 | 2000
03.10. | 22 | 2000
03.10. | 23 | 2000
03.10. | 24 | 2000
04.10. | 1 | 2000
04.10. | 2 | 2000
04.10. | 3 | 2000
04.10. | 4 | 2000
04.10. | 5 | 2000
04.10. | 6 | 2000
04.10. | 7 | 2000
04.10. | 8 | 2000
04.10. | 9 | 2000
04.10. | 10 | 2000
04.10. | 11 | 2000
04.10. | 12 | 2000
04.10. | 13 | 2000
04.10. | 14 | 2000
04.10. | 15 | 2000
04.10. | 16 | 2000
04.10. | 17 | 2000
04.10. | 18 | 2000
04.10. | 19 | 2000
04.10. | 20 | 2000
04.10. | 21 | 2000
04.10. | 22 | 2000
04.10. | 23 | 2000
04.10. | 24 | 2000
05.10. | 1 | 2000
05.10. | 2 | 2000
05.10. | 3 | 2000
05.10. | 4 | 2000
05.10. | 5 | 2000
05.10. | 6 | 2000
05.10. | 7 | 2000
05.10. | 8 | 2000
05.10. | 9 | 2000
05.10. | 10 | 2000
05.10. | 11 | 2000
05.10. | 12 | 2000
05.10. | 13 | 2000
05.10. | 14 | 2000
05.10. | 15 | 2000
05.10. | 16 | 2000
05.10. | 17 | 2000
05.10. | 18 | 2000
05.10. | 19 | 2000
05.10. | 20 | 2000
05.10. | 21 | 2000
05.10. | 22 | 2000
05.10. | 23 | 2000
05.10. | 24 | 2000
06.10. | 1 | 2000
06.10. | 2 | 2000
06.10. | 3 | 2000
06.10. | 4 | 2000
06.10. | 5 | 2000
06.10. | 6 | 2000
06.10. | 7 | 2000
06.10. | 8 | 2000
06.10. | 9 | 2000
06.10. | 10 | 2000
06.10. | 11 | 2000
06.10. | 12 | 2000
06.10. | 13 | 2000
06.10. | 14 | 2000
06.10. | 15 | 2000
06.10. | 16 | 2000
06.10. | 17 | 2000
06.10. | 18 | 2000
06.10. | 19 | 2000
06.10. | 20 | 2000
06.10. | 21 | 2000
06.10. | 22 | 2000
06.10. | 23 | 2000
06.10. | 24 | 2000
07.10. | 1 | 2000
07.10. | 2 | 2000
07.10. | 3 | 2000
07.10. | 4 | 2000
07.10. | 5 | 2000
07.10. | 6 | 2000
07.10. | 7 | 2000
07.10. | 8 | 2000
07.10. | 9 | 2000
07.10. | 10 | 2000
07.10. | 11 | 2000
07.10. | 12 | 2000
07.10. | 13 | 2000
07.10. | 14 | 2000
07.10. | 15 | 2000
07.10. | 16 | 2000
07.10. | 17 | 2000
07.10. | 18 | 2000
07.10. | 19 | 2000
07.10. | 20 | 2000
07.10. | 21 | 2000
07.10. | 22 | 2000
07.10. | 23 | 2000
07.10. | 24 | 2000
08.10. | 1 | 2000
08.10. | 2 | 2000
08.10. | 3 | 2000
08.10. | 4 | 2000
08.10. | 5 | 2000
08.10. | 6 | 2000
08.10. | 7 | 2000
08.10. | 8 | 2000
08.10. | 9 | 2000
08.10. | 10 | 2000
08.10. | 11 | 2000
08.10. | 12 | 2000
08.10. | 13 | 2000
08.10. | 14 | 2000
08.10. | 15 | 2000
08.10. | 16 | 2000
08.10. | 17 | 2000
08.10. | 18 | 2000
08.10. | 19 | 2000
08.10. | 20 | 2000
08.10. | 21 | 2000
08.10. | 22 | 2000
08.10. | 23 | 2000
08.10. | 24 | 2000
09.10. | 1 | 2000
09.10. | 2 | 2000
09.10. | 3 | 2000
09.10. | 4 | 2000
09.10. | 5 | 2000
09.10. | 6 | 2000
09.10. | 7 | 2000
09.10. | 8 | 2000
09.10. | 9 | 2000
09.10. | 10 | 2000
09.10. | 11 | 2000
09.10. | 12 | 2000
09.10. | 13 | 2000
09.10. | 14 | 2000
09.10. | 15 | 2000
09.10. | 16 | 2000
09.10. | 17 | 2000
09.10. | 18 | 2000
09.10. | 19 | 2000
09.10. | 20 | 2000
09.10. | 21 | 2000
09.10. | 22 | 2000
09.10. | 23 | 2000
09.10. | 24 | 2000
10.10. | 1 | 2000
10.10. | 2 | 2000
10.10. | 3 | 2000
10.10. | 4 | 2000
10.10. | 5 | 2000
10.10. | 6 | 2000
10.10. | 7 | 2000
10.10. | 8 | 2000
10.10. | 9 | 2000
10.10. | 10 | 2000
10.10. | 11 | 2000
10.10. | 12 | 2000
10.10. | 13 | 2000
10.10. | 14 | 2000
10.10. | 15 | 2000
10.10. | 16 | 2000
10.10. | 17 | 2000
10.10. | 18 | 2000
10.10. | 19 | 2000
10.10. | 20 | 2000
10.10. | 21 | 2000
10.10. | 22 | 2000
10.10. | 23 | 2000
10.10. | 24 | 2000
11.10. | 1 | 2000
11.10. | 2 | 2000
11.10. | 3 | 2000
11.10. | 4 | 2000
11.10. | 5 | 2000
11.10. | 6 | 2000
11.10. | 7 | 2000
11.10. | 8 | 2000
11.10. | 9 | 2000
11.10. | 10 | 2000
11.10. | 11 | 2000
11.10. | 12 | 2000
11.10. | 13 | 2000
11.10. | 14 | 2000
11.10. | 15 | 2000
11.10. | 16 | 2000
11.10. | 17 | 2000
11.10. | 18 | 2000
11.10. | 19 | 2000
11.10. | 20 | 2000
11.10. | 21 | 2000
11.10. | 22 | 2000
11.10. | 23 | 2000
11.10. | 24 | 2000
12.10. | 1 | 2000
12.10. | 2 | 2000
12.10. | 3 | 2000
12.10. | 4 | 2000
12.10. | 5 | 2000
12.10. | 6 | 2000
12.10. | 7 | 2000
12.10. | 8 | 2000
12.10. | 9 | 2000
12.10. | 10 | 2000
12.10. | 11 | 2000
12.10. | 12 | 2000
12.10. | 13 | 2000
12.10. | 14 | 2000
12.10. | 15 | 2000
12.10. | 16 | 2000
12.10. | 17 | 2000
12.10. | 18 | 2000
12.10. | 19 | 2000
12.10. | 20 | 2000
12.10. | 21 | 2000
12.10. | 22 | 2000
12.10. | 23 | 2000
12.10. | 24 | 2000
13.10. | 1 | 2000
13.10. | 2 | 2000
13.10. | 3 | 2000
13.10. | 4 | 2000
13.10. | 5 | 2000
13.10. | 6 | 2000
13.10. | 7 | 2000
13.10. | 8 | 2000
13.10. | 9 | 2000
13.10. | 10 | 2000
13.10. | 11 | 2000
13.10. | 12 | 2000
13.10. | 13 | 2000
13.10. | 14 | 2000
13.10. | 15 | 2000
13.10. | 16 | 2000
13.10. | 17 | 2000
13.10. | 18 | 2000
13.10. | 19 | 2000
13.10. | 20 | 2000
13.10. | 21 | 2000
13.10. | 22 | 2000
13.10. | 23 | 2000
13.10. | 24 | 2000
14.10. | 1 | 2000
14.10. | 2 | 2000
14.10. | 3 | 2000
14.10. | 4 | 2000
14.10. | 5 | 2000
14.10. | 6 | 2000
14.10. | 7 | 2000
14.10. | 8 | 2000
14.10. | 9 | 2000
14.10. | 10 | 2000
14.10. | 11 | 2000
14.10. | 12 | 2000
14.10. | 13 | 2000
14.10. | 14 | 2000
14.10. | 15 | 2000
14.10. | 16 | 2000
14.10. | 17 | 2000
14.10. | 18 | 2000
14.10. | 19 | 2000
14.10. | 20 | 2000
14.10. | 21 | 2000
14.10. | 22 | 2000
14.10. | 23 | 2000
14.10. | 24 | 2000
15.10. | 1 | 2000
15.10. | 2 | 2000
15.10. | 3 | 2000
15.10. | 4 | 2000
15.10. | 5 | 2000
15.10. | 6 | 2000
15.10. | 7 | 2000
15.10. | 8 | 2000
15.10. | 9 | 2000
15.10. | 10 | 2000
15.10. | 11 | 2000
15.10. | 12 | 2000
15.10. | 13 | 2000
15.10. | 14 | 2000
15.10. | 15 | 2000
15.10. | 16 | 2000
15.10. | 17 | 2000
15.10. | 18 | 2000
15.10. | 19 | 2000
15.10. | 20 | 2000
15.10. | 21 | 2000
15.10. | 22 | 2000
15.10. | 23 | 2000
15.10. | 24 | 2000
16.10. | 1 | 2000
16.10. | 2 | 2000
16.10. | 3 | 2000
16.10. | 4 | 2000
16.10. | 5 | 2000
16.10. | 6 | 2000
16.10. | 7 | 2000
16.10. | 8 | 2000
16.10. | 9 | 2000
16.10. | 10 | 2000
16.10. | 11 | 2000
16.10. | 12 | 2000
16.10. | 13 | 2000
16.10. | 14 | 2000
16.10. | 15 | 2000
16.10. | 16 | 2000
16.10. | 17 | 2000
16.10. | 18 | 2000
16.10. | 19 | 2000
16.10. | 20 | 2000
16.10. | 21 | 2000
16.10. | 22 | 2000
16.10. | 23 | 2000
16.10. | 24 | 2000
17.10. | 1 | 2000
17.10. | 2 | 2000
17.10. | 3 | 2000
17.10. | 4 | 2000
17.10. | 5 | 2000
17.10. | 6 | 2000
17.10. | 7 | 2000
17.10. | 8 | 2000
17.10. | 9 | 2000
17.10. | 10 | 2000
17.10. | 11 | 2000
17.10. | 12 | 2000
17.10. | 13 | 2000
17.10. | 14 | 2000
17.10. | 15 | 2000
17.10. | 16 | 2000
17.10. | 17 | 2000
17.10. | 18 | 2000
17.10. | 19 | 2000
17.10. | 20 | 2000
17.10. | 21 | 2000
17.10. | 22 | 2000
17.10. | 23 | 2000
17.10. | 24 | 2000
18.10. | 1 | 2000
18.10. | 2 | 2000
18.10. | 3 | 2000
18.10. | 4 | 2000
18.10. | 5 | 2000
18.10. | 6 | 2000
18.10. | 7 | 2000
18.10. | 8 | 2000
18.10. | 9 | 2000
18.10. | 10 | 2000
18.10. | 11 | 2000
18.10. | 12 | 2000
18.10. | 13 | 2000
18.10. | 14 | 2000
18.10. | 15 | 2000
18.10. | 16 | 2000
18.10. | 17 | 2000
18.10. | 18 | 2000
18.10. | 19 | 2000
18.10. | 20 | 2000
18.10. | 21 | 2000
18.10. | 22 | 2000
18.10. | 23 | 2000
18.10. | 24 | 2000
19.10. | 1 | 2000
19.10. | 2 | 2000
19.10. | 3 | 2000
19.10. | 4 | 2000
19.10. | 5 | 2000
19.10. | 6 | 2000
19.10. | 7 | 2000
19.10. | 8 | 2000
19.10. | 9 | 2000
19.10. | 10 | 2000
19.10. | 11 | 2000
19.10. | 12 | 2000
19.10. | 13 | 2000
19.10. | 14 | 2000
19.10. | 15 | 2000
19.10. | 16 | 2000
19.10. | 17 | 2000
19.10. | 18 | 2000
19.10. | 19 | 2000
19.10. | 20 | 2000
19.10. | 21 | 2000
19.10. | 22 | 2000
19.10. | 23 | 2000
19.10. | 24 | 2000
20.10. | 1 | 2000
20.10. | 2 | 2000
20.10. | 3 | 2000
20.10. | 4 | 2000
20.10. | 5 | 2000
20.10. | 6 | 2000
20.10. | 7 | 2000
20.10. | 8 | 2000
20.10. | 9 | 2000
20.10. | 10 | 2000
20.10. | 11 | 2000
20.10. | 12 | 2000
20.10. | 13 | 2000
20.10. | 14 | 2000
20.10. | 15 | 2000
20.10. | 16 | 2000
20.10. | 17 | 2000
20.10. | 18 | 2000
20.10. | 19 | 2000
20.10. | 20 | 2000
20.10. | 21 | 2000
20.10. | 22 | 2000
20.10. | 23 | 2000
20.10. | 24 | 2000
21.10. | 1 | 2000
21.10. | 2 | 2000
21.10. | 3 | 2000
21.10. | 4 | 2000
21.10. | 5 | 2000
21.10. | 6 | 2000
21.10. | 7 | 2000
21.10. | 8 | 2000
21.10. | 9 | 2000
21.10. | 10 | 2000
21.10. | 11 | 2000
21.10. | 12 | 2000
21.10. | 13 | 2000
21.10. | 14 | 2000
21.10. | 15 | 2000
21.10. | 16 | 2000
21.10. | 17 | 2000
21.10. | 18 | 2000
21.10. | 19 | 2000
21.10. | 20 | 2000
21.10. | 21 | 2000
21.10. | 22 | 2000
21.10. | 23 | 2000
21.10. | 24 | 2000
22.10. | 1 | 2000
22.10. | 2 | 2000
22.10. | 3 | 2000
22.10. | 4 | 2000
22.10. | 5 | 2000
22.10. | 6 | 2000
22.10. | 7 | 2000
22.10. | 8 | 2000
22.10. | 9 | 2000
22.10. | 10 | 2000
22.10. | 11 | 2000
22.10. | 12 | 2000
22.10. | 13 | 2000
22.10. | 14 | 2000
22.10. | 15 | 2000
22.10. | 16 | 2000
22.10. | 17 | 2000
22.10. | 18 | 2000
22.10. | 19 | 2000
22.10. | 20 | 2000
22.10. | 21 | 2000
22.10. | 22 | 2000
22.10. | 23 | 2000
22.10. | 24 | 2000
23.10. | 1 | 2000
23.10. | 2 | 2000
23.10. | 3 | 2000
23.10. | 4 | 2000
23.10. | 5 | 2000
23.10. | 6 | 2000
23.10. | 7 | 2000
23.10. | 8 | 2000
23.10. | 9 | 2000
23.10. | 10 | 2000
23.10. | 11 | 2000
23.10. | 12 | 2000
23.10. | 13 | 2000
23.10. | 14 | 2000
23.10. | 15 | 2000
23.10. | 16 | 2000
23.10. | 17 | 2000
23.10. | 18 | 2000
23.10. | 19 | 2000
23.10. | 20 | 2000
23.10. | 21 | 2000
23.10. | 22 | 2000
23.10. | 23 | 2000
23.10. | 24 | 2000
24.10. | 1 | 2000
24.10. | 2 | 2000
24.10. | 3 | 2000
24.10. | 4 | 2000
24.10. | 5 | 2000
24.10. | 6 | 2000
24.10. | 7 | 2000
24.10. | 8 | 2000
24.10. | 9 | 2000
24.10. | 10 | 2000
24.10. | 11 | 2000
24.10. | 12 | 2000
24.10. | 13 | 2000
24.10. | 14 | 2000
24.10. | 15 | 2000
24.10. | 16 | 2000
24.10. | 17 | 2000
24.10. | 18 | 2000
24.10. | 19 | 2000
24.10. | 20 | 2000
24.10. | 21 | 2000
24.10. | 22 | 2000
24.10. | 23 | 2000
24.10. | 24 | 2000
25.10. | 1 | 2000
25.10. | 2 | 2000
25.10. | 3 | 2000
25.10. | 4 | 2000
25.10. | 5 | 2000
25.10. | 6 | 2000
25.10. | 7 | 2000
25.10. | 8 | 2000
25.10. | 9 | 2000
25.10. | 10 | 2000
25.10. | 11 | 2000
25.10. | 12 | 2000
25.10. | 13 | 2000
25.10. | 14 | 2000
25.10. | 15 | 2000
25.10. | 16 | 2000
25.10. | 17 | 2000
25.10. | 18 | 2000
25.10. | 19 | 2000
25.10. | 20 | 2000
25.10. | 21 | 2000
25.10. | 22 | 2000
25.10. | 23 | 2000
25.10. | 24 | 2000
26.10. | 1 | 2000
26.10. | 2 | 2000
26.10. | 3 | 2000
26.10. | 4 | 2000
26.10. | 5 | 2000
26.10. | 6 | 2000
26.10. | 7 | 2000
26.10. | 8 | 2000
26.10. | 9 | 2000
26.10. | 10 | 2000
26.10. | 11 | 2000
26.10. | 12 | 2000
26.10. | 13 | 2000
26.10. | 14 | 2000
26.10. | 15 | 2000
26.10. | 16 | 2000
26.10. | 17 | 2000
26.10. | 18 | 2000
26.10. | 19 | 2000
26.10. | 20 | 2000
26.10. | 21 | 2000
26.10. | 22 | 2000
26.10. | 23 | 2000
26.10. | 24 | 2000
27.10. | 1 | 2000
27.10. | 2 | 2000
27.10. | 3 | 2000
27.10. | 4 | 2000
27.10. | 5 | 2000
27.10. | 6 | 2000
27.10. | 7 | 2000
27.10. | 8 | 2000
27.10. | 9 | 2000
27.10. | 10 | 2000
27.10. | 11 | 2000
27.10. | 12 | 2000
27.10. | 13 | 2000
27.10. | 14 | 2000
27.10. | 15 | 2000
27.10. | 16 | 2000
27.10. | 17 | 2000
27.10. | 18 | 2000
27.10. | 19 | 2000
27.10. | 20 | 2000
27.10. | 21 | 2000
27.10. | 22 | 2000
27.10. | 23 | 2000
27.10. | 24 | 2000
28.10. | 1 | 2000
28.10. | 2 | 2000
28.10. | 3 | 2000
28.10. | 4 | 2000
28.10. | 5 | 2000
28.10. | 6 | 2000
28.10. | 7 | 2000
28.10. | 8 | 2000
28.10. | 9 | 2000
28.10. | 10 | 2000
28.10. | 11 | 2000
28.10. | 12 | 2000
28.10. | 13 | 2000
28.10. | 14 | 2000
28.10. | 15 | 2000
28.10. | 16 | 2000
28.10. | 17 | 2000
28.10. | 18 | 2000
28.10. | 19 | 2000
28.10. | 20 | 2000
28.10. | 21 | 2000
28.10. | 22 | 2000
28.10. | 23 | 2000
28.10. | 24 | 2000
29.10. | 1 | 2000
29.10. | 2 | 2000
29.10. | 3 | 2000
29.10. | 4 | 2000
29.10. | 5 | 2000
29.10. | 6 | 2000
29.10. | 7 | 2000
29.10. | 8 | 2000
29.10. | 9 | 2000
29.10. | 10 | 2000
29.10. | 11 | 2000
29.10. | 12 | 2000
29.10. | 13 | 2000
29.10. | 14 | 2000
29.10. | 15 | 2000
29.10. | 16 | 2000
29.10. | 17 | 2000
29.10. | 18 | 2000
29.10. | 19 | 2000
29.10. | 20 | 2000
29.10. | 21 | 2000
29.10. | 22 | 2000
29.10. | 23 | 2000
29.10. | 24 | 2000
30.10. | 1 | 2000
30.10. | 2 | 2000
30.10. | 3 | 2000
30.10. | 4 | 2000
30.10. | 5 | 2000
30.10. | 6 | 2000
30.10. | 7 | 2000
30.10. | 8 | 2000
30.10. | 9 | 2000
30.10. | 10 | 2000
30.10. | 11 | 2000
30.10. | 12 | 2000
30.10. | 13 | 2000
30.10. | 14 | 2000
30.10. | 15 | 2000
30.10. | 16 | 2000
30.10. | 17 | 2000
30.10. | 18 | 2000
30.10. | 19 | 2000
30.10. | 20 | 2000
30.10. | 21 | 2000
30.10. | 22 | 2000
30.10. | 23 | 2000
30.10. | 24 | 2000
31.10. | 1 | 2000
31.10. | 2 | 2000
31.10. | 3 | 2000
31.10. | 4 | 2000
31.10. | 5 | 2000
31.10. | 6 | 2000
31.10. | 7 | 2000
31.10. | 8 | 2000
31.10. | 9 | 2000
31.10. | 10 | 2000
31.10. | 11 | 2000
31.10. | 12 | 2000
31.10. | 13 | 2000
31.10. | 14 | 2000
31.10. | 15 | 2000
31.10. | 16 | 2000
31.10. | 17 | 2000
31.10. | 18 | 2000
31.10. | 19 | 2000
31.10. | 20 | 2000
31.10. | 21 | 2000
31.10. | 22 | 2000
31.10. | 23 | 2000
31.10. | 24 | 2000
01.11. | 1 | 2000
01.11. | 2 | 2000
01.11. | 3 | 2000
01.11. | 4 | 2000
01.11. | 5 | 2000
01.11. | 6 | 2000
01.11. | 7 | 2000
01.11. | 8 | 2000
01.11. | 9 | 2000
01.11. | 10 | 2000
01.11. | 11 | 2000
01.11. | 12 | 2000
01.11. | 13 | 2000
01.11. | 14 | 2000
01.11. | 15 | 2000
01.11. | 16 | 2000
01.11. | 17 | 2000
01.11. | 18 | 2000
01.11. | 19 | 2000
01.11. | 20 | 2000
01.11. | 21 | 2000
01.11. | 22 | 2000
01.11. | 23 | 2000
01.11. | 24 | 2000
02.11. | 1 | 2000
02.11. | 2 | 2000
02.11. | 3 | 2000
02.11. | 4 | 2000
02.11. | 5 | 2000
02.11. | 6 | 2000
02.11. | 7 | 2000
02.11. | 8 | 2000
02.11. | 9 | 2000
02.11. | 10 | 2000
02.11. | 11 | 2000
02.11. | 12 | 2000
02.11. | 13 | 2000
02.11. | 14 | 2000
02.11. | 15 | 2000
02.11. | 16 | 2000
02.11. | 17 | 2000
02.11. | 18 | 2000
02.11. | 19 | 2000
02.11. | 20 | 2000
02.11. | 21 | 2000
02.11. | 22 | 2000
02.11. | 23 | 2000
02.11. | 24 | 2000
03.11. | 1 | 2000
03.11. | 2 | 2000
03.11. | 3 | 2000
03.11. | 4 | 2000
03.11. | 5 | 2000
03.11. | 6 | 2000
03.11. | 7 | 2000
03.11. | 8 | 2000
03.11. | 9 | 2000
03.11. | 10 | 2000
03.11. | 11 | 2000
03.11. | 12 | 2000
03.11. | 13 | 2000
03.11. | 14 | 2000
03.11. | 15 | 2000
03.11. | 16 | 2000
03.11. | 17 | 2000
03.11. | 18 | 2000
03.11. | 19 | 2000
03.11. | 20 | 2000
03.11. | 21 | 2000
03.11. | 22 | 2000
03.11. | 23 | 2000
03.11. | 24 | 2000
04.11. | 1 | 2000
04.11. | 2 | 2000
04.11. | 3 | 2000
04.11. | 4 | 2000
04.11. | 5 | 2000
04.11. | 6 | 2000
04.11. | 7 | 2000
04.11. | 8 | 2000
04.11. | 9 | 2000
04.11. | 10 | 2000
04.11. | 11 | 2000
04.11. | 12 | 2000
04.11. | 13 | 2000
04.11. | 14 | 2000
04.11. | 15 | 2000
04.11. | 16 | 2000
04.11. | 17 | 2000
04.11. | 18 | 2000
04.11. | 19 | 2000
04.11. | 20 | 2000
04.11. | 21 | 2000
04.11. | 22 | 2000
04.11. | 23 | 2000
04.11. | 24 | 2000
05.11. | 1 | 2000
05.11. | 2 | 2000
05.11. | 3 | 2000
05.11. | 4 | 2000
05.11. | 5 | 2000
05.11. | 6 | 2000
05.11. | 7 | 2000
05.11. | 8 | 2000
05.11. | 9 | 2000
05.11. | 10 | 2000
05.11. | 11 | 2000
05.11. | 12 | 2000
05.11. | 13 | 2000
05.11. | 14 | 2000
05.11. | 15 | 2000
05.11. | 16 | 2000
05.11. | 17 | 2000
05.11. | 18 | 2000
05.11. | 19 | 2000
05.11. | 20 | 2000
05.11. | 21 | 2000
05.11. | 22 | 2000
05.11. | 23 | 2000
05.11. | 24 | 2000
06.11. | 1 | 2000
06.11. | 2 | 2000
06.11. | 3 | 2000
06.11. | 4 | 2000
06.11. | 5 | 2000
06.11. | 6 | 2000
06.11. | 7 | 2000
06.11. | 8 | 2000
06.11. | 9 | 2000
06.11. | 10 | 2000
06.11. | 11 | 2000
06.11. | 12 | 2000
06.11. | 13 | 2000
06.11. | 14 | 2000
06.11. | 15 | 2000
06.11. | 16 | 2000
06.11. | 17 | 2000
06.11. | 18 | 2000
06.11. | 19 | 2000
06.11. | 20 | 2000
06.11. | 21 | 2000
06.11. | 22 | 2000
06.11. | 23 | 2000
06.11. | 24 | 2000
07.11. | 1 | 2000
07.11. | 2 | 2000
07.11. | 3 | 2000
07.11. | 4 | 2000
07.11. | 5 | 2000
07.11. | 6 | 2000
07.11. | 7 | 2000
07.11. | 8 | 2000
07.11. | 9 | 2000
07.11. | 10 | 2000
07.11. | 11 | 2000
07.11. | 12 | 2000
07.11. | 13 | 2000
07.11. | 14 | 2000
07.11. | 15 | 2000
07.11. | 16 | 2000
07.11. | 17 | 2000
07.11. | 18 | 2000
07.11. | 19 | 2000
07.11. | 20 | 2000
07.11. | 21 | 2000
07.11. | 22 | 2000
07.11. | 23 | 2000
07.11. | 24 | 2000
08.11. | 1 | 2000
08.11. | 2 | 2000
08.11. | 3 | 2000
08.11. | 4 | 2000
08.11. | 5 | 2000
08.11. | 6 | 2000
08.11. | 7 | 2000
08.11. | 8 | 2000
08.11. | 9 | 2000
08.11. | 10 | 2000
08.11. | 11 | 2000
08.11. | 12 | 2000
08.11. | 13 | 2000
08.11. | 14 | 2000
08.11. | 15 | 2000
08.11. | 16 | 2000
08.11. | 17 | 2000
08.11. | 18 | 2000
08.11. | 19 | 2000
08.11. | 20 | 2000
08.11. | 21 | 2000
08.11. | 22 | 2000
08.11. | 23 | 2000
08.11. | 24 | 2000
09.11. | 1 | 2000
09.11. | 2 | 2000
09.11. | 3 | 2000
09.11. | 4 | 2000
09.11. | 5 | 2000
09.11. | 6 | 2000
09.11. | 7 | 2000
09.11. | 8 | 2000
09.11. | 9 | 2000
09.11. | 10 | 2000
09.11. | 11 | 2000
09.11. | 12 | 2000
09.11. | 13 | 2000
09.11. | 14 | 2000
09.11. | 15 | 2000
09.11. | 16 | 2000
09.11. | 17 | 2000
09.11. | 18 | 2000
09.11. | 19 | 2000
09.11. | 20 | 2000
09.11. | 21 | 2000
09.11. | 22 | 2000
09.11. | 23 | 2000
09.11. | 24 | 2000
10.11. | 1 | 2000
10.11. | 2 | 2000
10.11. | 3 | 2000
10.11. | 4 | 2000
10.11. | 5 | 2000
10.11. | 6 | 2000
10.11. | 7 | 2000
10.11. | 8 | 2000
10.11. | 9 | 2000
10.11. | 10 | 2000
10.11. | 11 | 2000
10.11. | 12 | 2000
10.11. | 13 | 2000
10.11. | 14 | 2000
10.11. | 15 | 2000
10.11. | 16 | 2000
10.11. | 17 | 2000
10.11. | 18 | 2000
10.11. | 19 | 2000
10.11. | 20 | 2000
10.11. | 21 | 2000
10.11. | 22 | 2000
10.11. | 23 | 2000
10.11. | 24 | 2000
11.11. | 1 | 2000
11.11. | 2 | 2000
11.11. | 3 | 2000
11.11. | 4 | 2000
11.11. | 5 | 2000
11.11. | 6 | 2000
11.11. | 7 | 2000
11.11. | 8 | 2000
11.11. | 9 | 2000
11.11. | 10 | 2000
11.11. | 11 | 2000
11.11. | 12 | 2000
11.11. | 13 | 2000
11.11. | 14 | 2000
11.11. | 15 | 2000
11.11. | 16 | 2000
11.11. | 17 | 2000
11.11. | 18 | 2000
11.11. | 19 | 2000
11.11. | 20 | 2000
11.11. | 21 | 2000
11.11. | 22 | 2000
11.11. | 23 | 2000
11.11. | 24 | 2000
12.11. | 1 | 2000
12.11. | 2 | 2000
12.11. | 3 | 2000
12.11. | 4 | 2000
12.11. | 5 | 2000
12.11. | 6 | 2000
12.11. | 7 | 2000
12.11. | 8 | 2000
12.11. | 9 | 2000
12.11. | 10 | 2000
12.11. | 11 | 2000
12.11. | 12 | 2000
12.11. | 13 | 2000
12.11. | 14 | 2000
12.11. | 15 | 2000
12.11. | 16 | 2000
12.11. | 17 | 2000
12.11. | 18 | 2000
12.11. | 19 | 2000
12.11. | 20 | 2000
12.11. | 21 | 2000
12.11. | 22 | 2000
12.11. | 23 | 2000
12.11. | 24 | 2000
13.11. | 1 | 2000
13.11. | 2 | 2000
13.11. | 3 | 2000
13.11. | 4 | 2000
13.11. | 5 | 2000
13.11. | 6 | 2000
13.11. | 7 | 2000
13.11. | 8 | 2000
13.11. | 9 | 2000
13.11. | 10 | 2000
13.11. | 11 | 2000
13.11. | 12 | 2000
13.11. | 13 | 2000
13.11. | 14 | 2000
13.11. | 15 | 2000
13.11. | 16 | 2000
13.11. | 17 | 2000
13.11. | 18 | 2000
13.11. | 19 | 2000
13.11. | 20 | 2000
13.11. | 21 | 2000
13.11. | 22 | 2000
13.11. | 23 | 2000
13.11. | 24 | 2000
14.11. | 1 | 2000
14.11. | 2 | 2000
14.11. | 3 | 2000
14.11. | 4 | 2000
14.11. | 5 | 2000
14.11. | 6 | 2000
14.11. | 7 | 2000
14.11. | 8 | 2000
14.11. | 9 | 2000
14.11. | 10 | 2000
14.11. | 11 | 2000
14.11. | 12 | 2000
14.11. | 13 | 2000
14.11. | 14 | 2000
14.11. | 15 | 2000
14.11. | 16 | 2000
14.11. | 17 | 2000
14.11. | 18 | 2000
14.11. | 19 | 2000
14.11. | 20 | 2000
14.11. | 21 | 2000
14.11. | 22 | 2000
14.11. | 23 | 2000
14.11. | 24 | 2000
15.11. | 1 | 2000
15.11. | 2 | 2000
15.11. | 3 | 2000
15.11. | 4 | 2000
15.11. | 5 | 2000
15.11. | 6 | 2000
15.11. | 7 | 2000
15.11. | 8 | 2000
15.11. | 9 | 2000
15.11. | 10 | 2000
15.11. | 11 | 2000
15.11. | 12 | 2000
15.11. | 13 | 2000
15.11. | 14 | 2000
15.11. | 15 | 2000
15.11. | 16 | 2000
15.11. | 17 | 2000
15.11. | 18 | 2000
15.11. | 19 | 2000
15.11. | 20 | 2000
15.11. | 21 | 2000
15.11. | 22 | 2000
15.11. | 23 | 2000
15.11. | 24 | 2000
16.11. | 1 | 2000
16.11. | 2 | 2000
16.11. | 3 | 2000
16.11. | 4 | 2000
16.11. | 5 | 2000
16.11. | 6 | 2000
16.11. | 7 | 2000
16.11. | 8 | 2000
16.11. | 9 | 2000
16.11. | 10 | 2000
16.11. | 11 | 2000
16.11. | 12 | 2000
16.11. | 13 | 2000
16.11. | 14 | 2000
16.11. | 15 | 2000
16.11. | 16 | 2000
16.11. | 17 | 2000
16.11. | 18 | 2000
16.11. | 19 | 2000
16.11. | 20 | 2000
16.11. | 21 | 2000
16.11. | 22 | 2000
16.11. | 23 | 2000
16.11. | 24 | 2000
17.11. | 1 | 2000
17.11. | 2 | 2000
17.11. | 3 | 2000
17.11. | 4 | 2000
17.11. | 5 | 2000
17.11. | 6 | 2000
17.11. | 7 | 2000
17.11. | 8 | 2000
17.11. | 9 | 2000
17.11. | 10 | 2000
17.11. | 11 | 2000
17.11. | 12 | 2000
17.11. | 13 | 2000
17.11. | 14 | 2000
17.11. | 15 | 2000
17.11. | 16 | 2000
17.11. | 17 | 2000
17.11. | 18 | 2000
17.11. | 19 | 2000
17.11. | 20 | 2000
17.11. | 21 | 2000
17.11. | 22 | 2000
17.11. | 23 | 2000
17.11. | 24 | 2000
18.11. | 1 | 2000
18.11. | 2 | 2000
18.11. | 3 | 2000
18.11. | 4 | 2000
18.11. | 5 | 2000
18.11. | 6 | 2000
18.11. | 7 | 2000
18.11. | 8 | 2000
18.11. | 9 | 2000
18.11. | 10 | 2000
18.11. | 11 | 2000
18.11. | 12 | 2000
18.11. | 13 | 2000
18.11. | 14 | 2000
18.11. | 15 | 2000
18.11. | 16 | 2000
18.11. | 17 | 2000
18.11. | 18 | 2000
18.11. | 19 | 2000
18.11. | 20 | 2000
18.11. | 21 | 2000
18.11. | 22 | 2000
18.11. | 23 | 2000
18.11. | 24 | 2000
19.11. | 1 | 2000
19.11. | 2 | 2000
19.11. | 3 | 2000
19.11. | 4 | 2000
19.11. | 5 | 2000
19.11. | 6 | 2000
19.11. | 7 | 2000
19.11. | 8 | 2000
19.11. | 9 | 2000
19.11. | 10 | 2000
19.11. | 11 | 2000
19.11. | 12 | 2000
19.11. | 13 | 2000
19.11. | 14 | 2000
19.11. | 15 | 2000
19.11. | 16 | 2000
19.11. | 17 | 2000
19.11. | 18 | 2000
19.11. | 19 | 2000
19.11. | 20 | 2000
19.11. | 21 | 2000
19.11. | 22 | 2000
19.11. | 23 | 2000
19.11. | 24 | 2000
20.11. | 1 | 2000
20.11. | 2 | 2000
20.11. | 3 | 2000
20.11. | 4 | 2000
20.11. | 5 | 2000
20.11. | 6 | 2000
20.11. | 7 | 2000
20.11. | 8 | 2000
20.11. | 9 | 2000
20.11. | 10 | 2000
20.11. | 11 | 2000
20.11. | 12 | 2000
20.11. | 13 | 2000
20.11. | 14 | 2000
20.11. | 15 | 2000
20.11. | 16 | 2000
20.11. | 17 | 2000
20.11. | 18 | 2000
20.11. | 19 | 2000
20.11. | 20 | 2000
20.11. | 21 | 2000
20.11. | 22 | 2000
20.11. | 23 | 2000
20.11. | 24 | 2000
21.11. | 1 | 2000
21.11. | 2 | 2000
21.11. | 3 | 2000
21.11. | 4 | 2000
21.11. | 5 | 2000
21.11. | 6 | 2000
21.11. | 7 | 2000
21.11. | 8 | 2000
21.11. | 9 | 2000
21.11. | 10 | 2000
21.11. | 11 | 2000
21.11. | 12 | 2000
21.11. | 13 | 2000
21.11. | 14 | 2000
21.11. | 15 | 2000
21.11. | 16 | 2000
21.11. | 17 | 2000
21.11. | 18 | 2000
21.11. | 19 | 2000
21.11. | 20 | 2000
21.11. | 21 | 2000
21.11. | 22 | 2000
21.11. | 23 | 2000
21.11. | 24 | 2000
22.11. | 1 | 2000
22.11. | 2 | 2000
22.11. | 3 | 2000
22.11. | 4 | 2000
22.11. | 5 | 2000
22.11. | 6 | 2000
22.11. | 7 | 2000
22.11. | 8 | 2000
22.11. | 9 | 2000
22.11. | 10 | 2000
22.11. | 11 | 2000
22.11. | 12 | 2000
22.11. | 13 | 2000
22.11. | 14 | 2000
22.11. | 15 | 2000
22.11. | 16 | 2000
22.11. | 17 | 2000
22.11. | 18 | 2000
22.11. | 19 | 2000
22.11. | 20 | 2000
22.11. | 21 | 2000
22.11. | 22 | 2000
22.11. | 23 | 2000
22.11. | 24 | 2000
23.11. | 1 | 2000
23.11. | 2 | 2000
23.11. | 3 | 2000
23.11. | 4 | 2000
23.11. | 5 | 2000
23.11. | 6 | 2000
23.11. | 7 | 2000
23.11. | 8 | 2000
23.11. | 9 | 2000
23.11. | 10 | 2000
23.11. | 11 | 2000
23.11. | 12 | 2000
23.11. | 13 | 2000
23.11. | 14 | 2000
23.11. | 15 | 2000
23.11. | 16 | 2000
23.11. | 17 | 2000
23.11. | 18 | 2000
23.11. | 19 | 2000
23.11. | 20 | 2000
23.11. | 21 | 2000
23.11. | 22 | 2000
23.11. | 23 | 2000
23.11. | 24 | 2000
24.11. | 1 | 2000
24.11. | 2 | 2000
24.11. | 3 | 2000
24.11. | 4 | 2000
24.11. | 5 | 2000
24.11. | 6 | 2000
24.11. | 7 | 2000
24.11. | 8 | 2000
24.11. | 9 | 2000
24.11. | 10 | 2000
24.11. | 11 | 2000
24.11. | 12 | 2000
24.11. | 13 | 2000
24.11. | 14 | 2000
24.11. | 15 | 2000
24.11. | 16 | 2000
24.11. | 17 | 2000
24.11. | 18 | 2000
24.11. | 19 | 2000
24.11. | 20 | 2000
24.11. | 21 | 2000
24.11. | 22 | 2000
24.11. | 23 | 2000
24.11. | 24 | 2000
25.11. | 1 | 2000
25.11. | 2 | 2000
25.11. | 3 | 2000
25.11. | 4 | 2000
25.11. | 5 | 2000
25.11. | 6 | 2000
25.11. | 7 | 2000
25.11. | 8 | 2000
25.11. | 9 | 2000
25.11. | 10 | 2000
25.11. | 11 | 2000
25.11. | 12 | 2000
25.11. | 13 | 2000
25.11. | 14 | 2000
25.11. | 15 | 2000
25.11. | 16 | 2000
25.11. | 17 | 2000
25.11. | 18 | 2000
25.11. | 19 | 2000
25.11. | 20 | 2000
25.11. | 21 | 2000
25.11. | 22 | 2000
25.11. | 23 | 2000
25.11. | 24 | 2000
26.11. | 1 | 2000
26.11. | 2 | 2000
26.11. | 3 | 2000
26.11. | 4 | 2000
26.11. | 5 | 2000
26.11. | 6 | 2000
26.11. | 7 | 2000
26.11. | 8 | 2000
26.11. | 9 | 2000
26.11. | 10 | 2000
26.11. | 11 | 2000
26.11. | 12 | 2000
26.11. | 13 | 2000
26.11. | 14 | 2000
26.11. | 15 | 2000
26.11. | 16 | 2000
26.11. | 17 | 2000
26.11. | 18 | 2000
26.11. | 19 | 2000
26.11. | 20 | 2000
26.11. | 21 | 2000
26.11. | 22 | 2000
26.11. | 23 | 2000
26.11. | 24 | 2000
27.11. | 1 | 2000
27.11. | 2 | 2000
27.11. | 3 | 2000
27.11. | 4 | 2000
27.11. | 5 | 2000
27.11. | 6 | 2000
27.11. | 7 | 2000
27.11. | 8 | 2000
27.11. | 9 | 2000
27.11. | 10 | 2000
27.11. | 11 | 2000
27.11. | 12 | 2000
27.11. | 13 | 2000
27.11. | 14 | 2000
27.11. | 15 | 2000
27.11. | 16 | 2000
27.11. | 17 | 2000
27.11. | 18 | 2000
27.11. | 19 | 2000
27.11. | 20 | 2000
27.11. | 21 | 2000
27.11. | 22 | 2000
27.11. | 23 | 2000
27.11. | 24 | 2000
28.11. | 1 | 2000
28.11. | 2 | 2000
28.11. | 3 | 2000
28.11. | 4 | 2000
28.11. | 5 | 2000
28.11. | 6 | 2000
28.11. | 7 | 2000
28.11. | 8 | 2000
28.11. | 9 | 2000
28.11. | 10 | 2000
28.11. | 11 | 2000
28.11. | 12 | 2000
28.11. | 13 | 2000
28.11. | 14 | 2000
28.11. | 15 | 2000
28.11. | 16 | 2000
28.11. | 17 | 2000
28.11. | 18 | 2000
28.11. | 19 | 2000
28.11. | 20 | 2000
28.11. | 21 | 2000
28.11. | 22 | 2000
28.11. | 23 | 2000
28.11. | 24 | 2000
29.11. | 1 | 2000
29.11. | 2 | 2000
29.11. | 3 | 2000
29.11. | 4 | 2000
29.11. | 5 | 2000
29.11. | 6 | 2000
29.11. | 7 | 2000
29.11. | 8 | 2000
29.11. | 9 | 2000
29.11. | 10 | 2000
29.11. | 11 | 2000
29.11. | 12 | 2000
29.11. | 13 | 2000
29.11. | 14 | 2000
29.11. | 15 | 2000
29.11. | 16 | 2000
29.11. | 17 | 2000
29.11. | 18 | 2000
29.11. | 19 | 2000
29.11. | 20 | 2000
29.11. | 21 | 2000
29.11. | 22 | 2000
29.11. | 23 | 2000
29.11. | 24 | 2000
30.11. | 1 | 2000
30.11. | 2 | 2000
30.11. | 3 | 2000
30.11. | 4 | 2000
30.11. | 5 | 2000
30.11. | 6 | 2000
30.11. | 7 | 2000
30.11. | 8 | 2000
30.11. | 9 | 2000
30.11. | 10 | 2000
30.11. | 11 | 2000
30.11. | 12 | 2000
30.11. | 13 | 2000
30.11. | 14 | 2000
30.11. | 15 | 2000
30.11. | 16 | 2000
30.11. | 17 | 2000
30.11. | 18 | 2000
30.11. | 19 | 2000
30.11. | 20 | 2000
30.11. | 21 | 2000
30.11. | 22 | 2000
30.11. | 23 | 2000
30.11. | 24 | 2000
01.12. | 1 | 2000
01.12. | 2 | 2000
01.12. | 3 | 2000
01.12. | 4 | 2000
01.12. | 5 | 2000
01.12. | 6 | 2000
01.12. | 7 | 2000
01.12. | 8 | 2000
01.12. | 9 | 2000
01.12. | 10 | 2000
01.12. | 11 | 2000
01.12. | 12 | 2000
01.12. | 13 | 2000
01.12. | 14 | 2000
01.12. | 15 | 2000
01.12. | 16 | 2000
01.12. | 17 | 2000
01.12. | 18 | 2000
01.12. | 19 | 2000
01.12. | 20 | 2000
01.12. | 21 | 2000
01.12. | 22 | 2000
01.12. | 23 | 2000
01.12. | 24 | 2000
02.12. | 1 | 2000
02.12. | 2 | 2000
02.12. | 3 | 2000
02.12. | 4 | 2000
02.12. | 5 | 2000
02.12. | 6 | 2000
02.12. | 7 | 2000
02.12. | 8 | 2000
02.12. | 9 | 2000
02.12. | 10 | 2000
02.12. | 11 | 2000
02.12. | 12 | 2000
02.12. | 13 | 2000
02.12. | 14 | 2000
02.12. | 15 | 2000
02.12. | 16 | 2000
02.12. | 17 | 2000
02.12. | 18 | 2000
02.12. | 19 | 2000
02.12. | 20 | 2000
02.12. | 21 | 2000
02.12. | 22 | 2000
02.12. | 23 | 2000
02.12. | 24 | 2000
03.12. | 1 | 2000
03.12. | 2 | 2000
03.12. | 3 | 2000
03.12. | 4 | 2000
03.12. | 5 | 2000
03.12. | 6 | 2000
03.12. | 7 | 2000
03.12. | 8 | 2000
03.12. | 9 | 2000
03.12. | 10 | 2000
03.12. | 11 | 2000
03.12. | 12 | 2000
03.12. | 13 | 2000
03.12. | 14 | 2000
03.12. | 15 | 2000
03.12. | 16 | 2000
03.12. | 17 | 2000
03.12. | 18 | 2000
03.12. | 19 | 2000
03.12. | 20 | 2000
03.12. | 21 | 2000
03.12. | 22 | 2000
03.12. | 23 | 2000
03.12. | 24 | 2000
04.12. | 1 | 2000
04.12. | 2 | 2000
04.12. | 3 | 2000
04.12. | 4 | 2000
04.12. | 5 | 2000
04.12. | 6 | 2000
04.12. | 7 | 2000
04.12. | 8 | 2000
04.12. | 9 | 2000
04.12. | 10 | 2000
04.12. | 11 | 2000
04.12. | 12 | 2000
04.12. | 13 | 2000
04.12. | 14 | 2000
04.12. | 15 | 2000
04.12. | 16 | 2000
04.12. | 17 | 2000
04.12. | 18 | 2000
04.12. | 19 | 2000
04.12. | 20 | 2000
04.12. | 21 | 2000
04.12. | 22 | 2000
04.12. | 23 | 2000
04.12. | 24 | 2000
05.12. | 1 | 2000
05.12. | 2 | 2000
05.12. | 3 | 2000
05.12. | 4 | 2000
05.12. | 5 | 2000
05.12. | 6 | 2000
05.12. | 7 | 2000
05.12. | 8 | 2000
05.12. | 9 | 2000
05.12. | 10 | 2000
05.12. | 11 | 2000
05.12. | 12 | 2000
05.12. | 13 | 2000
05.12. | 14 | 2000
05.12. | 15 | 2000
05.12. | 16 | 2000
05.12. | 17 | 2000
05.12. | 18 | 2000
05.12. | 19 | 2000
05.12. | 20 | 2000
05.12. | 21 | 2000
05.12. | 22 | 2000
05.12. | 23 | 2000
05.12. | 24 | 2000
06.12. | 1 | 2000
06.12. | 2 | 2000
06.12. | 3 | 2000
06.12. | 4 | 2000
06.12. | 5 | 2000
06.12. | 6 | 2000
06.12. | 7 | 2000
06.12. | 8 | 2000
06.12. | 9 | 2000
06.12. | 10 | 2000
06.12. | 11 | 2000
06.12. | 12 | 2000
06.12. | 13 | 2000
06.12. | 14 | 2000
06.12. | 15 | 2000
06.12. | 16 | 2000
06.12. | 17 | 2000
06.12. | 18 | 2000
06.12. | 19 | 2000
06.12. | 20 | 2000
06.12. | 21 | 2000
06.12. | 22 | 2000
06.12. | 23 | 2000
06.12. | 24 | 2000
07.12. | 1 | 2000
07.12. | 2 | 2000
07.12. | 3 | 2000
07.12. | 4 | 2000
07.12. | 5 | 2000
07.12. | 6 | 2000
07.12. | 7 | 2000
07.12. | 8 | 2000
07.12. | 9 | 2000
07.12. | 10 | 2000
07.12. | 11 | 2000
07.12. | 12 | 2000
07.12. | 13 | 2000
07.12. | 14 | 2000
07.12. | 15 | 2000
07.12. | 16 | 2000
07.12. | 17 | 2000
07.12. | 18 | 2000
07.12. | 19 | 2000
07.12. | 20 | 2000
07.12. | 21 | 2000
07.12. | 22 | 2000
07.12. | 23 | 2000
07.12. | 24 | 2000
08.12. | 1 | 2000
08.12. | 2 | 2000
08.12. | 3 | 2000
08.12. | 4 | 2000
08.12. | 5 | 2000
08.12. | 6 | 2000
08.12. | 7 | 2000
08.12. | 8 | 2000
08.12. | 9 | 2000
08.12. | 10 | 2000
08.12. | 11 | 2000
08.12. | 12 | 2000
08.12. | 13 | 2000
08.12. | 14 | 2000
08.12. | 15 | 2000
08.12. | 16 | 2000
08.12. | 17 | 2000
08.12. | 18 | 2000
08.12. | 19 | 2000
08.12. | 20 | 2000
08.12. | 21 | 2000
08.12. | 22 | 2000
08.12. | 23 | 2000
08.12. | 24 | 2000
09.12. | 1 | 2000
09.12. | 2 | 2000
09.12. | 3 | 2000
09.12. | 4 | 2000
09.12. | 5 | 2000
09.12. | 6 | 2000
09.12. | 7 | 2000
09.12. | 8 | 2000
09.12. | 9 | 2000
09.12. | 10 | 2000
09.12. | 11 | 2000
09.12. | 12 | 2000
09.12. | 13 | 2000
09.12. | 14 | 2000
09.12. | 15 | 2000
09.12. | 16 | 2000
09.12. | 17 | 2000
09.12. | 18 | 2000
09.12. | 19 | 2000
09.12. | 20 | 2000
09.12. | 21 | 2000
09.12. | 22 | 2000
09.12. | 23 | 2000
09.12. | 24 | 2000
10.12. | 1 | 2000
10.12. | 2 | 2000
10.12. | 3 | 2000
10.12. | 4 | 2000
10.12. | 5 | 2000
10.12. | 6 | 2000
10.12. | 7 | 2000
10.12. | 8 | 2000
10.12. | 9 | 2000
10.12. | 10 | 2000
10.12. | 11 | 2000
10.12. | 12 | 2000
10.12. | 13 | 2000
10.12. | 14 | 2000
10.12. | 15 | 2000
10.12. | 16 | 2000
10.12. | 17 | 2000
10.12. | 18 | 2000
10.12. | 19 | 2000
10.12. | 20 | 2000
10.12. | 21 | 2000
10.12. | 22 | 2000
10.12. | 23 | 2000
10.12. | 24 | 2000
11.12. | 1 | 2000
11.12. | 2 | 2000
11.12. | 3 | 2000
11.12. | 4 | 2000
11.12. | 5 | 2000
11.12. | 6 | 2000
11.12. | 7 | 2000
11.12. | 8 | 2000
11.12. | 9 | 2000
11.12. | 10 | 2000
11.12. | 11 | 2000
11.12. | 12 | 2000
11.12. | 13 | 2000
11.12. | 14 | 2000
11.12. | 15 | 2000
11.12. | 16 | 2000
11.12. | 17 | 2000
11.12. | 18 | 2000
11.12. | 19 | 2000
11.12. | 20 | 2000
11.12. | 21 | 2000
11.12. | 22 | 2000
11.12. | 23 | 2000
11.12. | 24 | 2000
12.12. | 1 | 2000
12.12. | 2 | 2000
12.12. | 3 | 2000
12.12. | 4 | 2000
12.12. | 5 | 2000
12.12. | 6 | 2000
12.12. | 7 | 2000
12.12. | 8 | 2000
12.12. | 9 | 2000
12.12. | 10 | 2000
12.12. | 11 | 2000
12.12. | 12 | 2000
12.12. | 13 | 2000
12.12. | 14 | 2000
12.12. | 15 | 2000
12.12. | 16 | 2000
12.12. | 17 | 2000
12.12. | 18 | 2000
12.12. | 19 | 2000
12.12. | 20 | 2000
12.12. | 21 | 2000
12.12. | 22 | 2000
12.12. | 23 | 2000
12.12. | 24 | 2000
13.12. | 1 | 2000
13.12. | 2 | 2000
13.12. | 3 | 2000
13.12. | 4 | 2000
13.12. | 5 | 2000
13.12. | 6 | 2000
13.12. | 7 | 2000
13.12. | 8 | 2000
13.12. | 9 | 2000
13.12. | 10 | 2000
13.12. | 11 | 2000
13.12. | 12 | 2000
13.12. | 13 | 2000
13.12. | 14 | 2000
13.12. | 15 | 2000
13.12. | 16 | 2000
13.12. | 17 | 2000
13.12. | 18 | 2000
13.12. | 19 | 2000
13.12. | 20 | 2000
13.12. | 21 | 2000
13.12. | 22 | 2000
13.12. | 23 | 2000
13.12. | 24 | 2000
14.12. | 1 | 2000
14.12. | 2 | 2000
14.12. | 3 | 2000
14.12. | 4 | 2000
14.12. | 5 | 2000
14.12. | 6 | 2000
14.12. | 7 | 2000
14.12. | 8 | 2000
14.12. | 9 | 2000
14.12. | 10 | 2000
14.12. | 11 | 2000
14.12. | 12 | 2000
14.12. | 13 | 2000
14.12. | 14 | 2000
14.12. | 15 | 2000
14.12. | 16 | 2000
14.12. | 17 | 2000
14.12. | 18 | 2000
14.12. | 19 | 2000
14.12. | 20 | 2000
14.12. | 21 | 2000
14.12. | 22 | 2000
14.12. | 23 | 2000
14.12. | 24 | 2000
15.12. | 1 | 2000
15.12. | 2 | 2000
15.12. | 3 | 2000
15.12. | 4 | 2000
15.12. | 5 | 2000
15.12. | 6 | 2000
15.12. | 7 | 2000
15.12. | 8 | 2000
15.12. | 9 | 2000
15.12. | 10 | 2000
15.12. | 11 | 2000
15.12. | 12 | 2000
15.12. | 13 | 2000
15.12. | 14 | 2000
15.12. | 15 | 2000
15.12. | 16 | 2000
15.12. | 17 | 2000
15.12. | 18 | 2000
15.12. | 19 | 2000
15.12. | 20 | 2000
15.12. | 21 | 2000
15.12. | 22 | 2000
15.12. | 23 | 2000
15.12. | 24 | 2000
16.12. | 1 | 2000
16.12. | 2 | 2000
16.12. | 3 | 2000
16.12. | 4 | 2000
16.12. | 5 | 2000
16.12. | 6 | 2000
16.12. | 7 | 2000
16.12. | 8 | 2000
16.12. | 9 | 2000
16.12. | 10 | 2000
16.12. | 11 | 2000
16.12. | 12 | 2000
16.12. | 13 | 2000
16.12. | 14 | 2000
16.12. | 15 | 2000
16.12. | 16 | 2000
16.12. | 17 | 2000
16.12. | 18 | 2000
16.12. | 19 | 2000
16.12. | 20 | 2000
16.12. | 21 | 2000
16.12. | 22 | 2000
16.12. | 23 | 2000
16.12. | 24 | 2000
17.12. | 1 | 2000
17.12. | 2 | 2000
17.12. | 3 | 2000
17.12. | 4 | 2000
17.12. | 5 | 2000
17.12. | 6 | 2000
17.12. | 7 | 2000
17.12. | 8 | 2000
17.12. | 9 | 2000
17.12. | 10 | 2000
17.12. | 11 | 2000
17.12. | 12 | 2000
17.12. | 13 | 2000
17.12. | 14 | 2000
17.12. | 15 | 2000
17.12. | 16 | 2000
17.12. | 17 | 2000
17.12. | 18 | 2000
17.12. | 19 | 2000
17.12. | 20 | 2000
17.12. | 21 | 2000
17.12. | 22 | 2000
17.12. | 23 | 2000
17.12. | 24 | 2000
18.12. | 1 | 2000
18.12. | 2 | 2000
18.12. | 3 | 2000
18.12. | 4 | 2000
18.12. | 5 | 2000
18.12. | 6 | 2000
18.12. | 7 | 2000
18.12. | 8 | 2000
18.12. | 9 | 2000
18.12. | 10 | 2000
18.12. | 11 | 2000
18.12. | 12 | 2000
18.12. | 13 | 2000
18.12. | 14 | 2000
18.12. | 15 | 2000
18.12. | 16 | 2000
18.12. | 17 | 2000
18.12. | 18 | 2000
18.12. | 19 | 2000
18.12. | 20 | 2000
18.12. | 21 | 2000
18.12. | 22 | 2000
18.12. | 23 | 2000
18.12. | 24 | 2000
19.12. | 1 | 2000
19.12. | 2 | 2000
19.12. | 3 | 2000
19.12. | 4 | 2000
19.12. | 5 | 2000
19.12. | 6 | 2000
19.12. | 7 | 2000
19.12. | 8 | 2000
19.12. | 9 | 2000
19.12. | 10 | 2000
19.12. | 11 | 2000
19.12. | 12 | 2000
19.12. | 13 | 2000
19.12. | 14 | 2000
19.12. | 15 | 2000
19.12. | 16 | 2000
19.12. | 17 | 2000
19.12. | 18 | 2000
19.12. | 19 | 2000
19.12. | 20 | 2000
19.12. | 21 | 2000
19.12. | 22 | 2000
19.12. | 23 | 2000
19.12. | 24 | 2000
20.12. | 1 | 2000
20.12. | 2 | 2000
20.12. | 3 | 2000
20.12. | 4 | 2000
20.12. | 5 | 2000
20.12. | 6 | 2000
20.12. | 7 | 2000
20.12. | 8 | 2000
20.12. | 9 | 2000
20.12. | 10 | 2000
20.12. | 11 | 2000
20.12. | 12 | 2000
20.12. | 13 | 2000
20.12. | 14 | 2000
20.12. | 15 | 2000
20.12. | 16 | 2000
20.12. | 17 | 2000
20.12. | 18 | 2000
20.12. | 19 | 2000
20.12. | 20 | 2000
20.12. | 21 | 2000
20.12. | 22 | 2000
20.12. | 23 | 2000
20.12. | 24 | 2000
21.12. | 1 | 2000
21.12. | 2 | 2000
21.12. | 3 | 2000
21.12. | 4 | 2000
21.12. | 5 | 2000
21.12. | 6 | 2000
21.12. | 7 | 2000
21.12. | 8 | 2000
21.12. | 9 | 2000
21.12. | 10 | 2000
21.12. | 11 | 2000
21.12. | 12 | 2000
21.12. | 13 | 2000
21.12. | 14 | 2000
21.12. | 15 | 2000
21.12. | 16 | 2000
21.12. | 17 | 2000
21.12. | 18 | 2000
21.12. | 19 | 2000
21.12. | 20 | 2000
21.12. | 21 | 2000
21.12. | 22 | 2000
21.12. | 23 | 2000
21.12. | 24 | 2000
22.12. | 1 | 2000
22.12. | 2 | 2000
22.12. | 3 | 2000
22.12. | 4 | 2000
22.12. | 5 | 2000
22.12. | 6 | 2000
22.12. | 7 | 2000
22.12. | 8 | 2000
22.12. | 9 | 2000
22.12. | 10 | 2000
22.12. | 11 | 2000
22.12. | 12 | 2000
22.12. | 13 | 2000
22.12. | 14 | 2000
22.12. | 15 | 2000
22.12. | 16 | 2000
22.12. | 17 | 2000
22.12. | 18 | 2000
22.12. | 19 | 2000
22.12. | 20 | 2000
22.12. | 21 | 2000
22.12. | 22 | 2000
22.12. | 23 | 2000
22.12. | 24 | 2000
23.12. | 1 | 2000
23.12. | 2 | 2000
23.12. | 3 | 2000
23.12. | 4 | 2000
23.12. | 5 | 2000
23.12. | 6 | 2000
23.12. | 7 | 2000
23.12. | 8 | 2000
23.12. | 9 | 2000
23.12. | 10 | 2000
23.12. | 11 | 2000
23.12. | 12 | 2000
23.12. | 13 | 2000
23.12. | 14 | 2000
23.12. | 15 | 2000
23.12. | 16 | 2000
23.12. | 17 | 2000
23.12. | 18 | 2000
23.12. | 19 | 2000
23.12. | 20 | 2000
23.12. | 21 | 2000
23.12. | 22 | 2000
23.12. | 23 | 2000
23.12. | 24 | 2000
24.12. | 1 | 2000
24.12. | 2 | 2000
24.12. | 3 | 2000
24.12. | 4 | 2000
24.12. | 5 | 2000
24.12. | 6 | 2000
24.12. | 7 | 2000
24.12. | 8 | 2000
24.12. | 9 | 2000
24.12. | 10 | 2000
24.12. | 11 | 2000
24.12. | 12 | 2000
24.12. | 13 | 2000
24.12. | 14 | 2000
24.12. | 15 | 2000
24.12. | 16 | 2000
24.12. | 17 | 2000
24.12. | 18 | 2000
24.12. | 19 | 2000
24.12. | 20 | 2000
24.12. | 21 | 2000
24.12. | 22 | 2000
24.12. | 23 | 2000
24.12. | 24 | 2000
25.12. | 1 | 2000
25.12. | 2 | 2000
25.12. | 3 | 2000
25.12. | 4 | 2000
25.12. | 5 | 2000
25.12. | 6 | 2000
25.12. | 7 | 2000
25.12. | 8 | 2000
25.12. | 9 | 2000
25.12. | 10 | 2000
25.12. | 11 | 2000
25.12. | 12 | 2000
25.12. | 13 | 2000
25.12. | 14 | 2000
25.12. | 15 | 2000
25.12. | 16 | 2000
25.12. | 17 | 2000
25.12. | 18 | 2000
25.12. | 19 | 2000
25.12. | 20 | 2000
25.12. | 21 | 2000
25.12. | 22 | 2000
25.12. | 23 | 2000
25.12. | 24 | 2000
26.12. | 1 | 2000
26.12. | 2 | 2000
26.12. | 3 | 2000
26.12. | 4 | 2000
26.12. | 5 | 2000
26.12. | 6 | 2000
26.12. | 7 | 2000
26.12. | 8 | 2000
26.12. | 9 | 2000
26.12. | 10 | 2000
26.12. | 11 | 2000
26.12. | 12 | 2000
26.12. | 13 | 2000
26.12. | 14 | 2000
26.12. | 15 | 2000
26.12. | 16 | 2000
26.12. | 17 | 2000
26.12. | 18 | 2000
26.12. | 19 | 2000
26.12. | 20 | 2000
26.12. | 21 | 2000
26.12. | 22 | 2000
26.12. | 23 | 2000
26.12. | 24 | 2000
27.12. | 1 | 2000
27.12. | 2 | 2000
27.12. | 3 | 2000
27.12. | 4 | 2000
27.12. | 5 | 2000
27.12. | 6 | 2000
27.12. | 7 | 2000
27.12. | 8 | 2000
27.12. | 9 | 2000
27.12. | 10 | 2000
27.12. | 11 | 2000
27.12. | 12 | 2000
27.12. | 13 | 2000
27.12. | 14 | 2000
27.12. | 15 | 2000
27.12. | 16 | 2000
27.12. | 17 | 2000
27.12. | 18 | 2000
27.12. | 19 | 2000
27.12. | 20 | 2000
27.12. | 21 | 2000
27.12. | 22 | 2000
27.12. | 23 | 2000
27.12. | 24 | 2000
28.12. | 1 | 2000
28.12. | 2 | 2000
28.12. | 3 | 2000
28.12. | 4 | 2000
28.12. | 5 | 2000
28.12. | 6 | 2000
28.12. | 7 | 2000
28.12. | 8 | 2000
28.12. | 9 | 2000
28.12. | 10 | 2000
28.12. | 11 | 2000
28.12. | 12 | 2000
28.12. | 13 | 2000
28.12. | 14 | 2000
28.12. | 15 | 2000
28.12. | 16 | 2000
28.12. | 17 | 2000
28.12. | 18 | 2000
28.12. | 19 | 2000
28.12. | 20 | 2000
28.12. | 21 | 2000
28.12. | 22 | 2000
28.12. | 23 | 2000
28.12. | 24 | 2000
29.12. | 1 | 2000
29.12. | 2 | 2000
29.12. | 3 | 2000
29.12. | 4 | 2000
29.12. | 5 | 2000
29.12. | 6 | 2000
29.12. | 7 | 2000
29.12. | 8 | 2000
29.12. | 9 | 2000
29.12. | 10 | 2000
29.12. | 11 | 2000
29.12. | 12 | 2000
29.12. | 13 | 2000
29.12. | 14 | 2000
29.12. | 15 | 2000
29.12. | 16 | 2000
29.12. | 17 | 2000
29.12. | 18 | 2000
29.12. | 19 | 2000
29.12. | 20 | 2000
29.12. | 21 | 2000
29.12. | 22 | 2000
29.12. | 23 | 2000
29.12. | 24 | 2000
30.12. | 1 | 2000
30.12. | 2 | 2000
30.12. | 3 | 2000
30.12. | 4 | 2000
30.12. | 5 | 2000
30.12. | 6 | 2000
30.12. | 7 | 2000
30.12. | 8 | 2000
30.12. | 9 | 2000
30.12. | 10 | 2000
30.12. | 11 | 2000
30.12. | 12 | 2000
30.12. | 13 | 2000
30.12. | 14 | 2000
30.12. | 15 | 2000
30.12. | 16 | 2000
30.12. | 17 | 2000
30.12. | 18 | 2000
30.12. | 19 | 2000
30.12. | 20 | 2000
30.12. | 21 | 2000
30.12. | 22 | 2000
30.12. | 23 | 2000
30.12. | 24 | 2000
31.12. | 1 | 2000
31.12. | 2 | 2000
31.12. | 3 | 2000
31.12. | 4 | 2000
31.12. | 5 | 2000
31.12. | 6 | 2000
31.12. | 7 | 2000
31.12. | 8 | 2000
31.12. | 9 | 2000
31.12. | 10 | 2000
31.12. | 11 | 2000
31.12. | 12 | 2000
31.12. | 13 | 2000
31.12. | 14 | 2000
31.12. | 15 | 2000
31.12. | 16 | 2000
31.12. | 17 | 2000
31.12. | 18 | 2000
31.12. | 19 | 2000
31.12. | 20 | 2000
31.12. | 21 | 2000
31.12. | 22 | 2000
31.12. | 23 | 2000
31.12. | 24 | 2000

## Exchanges
ENTSO-E Market Modelling Database: Exchanges with non-ENTSO-E countries
Country:
Market Node: | TR00
Year:
Climate year |  |  | N.B. use convention first January always Monday (2007 calendar year) --> see guidelines for further details
Scenario
name of the non-ENTSOE country: | TR00
average import capacity from non-ENTSO-E country (MW) (optional): | 0
average export capacity to non-ENTSO-E country (MW) (optional): | 537.8686
name of the non-ENTSOE country:
average import capacity from non-ENTSO-E country (MW) (optional):
average export capacity to non-ENTSO-E country (MW) (optional):
name of the non-ENTSOE country:
average import capacity from non-ENTSO-E country (MW) (optional):
average export capacity to non-ENTSO-E country (MW) (optional):
name of the non-ENTSOE country:
average import capacity from non-ENTSO-E country (MW) (optional):
average export capacity to non-ENTSO-E country (MW) (optional):
name of the non-ENTSOE country:
average import capacity from non-ENTSO-E country (MW) (optional):
average export capacity to non-ENTSO-E country (MW) (optional):
Date | Hour | Total exchanges with all non ENTSO-E countries (MW) (>0 for import)
01.01. | 1 | 593.07
01.01. | 2 | 593.57
01.01. | 3 | 691.55
01.01. | 4 | 691.68
01.01. | 5 | 691.64
01.01. | 6 | 691.64
01.01. | 7 | 691.53
01.01. | 8 | 691.84
01.01. | 9 | 691
01.01. | 10 | 691.26
01.01. | 11 | 690.43
01.01. | 12 | 691.54
01.01. | 13 | 691.36
01.01. | 14 | 691.67
01.01. | 15 | 691.32
01.01. | 16 | 691.59
01.01. | 17 | 691.29
01.01. | 18 | 691.42
01.01. | 19 | 691.57
01.01. | 20 | 691.24
01.01. | 21 | 691.1
01.01. | 22 | 691.36
01.01. | 23 | 691.27
01.01. | 24 | 690.98
02.01. | 1 | 691.28
02.01. | 2 | 691.54
02.01. | 3 | 691.41
02.01. | 4 | 691.99
02.01. | 5 | 691.62
02.01. | 6 | 691.12
02.01. | 7 | 690.92
02.01. | 8 | 692.26
02.01. | 9 | 690.89
02.01. | 10 | 691.13
02.01. | 11 | 691.34
02.01. | 12 | 691.43
02.01. | 13 | 692
02.01. | 14 | 691.19
02.01. | 15 | 691.73
02.01. | 16 | 691.2
02.01. | 17 | 691.27
02.01. | 18 | 691.43
02.01. | 19 | 691.59
02.01. | 20 | 691.29
02.01. | 21 | 691.19
02.01. | 22 | 691.51
02.01. | 23 | 692.5
02.01. | 24 | 691.04
03.01. | 1 | 691.32
03.01. | 2 | 691.33
03.01. | 3 | 691.6
03.01. | 4 | 691.67
03.01. | 5 | 691.66
03.01. | 6 | 691.43
03.01. | 7 | 691.32
03.01. | 8 | 691.37
03.01. | 9 | 691.23
03.01. | 10 | 691.14
03.01. | 11 | 690.97
03.01. | 12 | 691.47
03.01. | 13 | 691.37
03.01. | 14 | 691.5
03.01. | 15 | 691.9
03.01. | 16 | 691.44
03.01. | 17 | 691.09
03.01. | 18 | 691.11
03.01. | 19 | 691.4
03.01. | 20 | 691.27
03.01. | 21 | 691.16
03.01. | 22 | 691.3
03.01. | 23 | 691.01
03.01. | 24 | 691.12
04.01. | 1 | 691.45
04.01. | 2 | 691.64
04.01. | 3 | 691.27
04.01. | 4 | 691.61
04.01. | 5 | 691.49
04.01. | 6 | 691.85
04.01. | 7 | 691.14
04.01. | 8 | 692.19
04.01. | 9 | 691.32
04.01. | 10 | 691.17
04.01. | 11 | 691.27
04.01. | 12 | 691.61
04.01. | 13 | 691.44
04.01. | 14 | 691.8
04.01. | 15 | 691.81
04.01. | 16 | 692.08
04.01. | 17 | 691.55
04.01. | 18 | 691.21
04.01. | 19 | 691.19
04.01. | 20 | 691.72
04.01. | 21 | 691.47
04.01. | 22 | 691.48
04.01. | 23 | 691.67
04.01. | 24 | 691.47
05.01. | 1 | 691.8
05.01. | 2 | 691.66
05.01. | 3 | 691.82
05.01. | 4 | 691.88
05.01. | 5 | 691.91
05.01. | 6 | 691.76
05.01. | 7 | 691.9
05.01. | 8 | 691.79
05.01. | 9 | 691.49
05.01. | 10 | 691.49
05.01. | 11 | 692
05.01. | 12 | 692
05.01. | 13 | 692
05.01. | 14 | 691.8
05.01. | 15 | 691.46
05.01. | 16 | 691.53
05.01. | 17 | 691.28
05.01. | 18 | 691.31
05.01. | 19 | 691.27
05.01. | 20 | 691.29
05.01. | 21 | 691.27
05.01. | 22 | 691.47
05.01. | 23 | 691.54
05.01. | 24 | 691.44
06.01. | 1 | 691.77
06.01. | 2 | 691.55
06.01. | 3 | 691.98
06.01. | 4 | 691.63
06.01. | 5 | 691.76
06.01. | 6 | 691.8
06.01. | 7 | 691.69
06.01. | 8 | 691.55
06.01. | 9 | 691.58
06.01. | 10 | 691.45
06.01. | 11 | 691.6
06.01. | 12 | 691.58
06.01. | 13 | 691.86
06.01. | 14 | 691.63
06.01. | 15 | 692.5
06.01. | 16 | 691.41
06.01. | 17 | 691.44
06.01. | 18 | 691.32
06.01. | 19 | 691.58
06.01. | 20 | 691.81
06.01. | 21 | 691.1
06.01. | 22 | 691
06.01. | 23 | 691.51
06.01. | 24 | 690.74
07.01. | 1 | 690.89
07.01. | 2 | 690.09
07.01. | 3 | 690.4
07.01. | 4 | 689.8
07.01. | 5 | 689.19
07.01. | 6 | 690.14
07.01. | 7 | 690.47
07.01. | 8 | 689.66
07.01. | 9 | 690.16
07.01. | 10 | 690.01
07.01. | 11 | 689.8
07.01. | 12 | 690.5
07.01. | 13 | 690.48
07.01. | 14 | 689.76
07.01. | 15 | 689.73
07.01. | 16 | 689.29
07.01. | 17 | 689.24
07.01. | 18 | 688.78
07.01. | 19 | 688.96
07.01. | 20 | 688.94
07.01. | 21 | 688.82
07.01. | 22 | 689
07.01. | 23 | 688.87
07.01. | 24 | 688.6
08.01. | 1 | 688.36
08.01. | 2 | 689.51
08.01. | 3 | 689.23
08.01. | 4 | 689.32
08.01. | 5 | 689.52
08.01. | 6 | 690.5
08.01. | 7 | 689.38
08.01. | 8 | 689.44
08.01. | 9 | 690.5
08.01. | 10 | 689.39
08.01. | 11 | 689.51
08.01. | 12 | 689.86
08.01. | 13 | 689.66
08.01. | 14 | 689.66
08.01. | 15 | 689.6
08.01. | 16 | 689.62
08.01. | 17 | 690
08.01. | 18 | 689.58
08.01. | 19 | 689
08.01. | 20 | 689.41
08.01. | 21 | 689.51
08.01. | 22 | 689.08
08.01. | 23 | 688.92
08.01. | 24 | 688.79
09.01. | 1 | 689.51
09.01. | 2 | 688.98
09.01. | 3 | 689.2
09.01. | 4 | 689.51
09.01. | 5 | 688.93
09.01. | 6 | 689.58
09.01. | 7 | 689.56
09.01. | 8 | 689
09.01. | 9 | 689.76
09.01. | 10 | 689.82
09.01. | 11 | 689.87
09.01. | 12 | 689
09.01. | 13 | 690.03
09.01. | 14 | 689.91
09.01. | 15 | 690.5
09.01. | 16 | 690.16
09.01. | 17 | 690.12
09.01. | 18 | 690.55
09.01. | 19 | 690.13
09.01. | 20 | 690.51
09.01. | 21 | 690.5
09.01. | 22 | 690.35
09.01. | 23 | 690.31
09.01. | 24 | 690.2
10.01. | 1 | 690.28
10.01. | 2 | 690.5
10.01. | 3 | 690.2
10.01. | 4 | 690.27
10.01. | 5 | 691.51
10.01. | 6 | 690.21
10.01. | 7 | 690.5
10.01. | 8 | 689.86
10.01. | 9 | 689.92
10.01. | 10 | 690.5
10.01. | 11 | 689.71
10.01. | 12 | 690.06
10.01. | 13 | 691.51
10.01. | 14 | 690.86
10.01. | 15 | 690.77
10.01. | 16 | 690.45
10.01. | 17 | 691.51
10.01. | 18 | 690.39
10.01. | 19 | 691.51
10.01. | 20 | 690.7
10.01. | 21 | 691.51
10.01. | 22 | 690.73
10.01. | 23 | 690.54
10.01. | 24 | 691.51
11.01. | 1 | 690.71
11.01. | 2 | 690.97
11.01. | 3 | 691.51
11.01. | 4 | 691.02
11.01. | 5 | 691.51
11.01. | 6 | 690.49
11.01. | 7 | 690.73
11.01. | 8 | 691.51
11.01. | 9 | 690.75
11.01. | 10 | 690.76
11.01. | 11 | 691.51
11.01. | 12 | 690.75
11.01. | 13 | 691.51
11.01. | 14 | 690.81
11.01. | 15 | 690.72
11.01. | 16 | 690.5
11.01. | 17 | 690.68
11.01. | 18 | 690.6
11.01. | 19 | 691.51
11.01. | 20 | 690.84
11.01. | 21 | 691.51
11.01. | 22 | 690.56
11.01. | 23 | 691.51
11.01. | 24 | 692.59
12.01. | 1 | 692.34
12.01. | 2 | 693.52
12.01. | 3 | 691.95
12.01. | 4 | 692.86
12.01. | 5 | 693
12.01. | 6 | 692.74
12.01. | 7 | 693
12.01. | 8 | 692.52
12.01. | 9 | 692
12.01. | 10 | 692.51
12.01. | 11 | 692.22
12.01. | 12 | 693.52
12.01. | 13 | 692.47
12.01. | 14 | 692.58
12.01. | 15 | 692.47
12.01. | 16 | 693.52
12.01. | 17 | 692.57
12.01. | 18 | 692.46
12.01. | 19 | 693.52
12.01. | 20 | 692.71
12.01. | 21 | 693
12.01. | 22 | 692.62
12.01. | 23 | 692.73
12.01. | 24 | 692
13.01. | 1 | 692.44
13.01. | 2 | 693.14
13.01. | 3 | 693.52
13.01. | 4 | 692.82
13.01. | 5 | 693
13.01. | 6 | 692.5
13.01. | 7 | 692.87
13.01. | 8 | 693
13.01. | 9 | 692.8
13.01. | 10 | 692.54
13.01. | 11 | 693.52
13.01. | 12 | 692.37
13.01. | 13 | 692.37
13.01. | 14 | 692.75
13.01. | 15 | 693.52
13.01. | 16 | 693.09
13.01. | 17 | 692.63
13.01. | 18 | 693.52
13.01. | 19 | 692.65
13.01. | 20 | 693.52
13.01. | 21 | 693
13.01. | 22 | 692.55
13.01. | 23 | 693.52
13.01. | 24 | 692.59
14.01. | 1 | 692.6
14.01. | 2 | 692
14.01. | 3 | 692.98
14.01. | 4 | 692.9
14.01. | 5 | 694.53
14.01. | 6 | 692.77
14.01. | 7 | 694.53
14.01. | 8 | 693.11
14.01. | 9 | 693.02
14.01. | 10 | 693.52
14.01. | 11 | 692.55
14.01. | 12 | 692.5
14.01. | 13 | 692.49
14.01. | 14 | 692.44
14.01. | 15 | 692.79
14.01. | 16 | 692.76
14.01. | 17 | 692.5
14.01. | 18 | 692.49
14.01. | 19 | 692.5
14.01. | 20 | 692.75
14.01. | 21 | 693.52
14.01. | 22 | 692.63
14.01. | 23 | 692.72
14.01. | 24 | 693.52
15.01. | 1 | 692.58
15.01. | 2 | 692.66
15.01. | 3 | 693.52
15.01. | 4 | 692.72
15.01. | 5 | 692.6
15.01. | 6 | 692.82
15.01. | 7 | 692
15.01. | 8 | 693.25
15.01. | 9 | 693.18
15.01. | 10 | 692.75
15.01. | 11 | 692.73
15.01. | 12 | 692.77
15.01. | 13 | 692.64
15.01. | 14 | 692.56
15.01. | 15 | 692.71
15.01. | 16 | 692.49
15.01. | 17 | 692.54
15.01. | 18 | 692.63
15.01. | 19 | 692.56
15.01. | 20 | 692.5
15.01. | 21 | 692.63
15.01. | 22 | 693.52
15.01. | 23 | 692.54
15.01. | 24 | 692.75
16.01. | 1 | 692.6
16.01. | 2 | 692.04
16.01. | 3 | 693.05
16.01. | 4 | 692.58
16.01. | 5 | 692.69
16.01. | 6 | 692.83
16.01. | 7 | 692.92
16.01. | 8 | 692.59
16.01. | 9 | 692.38
16.01. | 10 | 692.41
16.01. | 11 | 692.31
16.01. | 12 | 692.47
16.01. | 13 | 692.38
16.01. | 14 | 692.3
16.01. | 15 | 692.61
16.01. | 16 | 692.59
16.01. | 17 | 692.6
16.01. | 18 | 692.59
16.01. | 19 | 692.37
16.01. | 20 | 692.5
16.01. | 21 | 692.37
16.01. | 22 | 692.9
16.01. | 23 | 693.52
16.01. | 24 | 692.6
17.01. | 1 | 692.82
17.01. | 2 | 692.72
17.01. | 3 | 692.94
17.01. | 4 | 692.54
17.01. | 5 | 692.75
17.01. | 6 | 692.62
17.01. | 7 | 692.38
17.01. | 8 | 692.47
17.01. | 9 | 692.35
17.01. | 10 | 692.29
17.01. | 11 | 692.49
17.01. | 12 | 692.55
17.01. | 13 | 692.5
17.01. | 14 | 692.53
17.01. | 15 | 692.57
17.01. | 16 | 692.72
17.01. | 17 | 692.35
17.01. | 18 | 692.39
17.01. | 19 | 692.55
17.01. | 20 | 692.84
17.01. | 21 | 692.75
17.01. | 22 | 692.49
17.01. | 23 | 692.56
17.01. | 24 | 692.4
18.01. | 1 | 692.86
18.01. | 2 | 692.87
18.01. | 3 | 693.07
18.01. | 4 | 693.52
18.01. | 5 | 693.25
18.01. | 6 | 693.52
18.01. | 7 | 693
18.01. | 8 | 694.53
18.01. | 9 | 692.51
18.01. | 10 | 445.33
18.01. | 11 | 692.45
18.01. | 12 | 692.46
18.01. | 13 | 692.64
18.01. | 14 | 692.72
18.01. | 15 | 692.85
18.01. | 16 | 692.86
18.01. | 17 | 692.61
18.01. | 18 | 692.48
18.01. | 19 | 692.75
18.01. | 20 | 692.86
18.01. | 21 | 692.65
18.01. | 22 | 692.09
18.01. | 23 | 692.5
18.01. | 24 | 692.62
19.01. | 1 | 692.68
19.01. | 2 | 693.06
19.01. | 3 | 693.15
19.01. | 4 | 692.93
19.01. | 5 | 692.77
19.01. | 6 | 692.95
19.01. | 7 | 693
19.01. | 8 | 693.1
19.01. | 9 | 692.45
19.01. | 10 | 692.83
19.01. | 11 | 692.66
19.01. | 12 | 692.57
19.01. | 13 | 692.43
19.01. | 14 | 692.83
19.01. | 15 | 692.66
19.01. | 16 | 692.87
19.01. | 17 | 692.45
19.01. | 18 | 692.33
19.01. | 19 | 692.3
19.01. | 20 | 692.51
19.01. | 21 | 692.52
19.01. | 22 | 692.62
19.01. | 23 | 692.42
19.01. | 24 | 692.47
20.01. | 1 | 692.54
20.01. | 2 | 692.74
20.01. | 3 | 693
20.01. | 4 | 692.83
20.01. | 5 | 693
20.01. | 6 | 692.94
20.01. | 7 | 692.74
20.01. | 8 | 692.97
20.01. | 9 | 692.48
20.01. | 10 | 692.56
20.01. | 11 | 692.25
20.01. | 12 | 692.42
20.01. | 13 | 692.55
20.01. | 14 | 692.52
20.01. | 15 | 692.65
20.01. | 16 | 692.37
20.01. | 17 | 692.17
20.01. | 18 | 692.34
20.01. | 19 | 692.42
20.01. | 20 | 692.36
20.01. | 21 | 692.45
20.01. | 22 | 692.54
20.01. | 23 | 692.46
20.01. | 24 | 692.51
21.01. | 1 | 692.68
21.01. | 2 | 692.96
21.01. | 3 | 692.71
21.01. | 4 | 693.09
21.01. | 5 | 692.97
21.01. | 6 | 692.98
21.01. | 7 | 692.8
21.01. | 8 | 692.85
21.01. | 9 | 692.4
21.01. | 10 | 692.55
21.01. | 11 | 692.48
21.01. | 12 | 692.41
21.01. | 13 | 692.86
21.01. | 14 | 692.84
21.01. | 15 | 692.84
21.01. | 16 | 692.89
21.01. | 17 | 692.64
21.01. | 18 | 692.52
21.01. | 19 | 692.41
21.01. | 20 | 692.37
21.01. | 21 | 692.58
21.01. | 22 | 692.57
21.01. | 23 | 692.75
21.01. | 24 | 692.57
22.01. | 1 | 692.61
22.01. | 2 | 692.95
22.01. | 3 | 693
22.01. | 4 | 691.75
22.01. | 5 | 693.2
22.01. | 6 | 692.89
22.01. | 7 | 693.06
22.01. | 8 | 693.87
22.01. | 9 | 692.21
22.01. | 10 | 692.49
22.01. | 11 | 692.53
22.01. | 12 | 692.41
22.01. | 13 | 692.33
22.01. | 14 | 692.55
22.01. | 15 | 692.82
22.01. | 16 | 692.2
22.01. | 17 | 692.25
22.01. | 18 | 692.54
22.01. | 19 | 692.55
22.01. | 20 | 692.46
22.01. | 21 | 692.57
22.01. | 22 | 692.85
22.01. | 23 | 692.47
22.01. | 24 | 692.77
23.01. | 1 | 692.74
23.01. | 2 | 693.03
23.01. | 3 | 692.91
23.01. | 4 | 693.07
23.01. | 5 | 692.85
23.01. | 6 | 693.02
23.01. | 7 | 693.52
23.01. | 8 | 694.53
23.01. | 9 | 693.01
23.01. | 10 | 692.47
23.01. | 11 | 692.5
23.01. | 12 | 693.52
23.01. | 13 | 692.76
23.01. | 14 | 692.46
23.01. | 15 | 692.5
23.01. | 16 | 692.65
23.01. | 17 | 692.49
23.01. | 18 | 693.52
23.01. | 19 | 692.72
23.01. | 20 | 693.02
23.01. | 21 | 693.52
23.01. | 22 | 692.83
23.01. | 23 | 692.76
23.01. | 24 | 693.52
24.01. | 1 | 692.94
24.01. | 2 | 692.57
24.01. | 3 | 693.52
24.01. | 4 | 692.82
24.01. | 5 | 692.99
24.01. | 6 | 693.52
24.01. | 7 | 692.15
24.01. | 8 | 692.8
24.01. | 9 | 693.52
24.01. | 10 | 692.25
24.01. | 11 | 692.63
24.01. | 12 | 692.5
24.01. | 13 | 692.38
24.01. | 14 | 692.34
24.01. | 15 | 693.52
24.01. | 16 | 692.56
24.01. | 17 | 692.58
24.01. | 18 | 693.52
24.01. | 19 | 692.68
24.01. | 20 | 692.93
24.01. | 21 | 692.5
24.01. | 22 | 692.46
24.01. | 23 | 692.62
24.01. | 24 | 693.52
25.01. | 1 | 692.81
25.01. | 2 | 693.52
25.01. | 3 | 692.77
25.01. | 4 | 692.99
25.01. | 5 | 694.53
25.01. | 6 | 692.86
25.01. | 7 | 693.52
25.01. | 8 | 693.52
25.01. | 9 | 692.52
25.01. | 10 | 692.5
25.01. | 11 | 692.08
25.01. | 12 | 692.34
25.01. | 13 | 692.5
25.01. | 14 | 692.75
25.01. | 15 | 692.97
25.01. | 16 | 692.63
25.01. | 17 | 692.74
25.01. | 18 | 692.7
25.01. | 19 | 692.57
25.01. | 20 | 692.51
25.01. | 21 | 692.59
25.01. | 22 | 692.52
25.01. | 23 | 692.59
25.01. | 24 | 692.84
26.01. | 1 | 692.85
26.01. | 2 | 692.98
26.01. | 3 | 692.85
26.01. | 4 | 693.52
26.01. | 5 | 693.11
26.01. | 6 | 693.11
26.01. | 7 | 693.08
26.01. | 8 | 692.79
26.01. | 9 | 692.64
26.01. | 10 | 692.72
26.01. | 11 | 692.52
26.01. | 12 | 692.84
26.01. | 13 | 692.9
26.01. | 14 | 692.42
26.01. | 15 | 692.84
26.01. | 16 | 692.85
26.01. | 17 | 692.41
26.01. | 18 | 692.65
26.01. | 19 | 693.52
26.01. | 20 | 692.85
26.01. | 21 | 692.47
26.01. | 22 | 693.52
26.01. | 23 | 693.52
26.01. | 24 | 693.52
27.01. | 1 | 692.41
27.01. | 2 | 693.52
27.01. | 3 | 692.64
27.01. | 4 | 692.9
27.01. | 5 | 692.85
27.01. | 6 | 693.23
27.01. | 7 | 692.71
27.01. | 8 | 693.3
27.01. | 9 | 692.8
27.01. | 10 | 692.78
27.01. | 11 | 692.81
27.01. | 12 | 692.61
27.01. | 13 | 693.04
27.01. | 14 | 692.85
27.01. | 15 | 692.97
27.01. | 16 | 693.31
27.01. | 17 | 693
27.01. | 18 | 692.7
27.01. | 19 | 692.72
27.01. | 20 | 692.47
27.01. | 21 | 692.55
27.01. | 22 | 692.76
27.01. | 23 | 692.28
27.01. | 24 | 692.53
28.01. | 1 | 692.75
28.01. | 2 | 692.85
28.01. | 3 | 693.25
28.01. | 4 | 693
28.01. | 5 | 693
28.01. | 6 | 692.87
28.01. | 7 | 693.24
28.01. | 8 | 692.9
28.01. | 9 | 693.52
28.01. | 10 | 693
28.01. | 11 | 692.67
28.01. | 12 | 692.91
28.01. | 13 | 692.83
28.01. | 14 | 692.5
28.01. | 15 | 692.5
28.01. | 16 | 692.56
28.01. | 17 | 692.81
28.01. | 18 | 692.47
28.01. | 19 | 692.56
28.01. | 20 | 692.65
28.01. | 21 | 692.23
28.01. | 22 | 692.42
28.01. | 23 | 692.53
28.01. | 24 | 692.5
29.01. | 1 | 692.7
29.01. | 2 | 692.9
29.01. | 3 | 691.99
29.01. | 4 | 692.4
29.01. | 5 | 693.12
29.01. | 6 | 692.7
29.01. | 7 | 692.75
29.01. | 8 | 693.12
29.01. | 9 | 692.73
29.01. | 10 | 692.55
29.01. | 11 | 692.52
29.01. | 12 | 692.92
29.01. | 13 | 692.69
29.01. | 14 | 692.27
29.01. | 15 | 692.26
29.01. | 16 | 691.92
29.01. | 17 | 691.74
29.01. | 18 | 692.01
29.01. | 19 | 691.76
29.01. | 20 | 692.19
29.01. | 21 | 692.22
29.01. | 22 | 692.08
29.01. | 23 | 691.54
29.01. | 24 | 691.74
30.01. | 1 | 691.52
30.01. | 2 | 691.82
30.01. | 3 | 691.82
30.01. | 4 | 691.67
30.01. | 5 | 691.93
30.01. | 6 | 692.5
30.01. | 7 | 692.07
30.01. | 8 | 691.96
30.01. | 9 | 692.1
30.01. | 10 | 692.11
30.01. | 11 | 692.28
30.01. | 12 | 692.51
30.01. | 13 | 692.85
30.01. | 14 | 692.9
30.01. | 15 | 692.56
30.01. | 16 | 692.43
30.01. | 17 | 692.49
30.01. | 18 | 692.37
30.01. | 19 | 692.3
30.01. | 20 | 693.52
30.01. | 21 | 692.34
30.01. | 22 | 693.52
30.01. | 23 | 692.77
30.01. | 24 | 692.55
31.01. | 1 | 692.61
31.01. | 2 | 693.16
31.01. | 3 | 692.96
31.01. | 4 | 693.17
31.01. | 5 | 692.84
31.01. | 6 | 693.08
31.01. | 7 | 693.02
31.01. | 8 | 692.95
31.01. | 9 | 690.73
31.01. | 10 | 690.59
31.01. | 11 | 690.42
31.01. | 12 | 690.63
31.01. | 13 | 690.88
31.01. | 14 | 690.6
31.01. | 15 | 690.7
31.01. | 16 | 690.66
31.01. | 17 | 690.56
31.01. | 18 | 690.46
31.01. | 19 | 690.4
31.01. | 20 | 690.46
31.01. | 21 | 690.33
31.01. | 22 | 690.44
31.01. | 23 | 690.36
31.01. | 24 | 690.5
01.02. | 1 | 690.7
01.02. | 2 | 690.47
01.02. | 3 | 691.02
01.02. | 4 | 691
01.02. | 5 | 691.07
01.02. | 6 | 691.05
01.02. | 7 | 690.43
01.02. | 8 | 690.92
01.02. | 9 | 692.66
01.02. | 10 | 692.88
01.02. | 11 | 692.61
01.02. | 12 | 692.61
01.02. | 13 | 692.68
01.02. | 14 | 692.63
01.02. | 15 | 692.7
01.02. | 16 | 692.82
01.02. | 17 | 692.72
01.02. | 18 | 692.55
01.02. | 19 | 692.53
01.02. | 20 | 692.47
01.02. | 21 | 692.74
01.02. | 22 | 692.58
01.02. | 23 | 692.34
01.02. | 24 | 692.5
02.02. | 1 | 692.5
02.02. | 2 | 691.98
02.02. | 3 | 691.58
02.02. | 4 | 690.5
02.02. | 5 | 691
02.02. | 6 | 689.58
02.02. | 7 | 689.67
02.02. | 8 | 690.3
02.02. | 9 | 690.44
02.02. | 10 | 691.9
02.02. | 11 | 691.28
02.02. | 12 | 691.54
02.02. | 13 | 692.04
02.02. | 14 | 692.31
02.02. | 15 | 692.05
02.02. | 16 | 692.03
02.02. | 17 | 691.96
02.02. | 18 | 691.22
02.02. | 19 | 691.87
02.02. | 20 | 691.53
02.02. | 21 | 691.56
02.02. | 22 | 691.64
02.02. | 23 | 691.52
02.02. | 24 | 691.58
03.02. | 1 | 691.59
03.02. | 2 | 691.63
03.02. | 3 | 691.76
03.02. | 4 | 691.7
03.02. | 5 | 691.85
03.02. | 6 | 692.5
03.02. | 7 | 692.09
03.02. | 8 | 692.32
03.02. | 9 | 692.31
03.02. | 10 | 692.85
03.02. | 11 | 692.68
03.02. | 12 | 692.68
03.02. | 13 | 693.18
03.02. | 14 | 692.93
03.02. | 15 | 693.31
03.02. | 16 | 692.76
03.02. | 17 | 692.76
03.02. | 18 | 692.45
03.02. | 19 | 693.52
03.02. | 20 | 692.71
03.02. | 21 | 692.67
03.02. | 22 | 692.71
03.02. | 23 | 692.67
03.02. | 24 | 692.51
04.02. | 1 | 693.18
04.02. | 2 | 692.93
04.02. | 3 | 693.27
04.02. | 4 | 692.95
04.02. | 5 | 693.02
04.02. | 6 | 693.09
04.02. | 7 | 692.53
04.02. | 8 | 693.08
04.02. | 9 | 692.68
04.02. | 10 | 692.8
04.02. | 11 | 692.88
04.02. | 12 | 692.5
04.02. | 13 | 692.93
04.02. | 14 | 692.83
04.02. | 15 | 693.17
04.02. | 16 | 692.87
04.02. | 17 | 693.52
04.02. | 18 | 692.89
04.02. | 19 | 692.73
04.02. | 20 | 692.64
04.02. | 21 | 692.62
04.02. | 22 | 693
04.02. | 23 | 693.4
04.02. | 24 | 691.51
05.02. | 1 | 693
05.02. | 2 | 692.97
05.02. | 3 | 693.27
05.02. | 4 | 692.92
05.02. | 5 | 693.04
05.02. | 6 | 692.85
05.02. | 7 | 693.2
05.02. | 8 | 693.29
05.02. | 9 | 693.03
05.02. | 10 | 692.97
05.02. | 11 | 692.54
05.02. | 12 | 692.85
05.02. | 13 | 692.95
05.02. | 14 | 692.95
05.02. | 15 | 693.02
05.02. | 16 | 692.87
05.02. | 17 | 692.94
05.02. | 18 | 693.52
05.02. | 19 | 692.74
05.02. | 20 | 692.69
05.02. | 21 | 692.85
05.02. | 22 | 692.69
05.02. | 23 | 692.55
05.02. | 24 | 692.83
06.02. | 1 | 692.77
06.02. | 2 | 692.84
06.02. | 3 | 692.89
06.02. | 4 | 692.94
06.02. | 5 | 692.81
06.02. | 6 | 692.65
06.02. | 7 | 692.36
06.02. | 8 | 692.85
06.02. | 9 | 693.16
06.02. | 10 | 692.64
06.02. | 11 | 693.52
06.02. | 12 | 692.76
06.02. | 13 | 692.89
06.02. | 14 | 692.95
06.02. | 15 | 692.71
06.02. | 16 | 692.7
06.02. | 17 | 692.84
06.02. | 18 | 692.52
06.02. | 19 | 692.61
06.02. | 20 | 692.63
06.02. | 21 | 693.52
06.02. | 22 | 693.52
06.02. | 23 | 692.56
06.02. | 24 | 692.4
07.02. | 1 | 692.46
07.02. | 2 | 692.25
07.02. | 3 | 692.54
07.02. | 4 | 692.21
07.02. | 5 | 692.17
07.02. | 6 | 692.12
07.02. | 7 | 691.8
07.02. | 8 | 691.34
07.02. | 9 | 690.98
07.02. | 10 | 691.47
07.02. | 11 | 691.81
07.02. | 12 | 692.24
07.02. | 13 | 692.36
07.02. | 14 | 692.38
07.02. | 15 | 692.43
07.02. | 16 | 693.52
07.02. | 17 | 692.24
07.02. | 18 | 692.06
07.02. | 19 | 691.51
07.02. | 20 | 692.5
07.02. | 21 | 692.03
07.02. | 22 | 692.14
07.02. | 23 | 691.96
07.02. | 24 | 692.12
08.02. | 1 | 691.93
08.02. | 2 | 691.96
08.02. | 3 | 692.14
08.02. | 4 | 692.18
08.02. | 5 | 692.11
08.02. | 6 | 692.22
08.02. | 7 | 691.84
08.02. | 8 | 692.03
08.02. | 9 | 692.95
08.02. | 10 | 692.39
08.02. | 11 | 692.16
08.02. | 12 | 692.76
08.02. | 13 | 692.58
08.02. | 14 | 692.52
08.02. | 15 | 692.82
08.02. | 16 | 692.76
08.02. | 17 | 692.62
08.02. | 18 | 692.37
08.02. | 19 | 692.58
08.02. | 20 | 692.69
08.02. | 21 | 693.52
08.02. | 22 | 692.57
08.02. | 23 | 692.55
08.02. | 24 | 692.36
09.02. | 1 | 692.41
09.02. | 2 | 692.97
09.02. | 3 | 692.53
09.02. | 4 | 692.6
09.02. | 5 | 692.59
09.02. | 6 | 692.14
09.02. | 7 | 691.79
09.02. | 8 | 692.29
09.02. | 9 | 692.26
09.02. | 10 | 692.12
09.02. | 11 | 692.7
09.02. | 12 | 692.63
09.02. | 13 | 693.04
09.02. | 14 | 692.98
09.02. | 15 | 693.14
09.02. | 16 | 692.88
09.02. | 17 | 692.71
09.02. | 18 | 692.22
09.02. | 19 | 692.41
09.02. | 20 | 692.32
09.02. | 21 | 692.59
09.02. | 22 | 692.79
09.02. | 23 | 692.41
09.02. | 24 | 692.25
10.02. | 1 | 692.8
10.02. | 2 | 692.89
10.02. | 3 | 692.83
10.02. | 4 | 692.99
10.02. | 5 | 692.87
10.02. | 6 | 692.75
10.02. | 7 | 692.74
10.02. | 8 | 692.97
10.02. | 9 | 692.62
10.02. | 10 | 692.55
10.02. | 11 | 693.52
10.02. | 12 | 692.89
10.02. | 13 | 692.89
10.02. | 14 | 692.89
10.02. | 15 | 593.84
10.02. | 16 | 593.21
10.02. | 17 | 593.55
10.02. | 18 | 593.16
10.02. | 19 | 593.34
10.02. | 20 | 593.37
10.02. | 21 | 593.28
10.02. | 22 | 619.36
10.02. | 23 | 690.5
10.02. | 24 | 690.81
11.02. | 1 | 691.27
11.02. | 2 | 691.12
11.02. | 3 | 691.06
11.02. | 4 | 690.98
11.02. | 5 | 690.86
11.02. | 6 | 691
11.02. | 7 | 690.91
11.02. | 8 | 690.92
11.02. | 9 | 691
11.02. | 10 | 691.51
11.02. | 11 | 690.83
11.02. | 12 | 690
11.02. | 13 | 691.11
11.02. | 14 | 691.04
11.02. | 15 | 690.7
11.02. | 16 | 690.97
11.02. | 17 | 690.58
11.02. | 18 | 690.79
11.02. | 19 | 690.74
11.02. | 20 | 690.64
11.02. | 21 | 690.7
11.02. | 22 | 690.8
11.02. | 23 | 690.58
11.02. | 24 | 690.54
12.02. | 1 | 690.64
12.02. | 2 | 690.65
12.02. | 3 | 690.82
12.02. | 4 | 690.28
12.02. | 5 | 691.05
12.02. | 6 | 690.61
12.02. | 7 | 690.78
12.02. | 8 | 690.93
12.02. | 9 | 691.02
12.02. | 10 | 691.01
12.02. | 11 | 691.4
12.02. | 12 | 690.68
12.02. | 13 | 690.91
12.02. | 14 | 691.06
12.02. | 15 | 691.51
12.02. | 16 | 691.4
12.02. | 17 | 691.08
12.02. | 18 | 690.57
12.02. | 19 | 690.72
12.02. | 20 | 690.47
12.02. | 21 | 690.48
12.02. | 22 | 690.49
12.02. | 23 | 690.26
12.02. | 24 | 690.21
13.02. | 1 | 690.64
13.02. | 2 | 690.75
13.02. | 3 | 690.52
13.02. | 4 | 690.15
13.02. | 5 | 689.88
13.02. | 6 | 689.77
13.02. | 7 | 690.53
13.02. | 8 | 690.3
13.02. | 9 | 690.37
13.02. | 10 | 690.52
13.02. | 11 | 692.59
13.02. | 12 | 692.44
13.02. | 13 | 692.8
13.02. | 14 | 692.95
13.02. | 15 | 692.94
13.02. | 16 | 693.06
13.02. | 17 | 692.62
13.02. | 18 | 692.62
13.02. | 19 | 692.35
13.02. | 20 | 692.7
13.02. | 21 | 692.52
13.02. | 22 | 692.68
13.02. | 23 | 692.66
13.02. | 24 | 692.37
14.02. | 1 | 692.73
14.02. | 2 | 692.75
14.02. | 3 | 692.66
14.02. | 4 | 692.61
14.02. | 5 | 692.7
14.02. | 6 | 694.25
14.02. | 7 | 691.77
14.02. | 8 | 692.74
14.02. | 9 | 692.48
14.02. | 10 | 692.38
14.02. | 11 | 692.85
14.02. | 12 | 692.67
14.02. | 13 | 692.44
14.02. | 14 | 692.66
14.02. | 15 | 692.86
14.02. | 16 | 692.84
14.02. | 17 | 692.82
14.02. | 18 | 692.57
14.02. | 19 | 692.46
14.02. | 20 | 692.55
14.02. | 21 | 692.78
14.02. | 22 | 692.67
14.02. | 23 | 692.66
14.02. | 24 | 692.89
15.02. | 1 | 692.96
15.02. | 2 | 693.2
15.02. | 3 | 693.02
15.02. | 4 | 693.16
15.02. | 5 | 692.78
15.02. | 6 | 693.42
15.02. | 7 | 692.57
15.02. | 8 | 692.83
15.02. | 9 | 692.63
15.02. | 10 | 640.58
15.02. | 11 | 612.5
15.02. | 12 | 612.35
15.02. | 13 | 640.65
15.02. | 14 | 640.47
15.02. | 15 | 640.7
15.02. | 16 | 641.26
15.02. | 17 | 640.7
15.02. | 18 | 640.67
15.02. | 19 | 640.94
15.02. | 20 | 640.75
15.02. | 21 | 640.8
15.02. | 22 | 691.23
15.02. | 23 | 692.04
15.02. | 24 | 692.43
16.02. | 1 | 692.21
16.02. | 2 | 692.57
16.02. | 3 | 693.52
16.02. | 4 | 692.49
16.02. | 5 | 691.97
16.02. | 6 | 692.19
16.02. | 7 | 692.49
16.02. | 8 | 692.01
16.02. | 9 | 692.45
16.02. | 10 | 691.97
16.02. | 11 | 693.27
16.02. | 12 | 692.31
16.02. | 13 | 692.3
16.02. | 14 | 692.77
16.02. | 15 | 692.38
16.02. | 16 | 692.33
16.02. | 17 | 692.08
16.02. | 18 | 692.6
16.02. | 19 | 692.27
16.02. | 20 | 691.95
16.02. | 21 | 692.28
16.02. | 22 | 692.27
16.02. | 23 | 692.38
16.02. | 24 | 692.14
17.02. | 1 | 692.22
17.02. | 2 | 692.37
17.02. | 3 | 692.14
17.02. | 4 | 692.15
17.02. | 5 | 692.16
17.02. | 6 | 692.59
17.02. | 7 | 692.38
17.02. | 8 | 692.33
17.02. | 9 | 692.32
17.02. | 10 | 692.34
17.02. | 11 | 692.23
17.02. | 12 | 692.58
17.02. | 13 | 692.88
17.02. | 14 | 692.49
17.02. | 15 | 692.69
17.02. | 16 | 692.69
17.02. | 17 | 692.71
17.02. | 18 | 692.22
17.02. | 19 | 692.51
17.02. | 20 | 692.09
17.02. | 21 | 692.89
17.02. | 22 | 692.97
17.02. | 23 | 692.4
17.02. | 24 | 692.35
18.02. | 1 | 692.4
18.02. | 2 | 692.94
18.02. | 3 | 693.04
18.02. | 4 | 692.85
18.02. | 5 | 692.9
18.02. | 6 | 692.85
18.02. | 7 | 692.82
18.02. | 8 | 692.67
18.02. | 9 | 692.79
18.02. | 10 | 692.87
18.02. | 11 | 692.82
18.02. | 12 | 593.39
18.02. | 13 | 593.61
18.02. | 14 | 622.76
18.02. | 15 | 640.22
18.02. | 16 | 661.47
18.02. | 17 | 661.4
18.02. | 18 | 661.37
18.02. | 19 | 630.42
18.02. | 20 | 630.36
18.02. | 21 | 630.49
18.02. | 22 | 630.51
18.02. | 23 | 631.38
18.02. | 24 | 630.55
19.02. | 1 | 630.62
19.02. | 2 | 692.75
19.02. | 3 | 692.65
19.02. | 4 | 692.87
19.02. | 5 | 694.13
19.02. | 6 | 692.35
19.02. | 7 | 692.56
19.02. | 8 | 692.94
19.02. | 9 | 692.86
19.02. | 10 | 692.72
19.02. | 11 | 692.27
19.02. | 12 | 691.82
19.02. | 13 | 691.59
19.02. | 14 | 690.72
19.02. | 15 | 689.64
19.02. | 16 | 689.94
19.02. | 17 | 688.69
19.02. | 18 | 689.08
19.02. | 19 | 689.15
19.02. | 20 | 689.32
19.02. | 21 | 690.3
19.02. | 22 | 690.59
19.02. | 23 | 690.86
19.02. | 24 | 691.11
20.02. | 1 | 692.5
20.02. | 2 | 691.02
20.02. | 3 | 691.91
20.02. | 4 | 691.8
20.02. | 5 | 691.56
20.02. | 6 | 691.68
20.02. | 7 | 691.15
20.02. | 8 | 691.53
20.02. | 9 | 691.45
20.02. | 10 | 691.59
20.02. | 11 | 692.11
20.02. | 12 | 692.06
20.02. | 13 | 691.81
20.02. | 14 | 691.99
20.02. | 15 | 692.1
20.02. | 16 | 692.02
20.02. | 17 | 691.51
20.02. | 18 | 691.09
20.02. | 19 | 690.91
20.02. | 20 | 691.37
20.02. | 21 | 691.31
20.02. | 22 | 691.51
20.02. | 23 | -2.24
20.02. | 24 | 688.73
21.02. | 1 | 688.54
21.02. | 2 | 687.98
21.02. | 3 | 687.69
21.02. | 4 | -2.23
21.02. | 5 | -1
21.02. | 6 | -1
21.02. | 7 | 349
21.02. | 8 | 347
21.02. | 9 | 347
21.02. | 10 | 347
21.02. | 11 | 347
21.02. | 12 | 347
21.02. | 13 | 347
21.02. | 14 | 347
21.02. | 15 | 348
21.02. | 16 | 347
21.02. | 17 | 347
21.02. | 18 | 347
21.02. | 19 | 347
21.02. | 20 | 347
21.02. | 21 | 347
21.02. | 22 | 347
21.02. | 23 | 347.61
21.02. | 24 | 347.52
22.02. | 1 | 347.43
22.02. | 2 | 347.41
22.02. | 3 | 347.5
22.02. | 4 | 347.6
22.02. | 5 | 347.6
22.02. | 6 | 347.57
22.02. | 7 | 347.53
22.02. | 8 | 347.48
22.02. | 9 | 347.51
22.02. | 10 | 347.43
22.02. | 11 | 347
22.02. | 12 | 347.35
22.02. | 13 | 347.48
22.02. | 14 | 347.56
22.02. | 15 | 347
22.02. | 16 | 347.43
22.02. | 17 | 347.3
22.02. | 18 | 347.5
22.02. | 19 | 347.36
22.02. | 20 | 347.32
22.02. | 21 | 347.46
22.02. | 22 | 347.42
22.02. | 23 | 347.36
22.02. | 24 | 347.38
23.02. | 1 | 347.45
23.02. | 2 | 347.6
23.02. | 3 | 347.73
23.02. | 4 | 347.62
23.02. | 5 | 347.76
23.02. | 6 | 347.61
23.02. | 7 | 347.39
23.02. | 8 | 347.46
23.02. | 9 | 347.55
23.02. | 10 | 347.52
23.02. | 11 | 347.46
23.02. | 12 | 347.39
23.02. | 13 | 347.47
23.02. | 14 | 347.39
23.02. | 15 | 347.34
23.02. | 16 | 347.45
23.02. | 17 | 347.57
23.02. | 18 | 347.47
23.02. | 19 | 347.42
23.02. | 20 | 347.54
23.02. | 21 | 347.56
23.02. | 22 | 347.54
23.02. | 23 | 347.36
23.02. | 24 | 347.4
24.02. | 1 | 347.31
24.02. | 2 | 347.26
24.02. | 3 | 347.57
24.02. | 4 | 347.54
24.02. | 5 | 347.55
24.02. | 6 | 347.31
24.02. | 7 | 347.38
24.02. | 8 | 347.31
24.02. | 9 | 347.27
24.02. | 10 | 347.47
24.02. | 11 | 347.44
24.02. | 12 | 347.35
24.02. | 13 | 347.41
24.02. | 14 | 347.38
24.02. | 15 | 347.35
24.02. | 16 | 347.42
24.02. | 17 | 347
24.02. | 18 | 347.58
24.02. | 19 | 347.48
24.02. | 20 | 347.55
24.02. | 21 | 347.48
24.02. | 22 | 347.77
24.02. | 23 | 347.19
24.02. | 24 | 347.38
25.02. | 1 | 347.46
25.02. | 2 | 347.44
25.02. | 3 | 347.6
25.02. | 4 | 347.59
25.02. | 5 | 347.52
25.02. | 6 | 347.48
25.02. | 7 | 347.54
25.02. | 8 | 347.34
25.02. | 9 | 347
25.02. | 10 | 347.38
25.02. | 11 | 347.54
25.02. | 12 | 347.44
25.02. | 13 | 347.38
25.02. | 14 | 347.45
25.02. | 15 | 592.29
25.02. | 16 | 592.22
25.02. | 17 | 592.3
25.02. | 18 | 592.3
25.02. | 19 | 592.49
25.02. | 20 | 592.35
25.02. | 21 | 592.36
25.02. | 22 | 592.36
25.02. | 23 | 592.47
25.02. | 24 | 592.36
26.02. | 1 | 592.24
26.02. | 2 | 592.28
26.02. | 3 | 595.56
26.02. | 4 | 595.46
26.02. | 5 | 595.31
26.02. | 6 | 595.41
26.02. | 7 | 594.78
26.02. | 8 | 594.52
26.02. | 9 | 594.88
26.02. | 10 | 594.74
26.02. | 11 | 594.87
26.02. | 12 | 594.85
26.02. | 13 | 595.06
26.02. | 14 | 595.33
26.02. | 15 | 595.31
26.02. | 16 | 594.47
26.02. | 17 | 594.58
26.02. | 18 | 594.8
26.02. | 19 | 594.86
26.02. | 20 | 595.12
26.02. | 21 | 595.13
26.02. | 22 | 594.93
26.02. | 23 | 594.44
26.02. | 24 | 594.85
27.02. | 1 | 595.13
27.02. | 2 | 595.36
27.02. | 3 | 595.07
27.02. | 4 | 594.77
27.02. | 5 | 594.52
27.02. | 6 | 594.88
27.02. | 7 | 594.67
27.02. | 8 | 595.09
27.02. | 9 | 594.72
27.02. | 10 | 594.62
27.02. | 11 | 594.92
27.02. | 12 | 594.79
27.02. | 13 | 594.76
27.02. | 14 | 594.87
27.02. | 15 | 594.98
27.02. | 16 | 595.14
27.02. | 17 | 594.8
27.02. | 18 | 595.06
27.02. | 19 | 595.02
27.02. | 20 | 595.05
27.02. | 21 | 595
27.02. | 22 | 595.15
27.02. | 23 | 595.22
27.02. | 24 | 595.07
28.02. | 1 | 594.79
28.02. | 2 | 595.18
28.02. | 3 | 595.3
28.02. | 4 | 595.3
28.02. | 5 | 595.28
28.02. | 6 | 595.11
28.02. | 7 | 594.7
28.02. | 8 | 595.17
28.02. | 9 | 595.14
28.02. | 10 | 595.07
28.02. | 11 | 594.71
28.02. | 12 | 594.89
28.02. | 13 | 594.73
28.02. | 14 | 594.92
28.02. | 15 | 594.95
28.02. | 16 | 594.87
28.02. | 17 | 594.87
28.02. | 18 | 594.69
28.02. | 19 | 595.12
28.02. | 20 | 594.98
28.02. | 21 | 595.16
28.02. | 22 | 595.15
28.02. | 23 | 595.31
28.02. | 24 | 595.13
01.03. | 1 | 595.22
01.03. | 2 | 595
01.03. | 3 | 595.61
01.03. | 4 | 595.37
01.03. | 5 | 595.27
01.03. | 6 | 595.35
01.03. | 7 | 595.25
01.03. | 8 | 595.29
01.03. | 9 | 595
01.03. | 10 | 595
01.03. | 11 | 595.09
01.03. | 12 | 595.02
01.03. | 13 | 594.68
01.03. | 14 | 594.11
01.03. | 15 | 594.86
01.03. | 16 | 595.04
01.03. | 17 | 594.51
01.03. | 18 | 593.9
01.03. | 19 | 593.21
01.03. | 20 | 593.93
01.03. | 21 | 594.72
01.03. | 22 | 594.06
01.03. | 23 | 594.64
01.03. | 24 | 594.72
02.03. | 1 | 595.22
02.03. | 2 | 595.33
02.03. | 3 | 595.45
02.03. | 4 | 595.17
02.03. | 5 | 594.89
02.03. | 6 | 595
02.03. | 7 | 595.05
02.03. | 8 | 595.12
02.03. | 9 | 595.02
02.03. | 10 | 594.96
02.03. | 11 | 595.02
02.03. | 12 | 595.1
02.03. | 13 | 595.17
02.03. | 14 | 595.25
02.03. | 15 | 595.25
02.03. | 16 | 595.04
02.03. | 17 | 595.43
02.03. | 18 | 595.09
02.03. | 19 | 595.27
02.03. | 20 | 595.13
02.03. | 21 | 595.26
02.03. | 22 | 595.31
02.03. | 23 | 595.16
02.03. | 24 | 593.69
03.03. | 1 | 592.68
03.03. | 2 | 593.59
03.03. | 3 | 594.53
03.03. | 4 | 594.84
03.03. | 5 | 594.83
03.03. | 6 | 594.55
03.03. | 7 | 594.7
03.03. | 8 | 594.91
03.03. | 9 | 594.6
03.03. | 10 | 593.82
03.03. | 11 | 593.53
03.03. | 12 | 593.85
03.03. | 13 | 594.12
03.03. | 14 | 593.74
03.03. | 15 | 593.79
03.03. | 16 | 593.61
03.03. | 17 | 594.11
03.03. | 18 | 594.45
03.03. | 19 | 594.97
03.03. | 20 | 594.57
03.03. | 21 | 594.81
03.03. | 22 | 595.11
03.03. | 23 | 595.11
03.03. | 24 | 595.25
04.03. | 1 | 595.35
04.03. | 2 | 595.39
04.03. | 3 | 595.47
04.03. | 4 | 595.62
04.03. | 5 | 595.53
04.03. | 6 | 595.49
04.03. | 7 | 595.41
04.03. | 8 | 595.51
04.03. | 9 | 595.35
04.03. | 10 | 596.29
04.03. | 11 | 595.31
04.03. | 12 | 595.6
04.03. | 13 | 595.63
04.03. | 14 | 595.42
04.03. | 15 | 595.23
04.03. | 16 | 595.47
04.03. | 17 | 595.13
04.03. | 18 | 595.48
04.03. | 19 | 595.55
04.03. | 20 | 595.19
04.03. | 21 | 595.28
04.03. | 22 | 595.29
04.03. | 23 | 595.37
04.03. | 24 | 595.27
05.03. | 1 | 595.41
05.03. | 2 | 595.16
05.03. | 3 | 595.27
05.03. | 4 | 595.27
05.03. | 5 | 595.47
05.03. | 6 | 595.39
05.03. | 7 | 595.29
05.03. | 8 | 595.31
05.03. | 9 | 596.29
05.03. | 10 | 595.39
05.03. | 11 | 595.35
05.03. | 12 | 595.25
05.03. | 13 | 595.43
05.03. | 14 | 595.2
05.03. | 15 | 595.28
05.03. | 16 | 596.87
05.03. | 17 | 595.46
05.03. | 18 | 596.29
05.03. | 19 | 595.67
05.03. | 20 | 596
05.03. | 21 | 595.1
05.03. | 22 | 594.93
05.03. | 23 | 595.03
05.03. | 24 | 595.09
06.03. | 1 | 595.21
06.03. | 2 | 595.43
06.03. | 3 | 595.43
06.03. | 4 | 595.43
06.03. | 5 | 595.36
06.03. | 6 | 595.45
06.03. | 7 | 595.27
06.03. | 8 | 595.21
06.03. | 9 | 595.42
06.03. | 10 | 595.1
06.03. | 11 | 595.31
06.03. | 12 | 595.2
06.03. | 13 | 595.38
06.03. | 14 | 595.55
06.03. | 15 | 595.22
06.03. | 16 | 595.52
06.03. | 17 | 595.34
06.03. | 18 | 595.55
06.03. | 19 | 595.63
06.03. | 20 | 595.74
06.03. | 21 | 595.32
06.03. | 22 | 595.18
06.03. | 23 | 595.22
06.03. | 24 | 595.46
07.03. | 1 | 595.45
07.03. | 2 | 595.47
07.03. | 3 | 595.55
07.03. | 4 | 595.54
07.03. | 5 | 595.48
07.03. | 6 | 595.59
07.03. | 7 | 595.63
07.03. | 8 | 595.31
07.03. | 9 | 595.5
07.03. | 10 | 595.28
07.03. | 11 | 595.28
07.03. | 12 | 595.33
07.03. | 13 | 595.48
07.03. | 14 | 595.51
07.03. | 15 | 594.78
07.03. | 16 | 595.47
07.03. | 17 | 595.36
07.03. | 18 | 595.62
07.03. | 19 | 595.56
07.03. | 20 | 595.22
07.03. | 21 | 595.5
07.03. | 22 | 595.41
07.03. | 23 | 595.46
07.03. | 24 | 595.4
08.03. | 1 | 595.42
08.03. | 2 | 595.53
08.03. | 3 | 595.41
08.03. | 4 | 595.61
08.03. | 5 | 595.57
08.03. | 6 | 595.76
08.03. | 7 | 595.42
08.03. | 8 | 595.39
08.03. | 9 | 595.39
08.03. | 10 | 595.49
08.03. | 11 | 595.38
08.03. | 12 | 595.59
08.03. | 13 | 595.4
08.03. | 14 | 595.45
08.03. | 15 | 595.49
08.03. | 16 | 595.39
08.03. | 17 | 595.4
08.03. | 18 | 595.56
08.03. | 19 | 595.34
08.03. | 20 | 595.51
08.03. | 21 | 595.23
08.03. | 22 | 595.65
08.03. | 23 | 595.27
08.03. | 24 | 595.55
09.03. | 1 | 595.54
09.03. | 2 | 595.29
09.03. | 3 | 595.37
09.03. | 4 | 595.31
09.03. | 5 | 595.44
09.03. | 6 | 595.62
09.03. | 7 | 595.39
09.03. | 8 | 595.31
09.03. | 9 | 595.56
09.03. | 10 | 595.33
09.03. | 11 | 595.3
09.03. | 12 | 595.15
09.03. | 13 | 596.29
09.03. | 14 | 595.4
09.03. | 15 | 596.29
09.03. | 16 | 595.59
09.03. | 17 | 595.39
09.03. | 18 | 596.29
09.03. | 19 | 595.39
09.03. | 20 | 595.43
09.03. | 21 | 595.43
09.03. | 22 | 595.44
09.03. | 23 | 596.29
09.03. | 24 | 595.4
10.03. | 1 | 595.38
10.03. | 2 | 595.31
10.03. | 3 | 595.32
10.03. | 4 | 595.48
10.03. | 5 | 595.31
10.03. | 6 | 595.18
10.03. | 7 | 596.29
10.03. | 8 | 595.32
10.03. | 9 | 595.31
10.03. | 10 | 595.21
10.03. | 11 | 595.24
10.03. | 12 | 595.39
10.03. | 13 | 596.29
10.03. | 14 | 595.31
10.03. | 15 | 595.25
10.03. | 16 | 595.3
10.03. | 17 | 596.29
10.03. | 18 | 595.19
10.03. | 19 | 595.22
10.03. | 20 | 596.29
10.03. | 21 | 594.99
10.03. | 22 | 596.29
10.03. | 23 | 594.14
10.03. | 24 | 594.11
11.03. | 1 | 594.29
11.03. | 2 | 594.19
11.03. | 3 | 594.29
11.03. | 4 | 594.29
11.03. | 5 | 594.24
11.03. | 6 | 594.29
11.03. | 7 | 594.04
11.03. | 8 | 594.18
11.03. | 9 | 594.29
11.03. | 10 | 594.32
11.03. | 11 | 594.24
11.03. | 12 | 594.13
11.03. | 13 | 595.31
11.03. | 14 | 594.29
11.03. | 15 | 594.36
11.03. | 16 | 594.09
11.03. | 17 | 595.31
11.03. | 18 | 594.49
11.03. | 19 | 594.29
11.03. | 20 | 594.1
11.03. | 21 | 594.28
11.03. | 22 | 593.95
11.03. | 23 | 594.29
11.03. | 24 | 594.12
12.03. | 1 | 594.33
12.03. | 2 | 595
12.03. | 3 | 593.91
12.03. | 4 | 594.16
12.03. | 5 | 594.29
12.03. | 6 | 594.22
12.03. | 7 | 594.25
12.03. | 8 | 594.29
12.03. | 9 | 594.29
12.03. | 10 | 594.38
12.03. | 11 | 594.27
12.03. | 12 | 595.31
12.03. | 13 | 594.04
12.03. | 14 | 594.12
12.03. | 15 | 595.31
12.03. | 16 | 594.29
12.03. | 17 | 594.43
12.03. | 18 | 594.58
12.03. | 19 | 594.31
12.03. | 20 | 594.29
12.03. | 21 | 594.16
12.03. | 22 | 595.31
12.03. | 23 | 594.14
12.03. | 24 | 594.24
13.03. | 1 | 594.29
13.03. | 2 | 594.34
13.03. | 3 | 594.24
13.03. | 4 | 594.11
13.03. | 5 | 594
13.03. | 6 | 594.45
13.03. | 7 | 594.4
13.03. | 8 | 594.29
13.03. | 9 | 594.52
13.03. | 10 | 594.38
13.03. | 11 | 594.29
13.03. | 12 | 594.28
13.03. | 13 | 594.19
13.03. | 14 | 594.01
13.03. | 15 | 594.29
13.03. | 16 | 594.25
13.03. | 17 | 594.12
13.03. | 18 | 595.31
13.03. | 19 | 594.29
13.03. | 20 | 594.29
13.03. | 21 | 594.21
13.03. | 22 | 595.31
13.03. | 23 | 594.35
13.03. | 24 | 594.02
14.03. | 1 | 594.29
14.03. | 2 | 594.36
14.03. | 3 | 594.56
14.03. | 4 | 594
14.03. | 5 | 594.4
14.03. | 6 | 594.44
14.03. | 7 | 594.29
14.03. | 8 | 594.23
14.03. | 9 | 594.13
14.03. | 10 | 594.29
14.03. | 11 | 594.28
14.03. | 12 | 594.24
14.03. | 13 | 594.46
14.03. | 14 | 594.2
14.03. | 15 | 594.15
14.03. | 16 | 594.64
14.03. | 17 | 594.57
14.03. | 18 | 594.18
14.03. | 19 | 594.27
14.03. | 20 | 593.93
14.03. | 21 | 593.27
14.03. | 22 | 594.36
14.03. | 23 | 594.29
14.03. | 24 | 594.3
15.03. | 1 | 594.34
15.03. | 2 | 594.54
15.03. | 3 | 594.18
15.03. | 4 | 594.27
15.03. | 5 | 594.18
15.03. | 6 | 594.07
15.03. | 7 | 594.15
15.03. | 8 | 594.24
15.03. | 9 | 594.38
15.03. | 10 | 594.2
15.03. | 11 | 594.36
15.03. | 12 | 594.47
15.03. | 13 | 594.4
15.03. | 14 | 594.4
15.03. | 15 | 594.65
15.03. | 16 | 594.76
15.03. | 17 | 594.52
15.03. | 18 | 594.53
15.03. | 19 | 594.63
15.03. | 20 | 594.14
15.03. | 21 | 594.23
15.03. | 22 | 594.2
15.03. | 23 | 594.36
15.03. | 24 | 594.36
16.03. | 1 | 594.34
16.03. | 2 | 594.27
16.03. | 3 | 594.35
16.03. | 4 | 594.36
16.03. | 5 | 594.36
16.03. | 6 | 594.53
16.03. | 7 | 594.44
16.03. | 8 | 594.12
16.03. | 9 | 594.5
16.03. | 10 | 594.55
16.03. | 11 | 594.2
16.03. | 12 | 594.46
16.03. | 13 | 594.44
16.03. | 14 | 594.42
16.03. | 15 | 594.48
16.03. | 16 | 594.15
16.03. | 17 | 593.7
16.03. | 18 | 593.14
16.03. | 19 | 592.57
16.03. | 20 | 592.8
16.03. | 21 | 592.58
16.03. | 22 | 594.29
16.03. | 23 | 594
16.03. | 24 | 594
17.03. | 1 | 594.23
17.03. | 2 | 595.31
17.03. | 3 | 594.2
17.03. | 4 | 594.32
17.03. | 5 | 594.1
17.03. | 6 | 594.08
17.03. | 7 | 593.44
17.03. | 8 | 593.11
17.03. | 9 | 593.14
17.03. | 10 | 592.9
17.03. | 11 | 592.92
17.03. | 12 | 592.52
17.03. | 13 | 592.9
17.03. | 14 | 592.85
17.03. | 15 | 592.19
17.03. | 16 | 592.58
17.03. | 17 | 592.79
17.03. | 18 | 592.92
17.03. | 19 | 592.73
17.03. | 20 | 593.11
17.03. | 21 | 594.08
17.03. | 22 | 592.32
17.03. | 23 | 592.48
17.03. | 24 | 592.61
18.03. | 1 | 592.65
18.03. | 2 | 592.37
18.03. | 3 | 592.64
18.03. | 4 | 592.64
18.03. | 5 | 592.42
18.03. | 6 | 592.71
18.03. | 7 | 592.65
18.03. | 8 | 592.38
18.03. | 9 | 592.28
18.03. | 10 | 592.43
18.03. | 11 | 592.28
18.03. | 12 | 592.57
18.03. | 13 | 592.5
18.03. | 14 | 592.62
18.03. | 15 | 592.56
18.03. | 16 | 592.48
18.03. | 17 | 592.73
18.03. | 18 | 591.53
18.03. | 19 | 592.49
18.03. | 20 | 592.49
18.03. | 21 | 592.22
18.03. | 22 | 592.45
18.03. | 23 | 592.26
18.03. | 24 | 592.12
19.03. | 1 | 592.29
19.03. | 2 | 592.38
19.03. | 3 | 592.45
19.03. | 4 | 592.37
19.03. | 5 | 592.41
19.03. | 6 | 592.43
19.03. | 7 | 592.31
19.03. | 8 | 592.22
19.03. | 9 | 592.59
19.03. | 10 | 592.28
19.03. | 11 | 592.36
19.03. | 12 | 592.05
19.03. | 13 | 592.43
19.03. | 14 | 592.59
19.03. | 15 | 592.44
19.03. | 16 | 592.26
19.03. | 17 | 592.41
19.03. | 18 | 592.5
19.03. | 19 | 592.59
19.03. | 20 | 592.43
19.03. | 21 | 592.28
19.03. | 22 | 592.36
19.03. | 23 | 592.38
19.03. | 24 | 592.14
20.03. | 1 | 592.39
20.03. | 2 | 592.54
20.03. | 3 | 591.91
20.03. | 4 | 592.09
20.03. | 5 | 592.22
20.03. | 6 | 592.38
20.03. | 7 | 592.34
20.03. | 8 | 592.02
20.03. | 9 | 592.39
20.03. | 10 | 591.93
20.03. | 11 | 592.39
20.03. | 12 | 592.21
20.03. | 13 | 592.65
20.03. | 14 | 592.13
20.03. | 15 | 592.55
20.03. | 16 | 592.39
20.03. | 17 | 592.62
20.03. | 18 | 592.57
20.03. | 19 | 592.45
20.03. | 20 | 592.55
20.03. | 21 | 593.31
20.03. | 22 | 592.48
20.03. | 23 | 592.14
20.03. | 24 | 592.3
21.03. | 1 | 592.54
21.03. | 2 | 592.4
21.03. | 3 | 592.46
21.03. | 4 | 592.32
21.03. | 5 | 592.34
21.03. | 6 | 592.51
21.03. | 7 | 592.33
21.03. | 8 | 592.42
21.03. | 9 | 592.11
21.03. | 10 | 591.9
21.03. | 11 | 592.36
21.03. | 12 | 592.25
21.03. | 13 | 592.29
21.03. | 14 | 592.35
21.03. | 15 | 592.35
21.03. | 16 | 592.49
21.03. | 17 | 592.63
21.03. | 18 | 592.52
21.03. | 19 | 592.58
21.03. | 20 | 592.47
21.03. | 21 | 592.54
21.03. | 22 | 592.43
21.03. | 23 | 592.56
21.03. | 24 | 592.5
22.03. | 1 | 592.45
22.03. | 2 | 592.59
22.03. | 3 | 592.3
22.03. | 4 | 592.38
22.03. | 5 | 592.56
22.03. | 6 | 592.61
22.03. | 7 | 592.4
22.03. | 8 | 592.19
22.03. | 9 | 592.62
22.03. | 10 | 592.33
22.03. | 11 | 592.54
22.03. | 12 | 592.27
22.03. | 13 | 592.39
22.03. | 14 | 592.45
22.03. | 15 | 592.35
22.03. | 16 | 592.36
22.03. | 17 | 593.31
22.03. | 18 | 592.48
22.03. | 19 | 592.43
22.03. | 20 | 592.65
22.03. | 21 | 592.43
22.03. | 22 | 592.5
22.03. | 23 | 592.47
22.03. | 24 | 592.82
23.03. | 1 | 593.05
23.03. | 2 | 592.3
23.03. | 3 | 592.48
23.03. | 4 | 592.61
23.03. | 5 | 592.55
23.03. | 6 | 592.4
23.03. | 7 | 592.57
23.03. | 8 | 592.53
23.03. | 9 | 592.39
23.03. | 10 | 592.44
23.03. | 11 | 592.38
23.03. | 12 | 592.44
23.03. | 13 | 592.41
23.03. | 14 | 592.4
23.03. | 15 | 592.35
23.03. | 16 | 591.98
23.03. | 17 | 592.41
23.03. | 18 | 592.49
23.03. | 19 | 592.36
23.03. | 20 | 592.29
23.03. | 21 | 591.49
23.03. | 22 | 591.44
23.03. | 23 | 591.5
23.03. | 24 | 592.25
24.03. | 1 | 592.57
24.03. | 2 | 592.38
24.03. | 3 | 592.51
24.03. | 4 | 592.63
24.03. | 5 | 592.49
24.03. | 6 | 592.3
24.03. | 7 | 592.21
24.03. | 8 | 592.29
24.03. | 9 | 592.51
24.03. | 10 | 592.54
24.03. | 11 | 592.39
24.03. | 12 | 592.02
24.03. | 13 | 592.55
24.03. | 14 | 592.29
24.03. | 15 | 593.31
24.03. | 16 | 592.35
24.03. | 17 | 592.4
24.03. | 18 | 592.5
24.03. | 19 | 592.53
24.03. | 20 | 593.31
24.03. | 21 | 591.99
24.03. | 22 | 592.14
24.03. | 23 | 592.2
24.03. | 24 | 592.28
25.03. | 1 | 592.4
25.03. | 2 | 592
25.03. | 3 | 592.61
25.03. | 4 | 592.69
25.03. | 5 | 592.54
25.03. | 6 | 592.65
25.03. | 7 | 592.46
25.03. | 8 | 592.3
25.03. | 9 | 592.34
25.03. | 10 | 592.34
25.03. | 11 | 592.16
25.03. | 12 | 592.47
25.03. | 13 | 592.41
25.03. | 14 | 592.55
25.03. | 15 | 592.79
25.03. | 16 | 592.75
25.03. | 17 | 592.52
25.03. | 18 | 592.47
25.03. | 19 | 592.53
25.03. | 20 | 592.32
25.03. | 21 | 592.5
25.03. | 22 | 592.59
25.03. | 23 | 592.79
25.03. | 24 | 592.23
26.03. | 1 | 592.14
26.03. | 2 | 591.77
26.03. | 3 | 592.26
26.03. | 4 | 592.46
26.03. | 5 | 591.95
26.03. | 6 | 593.31
26.03. | 7 | 592.05
26.03. | 8 | 592.24
26.03. | 9 | 592.04
26.03. | 10 | 591.63
26.03. | 11 | 591.66
26.03. | 12 | 591.64
26.03. | 13 | 591.1
26.03. | 14 | 590.38
26.03. | 15 | 589.93
26.03. | 16 | 590.85
26.03. | 17 | 590
26.03. | 18 | 590.42
26.03. | 19 | 590.59
26.03. | 20 | 590.8
26.03. | 21 | 590.94
26.03. | 22 | 591.08
26.03. | 23 | 593.52
26.03. | 24 | 594.49
27.03. | 1 | 594.28
27.03. | 2 | 594.47
27.03. | 3 | 594.45
27.03. | 4 | 594.72
27.03. | 5 | 594.57
27.03. | 6 | 594.6
27.03. | 7 | 594.35
27.03. | 8 | 594.7
27.03. | 9 | 594.59
27.03. | 10 | 594.18
27.03. | 11 | 594.31
27.03. | 12 | 593.89
27.03. | 13 | 594.16
27.03. | 14 | 594.43
27.03. | 15 | 594.42
27.03. | 16 | 594.08
27.03. | 17 | 595.31
27.03. | 18 | 594.23
27.03. | 19 | 594.33
27.03. | 20 | 594.63
27.03. | 21 | 594.95
27.03. | 22 | 594.92
27.03. | 23 | 595.45
27.03. | 24 | 595.18
28.03. | 1 | 595.01
28.03. | 2 | 595.3
28.03. | 3 | 595.17
28.03. | 4 | 594.4
28.03. | 5 | 594.66
28.03. | 6 | 594.24
28.03. | 7 | 594.22
28.03. | 8 | 594.42
28.03. | 9 | 594.31
28.03. | 10 | 593.49
28.03. | 11 | 594.09
28.03. | 12 | -3.77
28.03. | 13 | -4.31
28.03. | 14 | 468.57
28.03. | 15 | 469.09
28.03. | 16 | -1.44
28.03. | 17 | -2.63
28.03. | 18 | 469.18
28.03. | 19 | 469.52
28.03. | 20 | 469.53
28.03. | 21 | 459.29
28.03. | 22 | 421.72
28.03. | 23 | 377.32
28.03. | 24 | 367.46
29.03. | 1 | 367.46
29.03. | 2 | 377.45
29.03. | 3 | 397.23
29.03. | 4 | 436.85
29.03. | 5 | 437
29.03. | 6 | 446.45
29.03. | 7 | 397.25
29.03. | 8 | 397.15
29.03. | 9 | 416.85
29.03. | 10 | 471.02
29.03. | 11 | 0
29.03. | 12 | 40.83
29.03. | 13 | 471.54
29.03. | 14 | 471.55
29.03. | 15 | 472.03
29.03. | 16 | 471.58
29.03. | 17 | 0
29.03. | 18 | -1.65
29.03. | 19 | 405.52
29.03. | 20 | 415.46
29.03. | 21 | 416.45
29.03. | 22 | 436.24
29.03. | 23 | 435.97
29.03. | 24 | 436.3
30.03. | 1 | 455.75
30.03. | 2 | 455.62
30.03. | 3 | 356.87
30.03. | 4 | 356.8
30.03. | 5 | 416.72
30.03. | 6 | 470.11
30.03. | 7 | 470.22
30.03. | 8 | 470.25
30.03. | 9 | 470.37
30.03. | 10 | 470.31
30.03. | 11 | 470.35
30.03. | 12 | 470.28
30.03. | 13 | 471.02
30.03. | 14 | 470.27
30.03. | 15 | 470.38
30.03. | 16 | 346.9
30.03. | 17 | 268.15
30.03. | 18 | 197.64
30.03. | 19 | 284.19
30.03. | 20 | 264.15
30.03. | 21 | 298.22
30.03. | 22 | 298.28
30.03. | 23 | 347.01
30.03. | 24 | 484.24
31.03. | 1 | 496.16
31.03. | 2 | 496.06
31.03. | 3 | 476.31
31.03. | 4 | 437.02
31.03. | 5 | 495.98
31.03. | 6 | 633.35
31.03. | 7 | 691.22
31.03. | 8 | 690.84
31.03. | 9 | 690.85
31.03. | 10 | 690.84
31.03. | 11 | 690.93
31.03. | 12 | 691.41
31.03. | 13 | 691.05
31.03. | 14 | 691.23
31.03. | 15 | 691.06
31.03. | 16 | 593.93
31.03. | 17 | 494.65
31.03. | 18 | 470.46
31.03. | 19 | 494
31.03. | 20 | 526.75
31.03. | 21 | 568.64
31.03. | 22 | 592.71
31.03. | 23 | 593.5
31.03. | 24 | 613.22
01.04. | 1 | 617.65
01.04. | 2 | 641.79
01.04. | 3 | 543.93
01.04. | 4 | 544.1
01.04. | 5 | 593.09
01.04. | 6 | 690.52
01.04. | 7 | 689.51
01.04. | 8 | 689.93
01.04. | 9 | 690.29
01.04. | 10 | 690.5
01.04. | 11 | 689.94
01.04. | 12 | 689.82
01.04. | 13 | 690
01.04. | 14 | 690.68
01.04. | 15 | 690.28
01.04. | 16 | 690.55
01.04. | 17 | 670.92
01.04. | 18 | 651.31
01.04. | 19 | 631.74
01.04. | 20 | 641.58
01.04. | 21 | 661.98
01.04. | 22 | 670.21
01.04. | 23 | 671.28
01.04. | 24 | 690.33
02.04. | 1 | 662.45
02.04. | 2 | 661.44
02.04. | 3 | 593.09
02.04. | 4 | 573.27
02.04. | 5 | 639.35
02.04. | 6 | 690.15
02.04. | 7 | 690.32
02.04. | 8 | 689.89
02.04. | 9 | 689.94
02.04. | 10 | 690.24
02.04. | 11 | 690.14
02.04. | 12 | 690.48
02.04. | 13 | 690.76
02.04. | 14 | 690.52
02.04. | 15 | 689.95
02.04. | 16 | 690.22
02.04. | 17 | 622.3
02.04. | 18 | 553.63
02.04. | 19 | 563.88
02.04. | 20 | 543.83
02.04. | 21 | 573.59
02.04. | 22 | 543.91
02.04. | 23 | 543.83
02.04. | 24 | 593.03
03.04. | 1 | 592.72
03.04. | 2 | 553.78
03.04. | 3 | 513.61
03.04. | 4 | 532.61
03.04. | 5 | 587.28
03.04. | 6 | 688.2
03.04. | 7 | 688.54
03.04. | 8 | 689.28
03.04. | 9 | 689.51
03.04. | 10 | 690.06
03.04. | 11 | 689.9
03.04. | 12 | 689.87
03.04. | 13 | 690.25
03.04. | 14 | 690.14
03.04. | 15 | 689.83
03.04. | 16 | 689.86
03.04. | 17 | 543.58
03.04. | 18 | 475.44
03.04. | 19 | 436.04
03.04. | 20 | 475.41
03.04. | 21 | 593.15
03.04. | 22 | 573.36
03.04. | 23 | 573.46
03.04. | 24 | 553.71
04.04. | 1 | 573.39
04.04. | 2 | 592.96
04.04. | 3 | 534.05
04.04. | 4 | 553.78
04.04. | 5 | 573.21
04.04. | 6 | 690
04.04. | 7 | 689.05
04.04. | 8 | 689.93
04.04. | 9 | 689.34
04.04. | 10 | 688.83
04.04. | 11 | 687.86
04.04. | 12 | 687.45
04.04. | 13 | 687.09
04.04. | 14 | 687.42
04.04. | 15 | 688.33
04.04. | 16 | 688.6
04.04. | 17 | 688.17
04.04. | 18 | 688.66
04.04. | 19 | 689.47
04.04. | 20 | 689.87
04.04. | 21 | 689.61
04.04. | 22 | 689.81
04.04. | 23 | 690.5
04.04. | 24 | 689.74
05.04. | 1 | 690.29
05.04. | 2 | 690.05
05.04. | 3 | 563.22
05.04. | 4 | 563.21
05.04. | 5 | 583.28
05.04. | 6 | 689.51
05.04. | 7 | 689.63
05.04. | 8 | 689.91
05.04. | 9 | 690.01
05.04. | 10 | 690.06
05.04. | 11 | 690.08
05.04. | 12 | 690.19
05.04. | 13 | 690.59
05.04. | 14 | 690.09
05.04. | 15 | 690.04
05.04. | 16 | 675.47
05.04. | 17 | 675.15
05.04. | 18 | 675.7
05.04. | 19 | 675.72
05.04. | 20 | 675.62
05.04. | 21 | 675.39
05.04. | 22 | 675.29
05.04. | 23 | 689.9
05.04. | 24 | 689.89
06.04. | 1 | 689.8
06.04. | 2 | 689.78
06.04. | 3 | 690.03
06.04. | 4 | 641.59
06.04. | 5 | 641.48
06.04. | 6 | 688.93
06.04. | 7 | 690
06.04. | 8 | 690.23
06.04. | 9 | 689.61
06.04. | 10 | 690.34
06.04. | 11 | 690.3
06.04. | 12 | 690.2
06.04. | 13 | 690.36
06.04. | 14 | 690.79
06.04. | 15 | 675.22
06.04. | 16 | 676.48
06.04. | 17 | 563.04
06.04. | 18 | 543
06.04. | 19 | 514.29
06.04. | 20 | 296.94
06.04. | 21 | 524.13
06.04. | 22 | 494.97
06.04. | 23 | 494.95
06.04. | 24 | 495.17
07.04. | 1 | 514.25
07.04. | 2 | 514.62
07.04. | 3 | 514.27
07.04. | 4 | 514.51
07.04. | 5 | 593.25
07.04. | 6 | 690.17
07.04. | 7 | 689.75
07.04. | 8 | 690.48
07.04. | 9 | 690.18
07.04. | 10 | 690
07.04. | 11 | 690.2
07.04. | 12 | 689.97
07.04. | 13 | 690.29
07.04. | 14 | 690.75
07.04. | 15 | 690.44
07.04. | 16 | 689.89
07.04. | 17 | 670.87
07.04. | 18 | 632.21
07.04. | 19 | 631.98
07.04. | 20 | 622.03
07.04. | 21 | 622.49
07.04. | 22 | 622.16
07.04. | 23 | 396.48
07.04. | 24 | 396.59
08.04. | 1 | 396.78
08.04. | 2 | 396.64
08.04. | 3 | 396.42
08.04. | 4 | 396.61
08.04. | 5 | 396.65
08.04. | 6 | 504.53
08.04. | 7 | 689.91
08.04. | 8 | 690
08.04. | 9 | 690.09
08.04. | 10 | 690.09
08.04. | 11 | 690.08
08.04. | 12 | 689.84
08.04. | 13 | 690.34
08.04. | 14 | 689.99
08.04. | 15 | 690.53
08.04. | 16 | 690.5
08.04. | 17 | 586.64
08.04. | 18 | 544.01
08.04. | 19 | 543.93
08.04. | 20 | 544.24
08.04. | 21 | 543.74
08.04. | 22 | 583.27
08.04. | 23 | 583.42
08.04. | 24 | 583.39
09.04. | 1 | 583.24
09.04. | 2 | 690.8
09.04. | 3 | 612.26
09.04. | 4 | 612.43
09.04. | 5 | 676.1
09.04. | 6 | 689.93
09.04. | 7 | 285.08
09.04. | 8 | 297.77
09.04. | 9 | 298.06
09.04. | 10 | 356.78
09.04. | 11 | 371.63
09.04. | 12 | 396.67
09.04. | 13 | 396.72
09.04. | 14 | 396.68
09.04. | 15 | 396.48
09.04. | 16 | 396.47
09.04. | 17 | 396.38
09.04. | 18 | 494.4
09.04. | 19 | 494.54
09.04. | 20 | 494.44
09.04. | 21 | 494
09.04. | 22 | 494.88
09.04. | 23 | 563.38
09.04. | 24 | 563.19
10.04. | 1 | 592.83
10.04. | 2 | 592.86
10.04. | 3 | 641.69
10.04. | 4 | 592.85
10.04. | 5 | 621.88
10.04. | 6 | 689.56
10.04. | 7 | 690.35
10.04. | 8 | 690.5
10.04. | 9 | 689.79
10.04. | 10 | 690.5
10.04. | 11 | 689.49
10.04. | 12 | 675.46
10.04. | 13 | 689.51
10.04. | 14 | 690.06
10.04. | 15 | 690.5
10.04. | 16 | 676.17
10.04. | 17 | 689.57
10.04. | 18 | 690.5
10.04. | 19 | 0
10.04. | 20 | 445
10.04. | 21 | 445.99
10.04. | 22 | 446.03
10.04. | 23 | 595.31
10.04. | 24 | 690.25
11.04. | 1 | 690.2
11.04. | 2 | 642.4
11.04. | 3 | 593.01
11.04. | 4 | 635.38
11.04. | 5 | 690.24
11.04. | 6 | 675.44
11.04. | 7 | 682.5
11.04. | 8 | 690.35
11.04. | 9 | 675.93
11.04. | 10 | 675
11.04. | 11 | 675.79
11.04. | 12 | 675.8
11.04. | 13 | 676.48
11.04. | 14 | 675.86
11.04. | 15 | 676.37
11.04. | 16 | 676.48
11.04. | 17 | 347.77
11.04. | 18 | 327.36
11.04. | 19 | 327.37
11.04. | 20 | 326.71
11.04. | 21 | 327.26
11.04. | 22 | 327.34
11.04. | 23 | 327.48
11.04. | 24 | 327.34
12.04. | 1 | 298.23
12.04. | 2 | 298.11
12.04. | 3 | 298.04
12.04. | 4 | 298.25
12.04. | 5 | 298.15
12.04. | 6 | 297.99
12.04. | 7 | 298.09
12.04. | 8 | 298.03
12.04. | 9 | 298.17
12.04. | 10 | 298.04
12.04. | 11 | 298.12
12.04. | 12 | 298.1
12.04. | 13 | 298.07
12.04. | 14 | 297.97
12.04. | 15 | 298.65
12.04. | 16 | 298.19
12.04. | 17 | 298.09
12.04. | 18 | 298.17
12.04. | 19 | 298.1
12.04. | 20 | 298.24
12.04. | 21 | 298.28
12.04. | 22 | 298.28
12.04. | 23 | 298.24
12.04. | 24 | 298.11
13.04. | 1 | 298.28
13.04. | 2 | 298.18
13.04. | 3 | 298.08
13.04. | 4 | 298.25
13.04. | 5 | 297.64
13.04. | 6 | 298.04
13.04. | 7 | 298.1
13.04. | 8 | 298.31
13.04. | 9 | 298.16
13.04. | 10 | 298.2
13.04. | 11 | 298.01
13.04. | 12 | 298.2
13.04. | 13 | 298.1
13.04. | 14 | 298.1
13.04. | 15 | 298.21
13.04. | 16 | 298.24
13.04. | 17 | 298.13
13.04. | 18 | 298.17
13.04. | 19 | 298.11
13.04. | 20 | 298.06
13.04. | 21 | 298.26
13.04. | 22 | 298.21
13.04. | 23 | 298.15
13.04. | 24 | 298.19
14.04. | 1 | 298.1
14.04. | 2 | 298.17
14.04. | 3 | 298.03
14.04. | 4 | 297.98
14.04. | 5 | 297.9
14.04. | 6 | 298.03
14.04. | 7 | 298.06
14.04. | 8 | 298.16
14.04. | 9 | 298.19
14.04. | 10 | 298.16
14.04. | 11 | 298.01
14.04. | 12 | 298.24
14.04. | 13 | 298.14
14.04. | 14 | 297.99
14.04. | 15 | 297.77
14.04. | 16 | 298.03
14.04. | 17 | 298.08
14.04. | 18 | 298.08
14.04. | 19 | 297.98
14.04. | 20 | 198.85
14.04. | 21 | 198.82
14.04. | 22 | 198.82
14.04. | 23 | 198.85
14.04. | 24 | 198.74
15.04. | 1 | 198.77
15.04. | 2 | 198.65
15.04. | 3 | 198.6
15.04. | 4 | 198.6
15.04. | 5 | 198.79
15.04. | 6 | 198.44
15.04. | 7 | 198.62
15.04. | 8 | 198.74
15.04. | 9 | 198.75
15.04. | 10 | 198.6
15.04. | 11 | 198.64
15.04. | 12 | 198.63
15.04. | 13 | 198.67
15.04. | 14 | 198.65
15.04. | 15 | 198.77
15.04. | 16 | 198.71
15.04. | 17 | 198.44
15.04. | 18 | 198.44
15.04. | 19 | 198.67
15.04. | 20 | 198.68
15.04. | 21 | 198.76
15.04. | 22 | 198.72
15.04. | 23 | 198.62
15.04. | 24 | 198.84
16.04. | 1 | 198.89
16.04. | 2 | 198.83
16.04. | 3 | 198.83
16.04. | 4 | 198.64
16.04. | 5 | 198.79
16.04. | 6 | 198.44
16.04. | 7 | 198.63
16.04. | 8 | 198.66
16.04. | 9 | 198.67
16.04. | 10 | 198.79
16.04. | 11 | 198.83
16.04. | 12 | 198.36
16.04. | 13 | 198.48
16.04. | 14 | 198.69
16.04. | 15 | 55.7
16.04. | 16 | 57.48
16.04. | 17 | 57.54
16.04. | 18 | 54.58
16.04. | 19 | 54.54
16.04. | 20 | 54.53
16.04. | 21 | 54.56
16.04. | 22 | 54.5
16.04. | 23 | 54.47
16.04. | 24 | 109.25
17.04. | 1 | 198.55
17.04. | 2 | 198.44
17.04. | 3 | 198.66
17.04. | 4 | 198.37
17.04. | 5 | 198.08
17.04. | 6 | 198.44
17.04. | 7 | 126.29
17.04. | 8 | 54.46
17.04. | 9 | 0
17.04. | 10 | 57.41
17.04. | 11 | 70.44
17.04. | 12 | 70.4
17.04. | 13 | 70.42
17.04. | 14 | 70.51
17.04. | 15 | 54.6
17.04. | 16 | 54.3
17.04. | 17 | 54.51
17.04. | 18 | -1.45
17.04. | 19 | -1.63
17.04. | 20 | 54.57
17.04. | 21 | 69.36
17.04. | 22 | 69.37
17.04. | 23 | 69.3
17.04. | 24 | 69.27
18.04. | 1 | 54.42
18.04. | 2 | 54.44
18.04. | 3 | 0
18.04. | 4 | 47.09
18.04. | 5 | 54.8
18.04. | 6 | 69.56
18.04. | 7 | 69.62
18.04. | 8 | 69.66
18.04. | 9 | 70.16
18.04. | 10 | 54.33
18.04. | 11 | 68.75
18.04. | 12 | -1.87
18.04. | 13 | -1
18.04. | 14 | 198
18.04. | 15 | 198.69
18.04. | 16 | 198.75
18.04. | 17 | 198.35
18.04. | 18 | 198.42
18.04. | 19 | 198.62
18.04. | 20 | 198.71
18.04. | 21 | 198.25
18.04. | 22 | 198.43
18.04. | 23 | 198.58
18.04. | 24 | 198.54
19.04. | 1 | 198.31
19.04. | 2 | 198.11
19.04. | 3 | 198.17
19.04. | 4 | 197.69
19.04. | 5 | 198.18
19.04. | 6 | 198.38
19.04. | 7 | 198.59
19.04. | 8 | 198.64
19.04. | 9 | 198.77
19.04. | 10 | 198.62
19.04. | 11 | 198.72
19.04. | 12 | 198.76
19.04. | 13 | 198.85
19.04. | 14 | 198.81
19.04. | 15 | 198.58
19.04. | 16 | 198.59
19.04. | 17 | 198.63
19.04. | 18 | 198.68
19.04. | 19 | 198.59
19.04. | 20 | 198.75
19.04. | 21 | 198.67
19.04. | 22 | 198.68
19.04. | 23 | 198.52
19.04. | 24 | 198.6
20.04. | 1 | 198.54
20.04. | 2 | 198.57
20.04. | 3 | 198.56
20.04. | 4 | 198.56
20.04. | 5 | 198.63
20.04. | 6 | 198.57
20.04. | 7 | 198.53
20.04. | 8 | 198.52
20.04. | 9 | 198.53
20.04. | 10 | 198.56
20.04. | 11 | 198.51
20.04. | 12 | 198.61
20.04. | 13 | 198.5
20.04. | 14 | 198.55
20.04. | 15 | 198.56
20.04. | 16 | 198.54
20.04. | 17 | 198.58
20.04. | 18 | 198.62
20.04. | 19 | 198.72
20.04. | 20 | 198.62
20.04. | 21 | 198.65
20.04. | 22 | 198.57
20.04. | 23 | 198.55
20.04. | 24 | 198.54
21.04. | 1 | 198.53
21.04. | 2 | 198.46
21.04. | 3 | 198.5
21.04. | 4 | 198.53
21.04. | 5 | 198.5
21.04. | 6 | 198.51
21.04. | 7 | 198.54
21.04. | 8 | 198.56
21.04. | 9 | 198.53
21.04. | 10 | 198.6
21.04. | 11 | 198.55
21.04. | 12 | 198.53
21.04. | 13 | 198.51
21.04. | 14 | 198.45
21.04. | 15 | 203.49
21.04. | 16 | 203.57
21.04. | 17 | 203.57
21.04. | 18 | 203.54
21.04. | 19 | 203.46
21.04. | 20 | 203.49
21.04. | 21 | 203.56
21.04. | 22 | 203.5
21.04. | 23 | 203.22
21.04. | 24 | 202.59
22.04. | 1 | 203.32
22.04. | 2 | 203.56
22.04. | 3 | 204
22.04. | 4 | 203.53
22.04. | 5 | 203.42
22.04. | 6 | 203.44
22.04. | 7 | 203.59
22.04. | 8 | 203.53
22.04. | 9 | 203.6
22.04. | 10 | 203.5
22.04. | 11 | 203.54
22.04. | 12 | 203.53
22.04. | 13 | 203.45
22.04. | 14 | 203.48
22.04. | 15 | 203.51
22.04. | 16 | 203.58
22.04. | 17 | 203.57
22.04. | 18 | 203.4
22.04. | 19 | 203.42
22.04. | 20 | 203.55
22.04. | 21 | 203.52
22.04. | 22 | 203.6
22.04. | 23 | 203.84
22.04. | 24 | 203.73
23.04. | 1 | 203.77
23.04. | 2 | 203.46
23.04. | 3 | 203.7
23.04. | 4 | 203.73
23.04. | 5 | 203.82
23.04. | 6 | 203.74
23.04. | 7 | 203.65
23.04. | 8 | 203.85
23.04. | 9 | 203.66
23.04. | 10 | 203.72
23.04. | 11 | 203.84
23.04. | 12 | 203.65
23.04. | 13 | 203.76
23.04. | 14 | 203.67
23.04. | 15 | 203.67
23.04. | 16 | 203.67
23.04. | 17 | 203.03
23.04. | 18 | 202.12
23.04. | 19 | 202.95
23.04. | 20 | 203.15
23.04. | 21 | 203.21
23.04. | 22 | 203.01
23.04. | 23 | 203.64
23.04. | 24 | 203.67
24.04. | 1 | 203.74
24.04. | 2 | 203.66
24.04. | 3 | 203.65
24.04. | 4 | 203.43
24.04. | 5 | 202.71
24.04. | 6 | 203.39
24.04. | 7 | 203.33
24.04. | 8 | 203.26
24.04. | 9 | 203.4
24.04. | 10 | 203.72
24.04. | 11 | 203.56
24.04. | 12 | 203.7
24.04. | 13 | 203.62
24.04. | 14 | 203.85
24.04. | 15 | 203.81
24.04. | 16 | 203.85
24.04. | 17 | 203.62
24.04. | 18 | 203.66
24.04. | 19 | 203.5
24.04. | 20 | 203.81
24.04. | 21 | 204.44
24.04. | 22 | 203.46
24.04. | 23 | 203.62
24.04. | 24 | 203.63
25.04. | 1 | 203.75
25.04. | 2 | 203.68
25.04. | 3 | 203.71
25.04. | 4 | 203.66
25.04. | 5 | 115.52
25.04. | 6 | -1.77
25.04. | 7 | 48.99
25.04. | 8 | 49.15
25.04. | 9 | 49.11
25.04. | 10 | 49.33
25.04. | 11 | 49.1
25.04. | 12 | 49.03
25.04. | 13 | 49.12
25.04. | 14 | 49.39
25.04. | 15 | 49.56
25.04. | 16 | 49.19
25.04. | 17 | 49.22
25.04. | 18 | 49.02
25.04. | 19 | 49.27
25.04. | 20 | 49.46
25.04. | 21 | 49.31
25.04. | 22 | 49.24
25.04. | 23 | 49.35
25.04. | 24 | 48.84
26.04. | 1 | 48.71
26.04. | 2 | 48.4
26.04. | 3 | 49.12
26.04. | 4 | 48.64
26.04. | 5 | 49.03
26.04. | 6 | 48.94
26.04. | 7 | 49.12
26.04. | 8 | 48.66
26.04. | 9 | 48.86
26.04. | 10 | 49.22
26.04. | 11 | 49.14
26.04. | 12 | 49.15
26.04. | 13 | 49.12
26.04. | 14 | 49.49
26.04. | 15 | 49.31
26.04. | 16 | 49.52
26.04. | 17 | 49.47
26.04. | 18 | 49.39
26.04. | 19 | 49.47
26.04. | 20 | 51.36
26.04. | 21 | 51.48
26.04. | 22 | 51.4
26.04. | 23 | 51.28
26.04. | 24 | 51.14
27.04. | 1 | 51.23
27.04. | 2 | 51.06
27.04. | 3 | 51.12
27.04. | 4 | 51.15
27.04. | 5 | 51.04
27.04. | 6 | 51.01
27.04. | 7 | 347.11
27.04. | 8 | 347.03
27.04. | 9 | 346.99
27.04. | 10 | 347.77
27.04. | 11 | 347.05
27.04. | 12 | 346.79
27.04. | 13 | 346.69
27.04. | 14 | 346.95
27.04. | 15 | 346.41
27.04. | 16 | 346.16
27.04. | 17 | 347.81
27.04. | 18 | 347.85
27.04. | 19 | 348.04
27.04. | 20 | 348.06
27.04. | 21 | 348.15
27.04. | 22 | 348.07
27.04. | 23 | 348.24
27.04. | 24 | 348.24
28.04. | 1 | 348.16
28.04. | 2 | 348.03
28.04. | 3 | 348.07
28.04. | 4 | 348.11
28.04. | 5 | 348.1
28.04. | 6 | 348.07
28.04. | 7 | 397.76
28.04. | 8 | 348.27
28.04. | 9 | 348.17
28.04. | 10 | 397.84
28.04. | 11 | 397.73
28.04. | 12 | 397.77
28.04. | 13 | 348.34
28.04. | 14 | 396.82
28.04. | 15 | 396
28.04. | 16 | 396
28.04. | 17 | 397
28.04. | 18 | 347.21
28.04. | 19 | 347.37
28.04. | 20 | 396.91
28.04. | 21 | 396.89
28.04. | 22 | 397.97
28.04. | 23 | 397.92
28.04. | 24 | 398.11
29.04. | 1 | 397.73
29.04. | 2 | 397.81
29.04. | 3 | 397.84
29.04. | 4 | 397.86
29.04. | 5 | 397.82
29.04. | 6 | 397.83
29.04. | 7 | 397.81
29.04. | 8 | 397.73
29.04. | 9 | 397.81
29.04. | 10 | 397.94
29.04. | 11 | 397.79
29.04. | 12 | 397.75
29.04. | 13 | 397.75
29.04. | 14 | 397.84
29.04. | 15 | 397.71
29.04. | 16 | 397.67
29.04. | 17 | 397.63
29.04. | 18 | 397.78
29.04. | 19 | 397.5
29.04. | 20 | 397.92
29.04. | 21 | 397.88
29.04. | 22 | 397.86
29.04. | 23 | 397.8
29.04. | 24 | 397.77
30.04. | 1 | 397.73
30.04. | 2 | 397.8
30.04. | 3 | 397.75
30.04. | 4 | 397.76
30.04. | 5 | 397.8
30.04. | 6 | 397.73
30.04. | 7 | 397.81
30.04. | 8 | 385.84
30.04. | 9 | 385.89
30.04. | 10 | 385.84
30.04. | 11 | 385.98
30.04. | 12 | 385.82
30.04. | 13 | 385.84
30.04. | 14 | 397.62
30.04. | 15 | 397.78
30.04. | 16 | 397.6
30.04. | 17 | 298.57
30.04. | 18 | 286.27
30.04. | 19 | 286.37
30.04. | 20 | 298.27
30.04. | 21 | 298.18
30.04. | 22 | 298.22
30.04. | 23 | 396.89
30.04. | 24 | 396.91
01.05. | 1 | 396.88
01.05. | 2 | 396.8
01.05. | 3 | 396.86
01.05. | 4 | 396.83
01.05. | 5 | 396.83
01.05. | 6 | 396.84
01.05. | 7 | 396.8
01.05. | 8 | 384.96
01.05. | 9 | 385.05
01.05. | 10 | 384.79
01.05. | 11 | 384.87
01.05. | 12 | 384.94
01.05. | 13 | 107.19
01.05. | 14 | 106.99
01.05. | 15 | 107.27
01.05. | 16 | 107.3
01.05. | 17 | 106.78
01.05. | 18 | 106.97
01.05. | 19 | 106.84
01.05. | 20 | 106.64
01.05. | 21 | 107.17
01.05. | 22 | 106.76
01.05. | 23 | 386.85
01.05. | 24 | 397.64
02.05. | 1 | 397.82
02.05. | 2 | 397.81
02.05. | 3 | 397.8
02.05. | 4 | 397.8
02.05. | 5 | 397.82
02.05. | 6 | 397.77
02.05. | 7 | 397.92
02.05. | 8 | 374.5
02.05. | 9 | 348.11
02.05. | 10 | 0
02.05. | 11 | -1.71
02.05. | 12 | -1.67
02.05. | 13 | 169.19
02.05. | 14 | 396.81
02.05. | 15 | 396.95
02.05. | 16 | 396.91
02.05. | 17 | 347.32
02.05. | 18 | 347.18
02.05. | 19 | 396.69
02.05. | 20 | 396.8
02.05. | 21 | 396.36
02.05. | 22 | 396.55
02.05. | 23 | 396.61
02.05. | 24 | 396.69
03.05. | 1 | 396.86
03.05. | 2 | 396.87
03.05. | 3 | 396.84
03.05. | 4 | 396.85
03.05. | 5 | 396.91
03.05. | 6 | 396.73
03.05. | 7 | 396.84
03.05. | 8 | 396.77
03.05. | 9 | 396.87
03.05. | 10 | 396.79
03.05. | 11 | 396.85
03.05. | 12 | 396.8
03.05. | 13 | 396
03.05. | 14 | 396.95
03.05. | 15 | 396
03.05. | 16 | 396.9
03.05. | 17 | 396.87
03.05. | 18 | 396
03.05. | 19 | 396.88
03.05. | 20 | 396.97
03.05. | 21 | 397
03.05. | 22 | 396.94
03.05. | 23 | 396.85
03.05. | 24 | 396.93
04.05. | 1 | 396
04.05. | 2 | 396.87
04.05. | 3 | 396.84
04.05. | 4 | 396
04.05. | 5 | 396.84
04.05. | 6 | 396.77
04.05. | 7 | 347
04.05. | 8 | 298.22
04.05. | 9 | 298.21
04.05. | 10 | 298.19
04.05. | 11 | 298.65
04.05. | 12 | 298.23
04.05. | 13 | 396.8
04.05. | 14 | 396
04.05. | 15 | 398.85
04.05. | 16 | 398.7
04.05. | 17 | 300
04.05. | 18 | 299.64
04.05. | 19 | 398.72
04.05. | 20 | 399
04.05. | 21 | 398.86
04.05. | 22 | 398.88
04.05. | 23 | 398.68
04.05. | 24 | 398.78
05.05. | 1 | 398.52
05.05. | 2 | 398.18
05.05. | 3 | 398.47
05.05. | 4 | 398.85
05.05. | 5 | 398.89
05.05. | 6 | 398.89
05.05. | 7 | 399
05.05. | 8 | 398.78
05.05. | 9 | 398.82
05.05. | 10 | 398.67
05.05. | 11 | 398.86
05.05. | 12 | 398.7
05.05. | 13 | 398.79
05.05. | 14 | 398
05.05. | 15 | 398.73
05.05. | 16 | 398.85
05.05. | 17 | 398
05.05. | 18 | 398.88
05.05. | 19 | 398.82
05.05. | 20 | 399
05.05. | 21 | 398.85
05.05. | 22 | 398.84
05.05. | 23 | 398.76
05.05. | 24 | 398.84
06.05. | 1 | 399
06.05. | 2 | 398.83
06.05. | 3 | 398
06.05. | 4 | 398.69
06.05. | 5 | 399
06.05. | 6 | 398.78
06.05. | 7 | 398.78
06.05. | 8 | 398
06.05. | 9 | 398.78
06.05. | 10 | 398.8
06.05. | 11 | 200.44
06.05. | 12 | 200.75
06.05. | 13 | 397
06.05. | 14 | 397.64
06.05. | 15 | 397.77
06.05. | 16 | 397.8
06.05. | 17 | 298.65
06.05. | 18 | 299.16
06.05. | 19 | 397.81
06.05. | 20 | 397.87
06.05. | 21 | 397.83
06.05. | 22 | 397.85
06.05. | 23 | 398
06.05. | 24 | 397.85
07.05. | 1 | 398
07.05. | 2 | 397.86
07.05. | 3 | 397.81
07.05. | 4 | 397.87
07.05. | 5 | 398
07.05. | 6 | 397.81
07.05. | 7 | 397.32
07.05. | 8 | 397.29
07.05. | 9 | 397.36
07.05. | 10 | 397
07.05. | 11 | 199.67
07.05. | 12 | 199.7
07.05. | 13 | 397.87
07.05. | 14 | 397.26
07.05. | 15 | 397.8
07.05. | 16 | 397
07.05. | 17 | 298.09
07.05. | 18 | 297.98
07.05. | 19 | 296.65
07.05. | 20 | 296.7
07.05. | 21 | 297.64
07.05. | 22 | 396.86
07.05. | 23 | 396.52
07.05. | 24 | 396.73
08.05. | 1 | 397
08.05. | 2 | 396.58
08.05. | 3 | 396.6
08.05. | 4 | 396.67
08.05. | 5 | 396.65
08.05. | 6 | 396
08.05. | 7 | 396.29
08.05. | 8 | 395.9
08.05. | 9 | 347
08.05. | 10 | 346.17
08.05. | 11 | 334.34
08.05. | 12 | 135.23
08.05. | 13 | 135.71
08.05. | 14 | 135.94
08.05. | 15 | 135.92
08.05. | 16 | 136.12
08.05. | 17 | 136.05
08.05. | 18 | 136.03
08.05. | 19 | 136.29
08.05. | 20 | 143.01
08.05. | 21 | 386.66
08.05. | 22 | 397.68
08.05. | 23 | 397.25
08.05. | 24 | 397.17
09.05. | 1 | 397.33
09.05. | 2 | 397.44
09.05. | 3 | 397.3
09.05. | 4 | 397.27
09.05. | 5 | 397.1
09.05. | 6 | 397.26
09.05. | 7 | 397
09.05. | 8 | 396.74
09.05. | 9 | 396.93
09.05. | 10 | 396.97
09.05. | 11 | 198.44
09.05. | 12 | 199.11
09.05. | 13 | 298.68
09.05. | 14 | 396.86
09.05. | 15 | 298.08
09.05. | 16 | 298.23
09.05. | 17 | 297.64
09.05. | 18 | 298.29
09.05. | 19 | 297.64
09.05. | 20 | 396.9
09.05. | 21 | 397
09.05. | 22 | 396
09.05. | 23 | 396.94
09.05. | 24 | 396.98
10.05. | 1 | 397
10.05. | 2 | 396.88
10.05. | 3 | 396.83
10.05. | 4 | 397
10.05. | 5 | 396.76
10.05. | 6 | 396.87
10.05. | 7 | 397
10.05. | 8 | 396.9
10.05. | 9 | 396.88
10.05. | 10 | 396
10.05. | 11 | 396.81
10.05. | 12 | 396.83
10.05. | 13 | 396
10.05. | 14 | 396.84
10.05. | 15 | 396.74
10.05. | 16 | 396.77
10.05. | 17 | 396.71
10.05. | 18 | 396.86
10.05. | 19 | 396.95
10.05. | 20 | 396.9
10.05. | 21 | 397
10.05. | 22 | 396.95
10.05. | 23 | 396.93
10.05. | 24 | 396.95
11.05. | 1 | 397
11.05. | 2 | 396.91
11.05. | 3 | 397
11.05. | 4 | 396.53
11.05. | 5 | 396.81
11.05. | 6 | 396
11.05. | 7 | 396.85
11.05. | 8 | 396.84
11.05. | 9 | 396.87
11.05. | 10 | 396
11.05. | 11 | 396.88
11.05. | 12 | 396.77
11.05. | 13 | 397
11.05. | 14 | 396.86
11.05. | 15 | 396.91
11.05. | 16 | 397
11.05. | 17 | 396.9
11.05. | 18 | 396.93
11.05. | 19 | 396
11.05. | 20 | 396.98
11.05. | 21 | 396.9
11.05. | 22 | 396.93
11.05. | 23 | 397
11.05. | 24 | 396.84
12.05. | 1 | 397
12.05. | 2 | 396.73
12.05. | 3 | 396.85
12.05. | 4 | 397
12.05. | 5 | 396.72
12.05. | 6 | 396.9
12.05. | 7 | 396
12.05. | 8 | 396
12.05. | 9 | 396
12.05. | 10 | 396
12.05. | 11 | 298.65
12.05. | 12 | 298.65
12.05. | 13 | 396
12.05. | 14 | 396.86
12.05. | 15 | 397
12.05. | 16 | 396.69
12.05. | 17 | 298.2
12.05. | 18 | 396.84
12.05. | 19 | 395.87
12.05. | 20 | 396.93
12.05. | 21 | 396.95
12.05. | 22 | 396.86
12.05. | 23 | 396.8
12.05. | 24 | 396.78
13.05. | 1 | 396
13.05. | 2 | 396.81
13.05. | 3 | 396.85
13.05. | 4 | 396.81
13.05. | 5 | 396
13.05. | 6 | 396.89
13.05. | 7 | 396.86
13.05. | 8 | 396.76
13.05. | 9 | 347.16
13.05. | 10 | 347.17
13.05. | 11 | 119.17
13.05. | 12 | 159.06
13.05. | 13 | 318.04
13.05. | 14 | 318.11
13.05. | 15 | 318.09
13.05. | 16 | 297.69
13.05. | 17 | 119.36
13.05. | 18 | 138.72
13.05. | 19 | 218.67
13.05. | 20 | 233.5
13.05. | 21 | 367.12
13.05. | 22 | 396.63
13.05. | 23 | 396.75
13.05. | 24 | 396.77
14.05. | 1 | 396.82
14.05. | 2 | 396.76
14.05. | 3 | 396.8
14.05. | 4 | 396.7
14.05. | 5 | 396.88
14.05. | 6 | 396.83
14.05. | 7 | 396
14.05. | 8 | 396.76
14.05. | 9 | 396.79
14.05. | 10 | 395.43
14.05. | 11 | 297.53
14.05. | 12 | 297.36
14.05. | 13 | 397.86
14.05. | 14 | 397.88
14.05. | 15 | 397.83
14.05. | 16 | 397.8
14.05. | 17 | 298.17
14.05. | 18 | 297.64
14.05. | 19 | 298.16
14.05. | 20 | 297.65
14.05. | 21 | 297.35
14.05. | 22 | 298.11
14.05. | 23 | 397.52
14.05. | 24 | 397.33
15.05. | 1 | 397.57
15.05. | 2 | 397.52
15.05. | 3 | 397.74
15.05. | 4 | 397.92
15.05. | 5 | 397.69
15.05. | 6 | 397.79
15.05. | 7 | 397.82
15.05. | 8 | 397.78
15.05. | 9 | 397
15.05. | 10 | 249.5
15.05. | 11 | 119.82
15.05. | 12 | 107.92
15.05. | 13 | 107.9
15.05. | 14 | 107.86
15.05. | 15 | 108.48
15.05. | 16 | 107.9
15.05. | 17 | 107.12
15.05. | 18 | 107.46
15.05. | 19 | 107.83
15.05. | 20 | 107.65
15.05. | 21 | 156.74
15.05. | 22 | 186.98
15.05. | 23 | 397.85
15.05. | 24 | 397.87
16.05. | 1 | 397.79
16.05. | 2 | 397.85
16.05. | 3 | 397.78
16.05. | 4 | 397.84
16.05. | 5 | 397.9
16.05. | 6 | 397.69
16.05. | 7 | 397.85
16.05. | 8 | 397.84
16.05. | 9 | 397.77
16.05. | 10 | 397.85
16.05. | 11 | 198.78
16.05. | 12 | 198.77
16.05. | 13 | 397.75
16.05. | 14 | 397.75
16.05. | 15 | 397.79
16.05. | 16 | 397.73
16.05. | 17 | 198.75
16.05. | 18 | 397.95
16.05. | 19 | 397.91
16.05. | 20 | 397.76
16.05. | 21 | 397.74
16.05. | 22 | 397.84
16.05. | 23 | 397.75
16.05. | 24 | 397.83
17.05. | 1 | 397.64
17.05. | 2 | 397.77
17.05. | 3 | 397.89
17.05. | 4 | 397.74
17.05. | 5 | 397.84
17.05. | 6 | 397.78
17.05. | 7 | 397.54
17.05. | 8 | 397.71
17.05. | 9 | 397.81
17.05. | 10 | 397.81
17.05. | 11 | 398.02
17.05. | 12 | 211.87
17.05. | 13 | 396.67
17.05. | 14 | 396.82
17.05. | 15 | 396.73
17.05. | 16 | 396.79
17.05. | 17 | 198.67
17.05. | 18 | 396.92
17.05. | 19 | 396.94
17.05. | 20 | 396.92
17.05. | 21 | 396.95
17.05. | 22 | 396.74
17.05. | 23 | 396.53
17.05. | 24 | 396.66
18.05. | 1 | 396.74
18.05. | 2 | 396.75
18.05. | 3 | 396.83
18.05. | 4 | 396.82
18.05. | 5 | 396.89
18.05. | 6 | 396.7
18.05. | 7 | 396.63
18.05. | 8 | 396.96
18.05. | 9 | 298.23
18.05. | 10 | 298.17
18.05. | 11 | 298.17
18.05. | 12 | 298.09
18.05. | 13 | 298.34
18.05. | 14 | 397
18.05. | 15 | 396.84
18.05. | 16 | 396.63
18.05. | 17 | 298.16
18.05. | 18 | 396.84
18.05. | 19 | 396.4
18.05. | 20 | 396.79
18.05. | 21 | 297.55
18.05. | 22 | 297.61
18.05. | 23 | 396.77
18.05. | 24 | 396.9
19.05. | 1 | 396.88
19.05. | 2 | 396.81
19.05. | 3 | 396.8
19.05. | 4 | 396.84
19.05. | 5 | 396.79
19.05. | 6 | 396.86
19.05. | 7 | 396.81
19.05. | 8 | 396.87
19.05. | 9 | 396.89
19.05. | 10 | 396.76
19.05. | 11 | 362.31
19.05. | 12 | 298.16
19.05. | 13 | 396.83
19.05. | 14 | 398.81
19.05. | 15 | 398.81
19.05. | 16 | 398.81
19.05. | 17 | 300.14
19.05. | 18 | 399.04
19.05. | 19 | 398.87
19.05. | 20 | 398.79
19.05. | 21 | 398.8
19.05. | 22 | 398.84
19.05. | 23 | 398.74
19.05. | 24 | 398.71
20.05. | 1 | 398.64
20.05. | 2 | 398.8
20.05. | 3 | 398.93
20.05. | 4 | 398.83
20.05. | 5 | 398.94
20.05. | 6 | 398.9
20.05. | 7 | 398.95
20.05. | 8 | 398.9
20.05. | 9 | 398.92
20.05. | 10 | 299.95
20.05. | 11 | 300.14
20.05. | 12 | 300.25
20.05. | 13 | 398.87
20.05. | 14 | 398.69
20.05. | 15 | 398.78
20.05. | 16 | 398.61
20.05. | 17 | 299.59
20.05. | 18 | 299.68
20.05. | 19 | 398.83
20.05. | 20 | 398.87
20.05. | 21 | 398.91
20.05. | 22 | 398.85
20.05. | 23 | 398.77
20.05. | 24 | 398.86
21.05. | 1 | 398.81
21.05. | 2 | 398.86
21.05. | 3 | 398.79
21.05. | 4 | 398.61
21.05. | 5 | 398.75
21.05. | 6 | 398.86
21.05. | 7 | 300.25
21.05. | 8 | 300.26
21.05. | 9 | 300.65
21.05. | 10 | 300.08
21.05. | 11 | 199.82
21.05. | 12 | 199.72
21.05. | 13 | 298.65
21.05. | 14 | 396.78
21.05. | 15 | 396.74
21.05. | 16 | 396.83
21.05. | 17 | 199.43
21.05. | 18 | 199.85
21.05. | 19 | 223.08
21.05. | 20 | 298.65
21.05. | 21 | 298.65
21.05. | 22 | 337
21.05. | 23 | 397.69
21.05. | 24 | 397.59
22.05. | 1 | 397.74
22.05. | 2 | 397.73
22.05. | 3 | 397.82
22.05. | 4 | 397.81
22.05. | 5 | 397.83
22.05. | 6 | 397.93
22.05. | 7 | 298.57
22.05. | 8 | 298.64
22.05. | 9 | 298.61
22.05. | 10 | 298.53
22.05. | 11 | 156.95
22.05. | 12 | 156.97
22.05. | 13 | 157.18
22.05. | 14 | 157.15
22.05. | 15 | 156.34
22.05. | 16 | 156.9
22.05. | 17 | 157.06
22.05. | 18 | 156.96
22.05. | 19 | 157
22.05. | 20 | 256.05
22.05. | 21 | 256.06
22.05. | 22 | 256.43
22.05. | 23 | 298.14
22.05. | 24 | 396.76
23.05. | 1 | 396.92
23.05. | 2 | 396.78
23.05. | 3 | 396.82
23.05. | 4 | 396.8
23.05. | 5 | 396.77
23.05. | 6 | 396.82
23.05. | 7 | 396.83
23.05. | 8 | 396.71
23.05. | 9 | 396.31
23.05. | 10 | 396.45
23.05. | 11 | 268.34
23.05. | 12 | 268.42
23.05. | 13 | 396.76
23.05. | 14 | 396
23.05. | 15 | 396.64
23.05. | 16 | 396.82
23.05. | 17 | 297.67
23.05. | 18 | 396.75
23.05. | 19 | 396.95
23.05. | 20 | 397.04
23.05. | 21 | 396.95
23.05. | 22 | 396.8
23.05. | 23 | 396.87
23.05. | 24 | 396.76
24.05. | 1 | 396.6
24.05. | 2 | 396.5
24.05. | 3 | 396.55
24.05. | 4 | 396.76
24.05. | 5 | 396.96
24.05. | 6 | 396.97
24.05. | 7 | 396.91
24.05. | 8 | 396.76
24.05. | 9 | 396.88
24.05. | 10 | 297.63
24.05. | 11 | 297.58
24.05. | 12 | 297.53
24.05. | 13 | 397.82
24.05. | 14 | 397.86
24.05. | 15 | 397.91
24.05. | 16 | 397.89
24.05. | 17 | 298.65
24.05. | 18 | 298.53
24.05. | 19 | 396.78
24.05. | 20 | 397.15
24.05. | 21 | 396.97
24.05. | 22 | 396.78
24.05. | 23 | 396.82
24.05. | 24 | 396.8
25.05. | 1 | 396.82
25.05. | 2 | 396.84
25.05. | 3 | 396.83
25.05. | 4 | 396.87
25.05. | 5 | 396.81
25.05. | 6 | 396.73
25.05. | 7 | 396.85
25.05. | 8 | 396.83
25.05. | 9 | 396.89
25.05. | 10 | 297.52
25.05. | 11 | 297.36
25.05. | 12 | 297.57
25.05. | 13 | 396.81
25.05. | 14 | 396.91
25.05. | 15 | 396.89
25.05. | 16 | 298.26
25.05. | 17 | 297.64
25.05. | 18 | 396.86
25.05. | 19 | 396.86
25.05. | 20 | 397
25.05. | 21 | 395.87
25.05. | 22 | 396.86
25.05. | 23 | 396
25.05. | 24 | 396
26.05. | 1 | 396
26.05. | 2 | 396
26.05. | 3 | 396
26.05. | 4 | -1.01
26.05. | 5 | -1
26.05. | 6 | 73.17
26.05. | 7 | 74.16
26.05. | 8 | 73.17
26.05. | 9 | 74.16
26.05. | 10 | 73.17
26.05. | 11 | 73.17
26.05. | 12 | 74.16
26.05. | 13 | 74.16
26.05. | 14 | 73.17
26.05. | 15 | 74.16
26.05. | 16 | 73.17
26.05. | 17 | 73.43
26.05. | 18 | 73.31
26.05. | 19 | 73.56
26.05. | 20 | 73.48
26.05. | 21 | 73.56
26.05. | 22 | 74.16
26.05. | 23 | 73.42
26.05. | 24 | 73.33
27.05. | 1 | 73.41
27.05. | 2 | 73.38
27.05. | 3 | 73.33
27.05. | 4 | 73.29
27.05. | 5 | 72.87
27.05. | 6 | 494.81
27.05. | 7 | 495.06
27.05. | 8 | 495.11
27.05. | 9 | 495.13
27.05. | 10 | 495.23
27.05. | 11 | 495.21
27.05. | 12 | 495.27
27.05. | 13 | 495.1
27.05. | 14 | 495.15
27.05. | 15 | 495.14
27.05. | 16 | 495.15
27.05. | 17 | 495.15
27.05. | 18 | 495.07
27.05. | 19 | 495.18
27.05. | 20 | 495.11
27.05. | 21 | 495.2
27.05. | 22 | 495.12
27.05. | 23 | 495.17
27.05. | 24 | 495.16
28.05. | 1 | 495.15
28.05. | 2 | 495.13
28.05. | 3 | 495.06
28.05. | 4 | 495.2
28.05. | 5 | 494.99
28.05. | 6 | 495.23
28.05. | 7 | 495.19
28.05. | 8 | 446.09
28.05. | 9 | 446.1
28.05. | 10 | 495.3
28.05. | 11 | 446.04
28.05. | 12 | 416.45
28.05. | 13 | 446.01
28.05. | 14 | 494.97
28.05. | 15 | 494.9
28.05. | 16 | 494.99
28.05. | 17 | 416.47
28.05. | 18 | 416.53
28.05. | 19 | 446.19
28.05. | 20 | 446.09
28.05. | 21 | 446.01
28.05. | 22 | 446.09
28.05. | 23 | 445.96
28.05. | 24 | 495.18
29.05. | 1 | 495.05
29.05. | 2 | 495.14
29.05. | 3 | 495.04
29.05. | 4 | 416.42
29.05. | 5 | 445.93
29.05. | 6 | 465.7
29.05. | 7 | 465.81
29.05. | 8 | 465.75
29.05. | 9 | 376
29.05. | 10 | 375.92
29.05. | 11 | 344.31
29.05. | 12 | 344.25
29.05. | 13 | 384.91
29.05. | 14 | 384.99
29.05. | 15 | 385.09
29.05. | 16 | 329.84
29.05. | 17 | 345.14
29.05. | 18 | 385.97
29.05. | 19 | 385.72
29.05. | 20 | 385.91
29.05. | 21 | 386.04
29.05. | 22 | 416.55
29.05. | 23 | 416.5
29.05. | 24 | 496.13
30.05. | 1 | 496.02
30.05. | 2 | 496.15
30.05. | 3 | 465.76
30.05. | 4 | 416.55
30.05. | 5 | 446.09
30.05. | 6 | 465.78
30.05. | 7 | 465.74
30.05. | 8 | 317.97
30.05. | 9 | 277.43
30.05. | 10 | 277.23
30.05. | 11 | 277.22
30.05. | 12 | 277.43
30.05. | 13 | 446.1
30.05. | 14 | 495.2
30.05. | 15 | 495.19
30.05. | 16 | 456.03
30.05. | 17 | 327.52
30.05. | 18 | 327.47
30.05. | 19 | 494.83
30.05. | 20 | 494.84
30.05. | 21 | 494.85
30.05. | 22 | 495.06
30.05. | 23 | 494.54
30.05. | 24 | 494.28
31.05. | 1 | 494.61
31.05. | 2 | 494.91
31.05. | 3 | 0
31.05. | 4 | 144.96
31.05. | 5 | 495.41
31.05. | 6 | 416.6
31.05. | 7 | 416.53
31.05. | 8 | 416.66
31.05. | 9 | 416.56
31.05. | 10 | 416.54
31.05. | 11 | 416.53
31.05. | 12 | 416.62
31.05. | 13 | 446.1
31.05. | 14 | 495.43
31.05. | 15 | 446.03
31.05. | 16 | 446.16
31.05. | 17 | 445.98
31.05. | 18 | 446.16
31.05. | 19 | 446.02
31.05. | 20 | 446.12
31.05. | 21 | 446.1
31.05. | 22 | 445.84
31.05. | 23 | 445.74
31.05. | 24 | 495.13
01.06. | 1 | 495.13
01.06. | 2 | 495.16
01.06. | 3 | 445.71
01.06. | 4 | 446
01.06. | 5 | 446.07
01.06. | 6 | 495.2
01.06. | 7 | 318.4
01.06. | 8 | 318.35
01.06. | 9 | 318.44
01.06. | 10 | 318.56
01.06. | 11 | 318.32
01.06. | 12 | 318.47
01.06. | 13 | 496.29
01.06. | 14 | 496.2
01.06. | 15 | 446.15
01.06. | 16 | 495
01.06. | 17 | 416.61
01.06. | 18 | 495.12
01.06. | 19 | 495.15
01.06. | 20 | 446.2
01.06. | 21 | 446.16
01.06. | 22 | 448.08
01.06. | 23 | 497.24
01.06. | 24 | 497.09
02.06. | 1 | 497
02.06. | 2 | 497.07
02.06. | 3 | 496.95
02.06. | 4 | 497.26
02.06. | 5 | 497.27
02.06. | 6 | 497.33
02.06. | 7 | 497.48
02.06. | 8 | 497.31
02.06. | 9 | 497.33
02.06. | 10 | 497.13
02.06. | 11 | 320.01
02.06. | 12 | 319.95
02.06. | 13 | 496.1
02.06. | 14 | 496
02.06. | 15 | 496.09
02.06. | 16 | 496.22
02.06. | 17 | 466.78
02.06. | 18 | 496.24
02.06. | 19 | 496.25
02.06. | 20 | 496.26
02.06. | 21 | 496.07
02.06. | 22 | 496.23
02.06. | 23 | -1.3
02.06. | 24 | 270.72
03.06. | 1 | 497.09
03.06. | 2 | 497.05
03.06. | 3 | 497.24
03.06. | 4 | 497.2
03.06. | 5 | 497.07
03.06. | 6 | 497.14
03.06. | 7 | 497.25
03.06. | 8 | 497.21
03.06. | 9 | 497.27
03.06. | 10 | 497.16
03.06. | 11 | 418.42
03.06. | 12 | 466.6
03.06. | 13 | 497.21
03.06. | 14 | 497.43
03.06. | 15 | 497.07
03.06. | 16 | 496.84
03.06. | 17 | 418.43
03.06. | 18 | 467.62
03.06. | 19 | 496.84
03.06. | 20 | 497.03
03.06. | 21 | 497.22
03.06. | 22 | 496.59
03.06. | 23 | 497.09
03.06. | 24 | 496.91
04.06. | 1 | 497.33
04.06. | 2 | 497.13
04.06. | 3 | 497.26
04.06. | 4 | 497.15
04.06. | 5 | 497.1
04.06. | 6 | 448.13
04.06. | 7 | 448
04.06. | 8 | 448.05
04.06. | 9 | 448
04.06. | 10 | 349.77
04.06. | 11 | 270.19
04.06. | 12 | 270.36
04.06. | 13 | 299.67
04.06. | 14 | 349.38
04.06. | 15 | 349.22
04.06. | 16 | 349.77
04.06. | 17 | 270.6
04.06. | 18 | 277.37
04.06. | 19 | 348.83
04.06. | 20 | 348.76
04.06. | 21 | 349.37
04.06. | 22 | 349.31
04.06. | 23 | 447
04.06. | 24 | 447.93
05.06. | 1 | 448.06
05.06. | 2 | 448.04
05.06. | 3 | 448.12
05.06. | 4 | 448.14
05.06. | 5 | 448.07
05.06. | 6 | 325.39
05.06. | 7 | 324.71
05.06. | 8 | 309.53
05.06. | 9 | 271.38
05.06. | 10 | 271.59
05.06. | 11 | 159.89
05.06. | 12 | 160.05
05.06. | 13 | 200.44
05.06. | 14 | 248.49
05.06. | 15 | 248.47
05.06. | 16 | 248
05.06. | 17 | 159.01
05.06. | 18 | 198.96
05.06. | 19 | 198.44
05.06. | 20 | 241.53
05.06. | 21 | 248.42
05.06. | 22 | 248.61
05.06. | 23 | 310
05.06. | 24 | 309.94
06.06. | 1 | 323.16
06.06. | 2 | 323
06.06. | 3 | 323
06.06. | 4 | 310.05
06.06. | 5 | 310.68
06.06. | 6 | 334.39
06.06. | 7 | 333.72
06.06. | 8 | 334.39
06.06. | 9 | 334.73
06.06. | 10 | 334.21
06.06. | 11 | 264.31
06.06. | 12 | 304.65
06.06. | 13 | 433.25
06.06. | 14 | 446.06
06.06. | 15 | 445.96
06.06. | 16 | 446.05
06.06. | 17 | 446.14
06.06. | 18 | 446
06.06. | 19 | 445
06.06. | 20 | 446.04
06.06. | 21 | 446.09
06.06. | 22 | 446.07
06.06. | 23 | 446
06.06. | 24 | 446.01
07.06. | 1 | 446
07.06. | 2 | 495.11
07.06. | 3 | 446.02
07.06. | 4 | 446
07.06. | 5 | 445.92
07.06. | 6 | 445
07.06. | 7 | 446.18
07.06. | 8 | 446.16
07.06. | 9 | 445
07.06. | 10 | 446.1
07.06. | 11 | 416.48
07.06. | 12 | 416.61
07.06. | 13 | 495.31
07.06. | 14 | 494
07.06. | 15 | 495.14
07.06. | 16 | 492.52
07.06. | 17 | 496
07.06. | 18 | 448
07.06. | 19 | 448
07.06. | 20 | 462
07.06. | 21 | 496
07.06. | 22 | 478
07.06. | 23 | 478
07.06. | 24 | 477
08.06. | 1 | 495
08.06. | 2 | 495
08.06. | 3 | 483
08.06. | 4 | 495
08.06. | 5 | 446
08.06. | 6 | 448
08.06. | 7 | 447
08.06. | 8 | 448
08.06. | 9 | 376
08.06. | 10 | 376
08.06. | 11 | 376
08.06. | 12 | 437
08.06. | 13 | 447
08.06. | 14 | 447
08.06. | 15 | 447
08.06. | 16 | 447
08.06. | 17 | 447
08.06. | 18 | 446
08.06. | 19 | 446
08.06. | 20 | 446
08.06. | 21 | 446
08.06. | 22 | 447
08.06. | 23 | 446
08.06. | 24 | 446
09.06. | 1 | 447
09.06. | 2 | 495
09.06. | 3 | 445
09.06. | 4 | 445
09.06. | 5 | 446
09.06. | 6 | 445
09.06. | 7 | 445
09.06. | 8 | 445
09.06. | 9 | 445
09.06. | 10 | 445
09.06. | 11 | 321
09.06. | 12 | 372
09.06. | 13 | 397
09.06. | 14 | 300
09.06. | 15 | 300.21
09.06. | 16 | 300
09.06. | 17 | 300.13
09.06. | 18 | 300.19
09.06. | 19 | 299.91
09.06. | 20 | 299.75
09.06. | 21 | 299.26
09.06. | 22 | 299.73
09.06. | 23 | 300.07
09.06. | 24 | 300.09
10.06. | 1 | 299.97
10.06. | 2 | 300.04
10.06. | 3 | 300.13
10.06. | 4 | 300.11
10.06. | 5 | 300
10.06. | 6 | 447.83
10.06. | 7 | 447.9
10.06. | 8 | 306
10.06. | 9 | 70.49
10.06. | 10 | 71
10.06. | 11 | 318.92
10.06. | 12 | 319.25
10.06. | 13 | 301.03
10.06. | 14 | 301.27
10.06. | 15 | 301.15
10.06. | 16 | 301.2
10.06. | 17 | 301.11
10.06. | 18 | 301.4
10.06. | 19 | 301.18
10.06. | 20 | 301.25
10.06. | 21 | 301.17
10.06. | 22 | 301.3
10.06. | 23 | 301.1
10.06. | 24 | 305.3
11.06. | 1 | 447.97
11.06. | 2 | 447.84
11.06. | 3 | 447.99
11.06. | 4 | 447.81
11.06. | 5 | 447.91
11.06. | 6 | 423.38
11.06. | 7 | 423.44
11.06. | 8 | 324
11.06. | 9 | 324
11.06. | 10 | 325
11.06. | 11 | 245
11.06. | 12 | 245.67
11.06. | 13 | 225
11.06. | 14 | 275
11.06. | 15 | 276
11.06. | 16 | 275.47
11.06. | 17 | 245.66
11.06. | 18 | 245.66
11.06. | 19 | 275.37
11.06. | 20 | 275.56
11.06. | 21 | 325.04
11.06. | 22 | 324.99
11.06. | 23 | 423.38
11.06. | 24 | 423.45
12.06. | 1 | 423.5
12.06. | 2 | 423.29
12.06. | 3 | 423.34
12.06. | 4 | 421.03
12.06. | 5 | 324.4
12.06. | 6 | 324.42
12.06. | 7 | 324.52
12.06. | 8 | 262.52
12.06. | 9 | 221.6
12.06. | 10 | 221.48
12.06. | 11 | 159.94
12.06. | 12 | 159.99
12.06. | 13 | 160.01
12.06. | 14 | 159.79
12.06. | 15 | 159
12.06. | 16 | 160
12.06. | 17 | 160.13
12.06. | 18 | 160.01
12.06. | 19 | 159.17
12.06. | 20 | 159.65
12.06. | 21 | 209.56
12.06. | 22 | 241.55
12.06. | 23 | 312.07
12.06. | 24 | 311.96
13.06. | 1 | 325.06
13.06. | 2 | 325.06
13.06. | 3 | 325.01
13.06. | 4 | 262.28
13.06. | 5 | 361.18
13.06. | 6 | 311.47
13.06. | 7 | 311.4
13.06. | 8 | 262.34
13.06. | 9 | 262.33
13.06. | 10 | 262.39
13.06. | 11 | 232.45
13.06. | 12 | 232.48
13.06. | 13 | 434.85
13.06. | 14 | 447.91
13.06. | 15 | 448.01
13.06. | 16 | 448.05
13.06. | 17 | 448.07
13.06. | 18 | 447.86
13.06. | 19 | 447.94
13.06. | 20 | 448.07
13.06. | 21 | 448.26
13.06. | 22 | 448.21
13.06. | 23 | 448.13
13.06. | 24 | 447.83
14.06. | 1 | 447.9
14.06. | 2 | 447.5
14.06. | 3 | 447.72
14.06. | 4 | 447.45
14.06. | 5 | 471.89
14.06. | 6 | 423.09
14.06. | 7 | 275.36
14.06. | 8 | 324.99
14.06. | 9 | 325.04
14.06. | 10 | 304.79
14.06. | 11 | 245.53
14.06. | 12 | 255.48
14.06. | 13 | 446.12
14.06. | 14 | 446.05
14.06. | 15 | 446
14.06. | 16 | 446.02
14.06. | 17 | 269.4
14.06. | 18 | 446.06
14.06. | 19 | 445.92
14.06. | 20 | 445.94
14.06. | 21 | 446.07
14.06. | 22 | 445.72
14.06. | 23 | 445.74
14.06. | 24 | 445.99
15.06. | 1 | 446.05
15.06. | 2 | 445.94
15.06. | 3 | 446.01
15.06. | 4 | 361.71
15.06. | 5 | 466.32
15.06. | 6 | 421.36
15.06. | 7 | 421.52
15.06. | 8 | 421.4
15.06. | 9 | 352.26
15.06. | 10 | 351.8
15.06. | 11 | 391.42
15.06. | 12 | 342.01
15.06. | 13 | 447.09
15.06. | 14 | 447.02
15.06. | 15 | 446
15.06. | 16 | 442
15.06. | 17 | 377.9
15.06. | 18 | 446.95
15.06. | 19 | 447.32
15.06. | 20 | 446
15.06. | 21 | 447.04
15.06. | 22 | 447
15.06. | 23 | 446.95
15.06. | 24 | 446.93
16.06. | 1 | 446.88
16.06. | 2 | 446.89
16.06. | 3 | 447.01
16.06. | 4 | 447.02
16.06. | 5 | 422.47
16.06. | 6 | 303.47
16.06. | 7 | 303.5
16.06. | 8 | 254.3
16.06. | 9 | 254.32
16.06. | 10 | 254.38
16.06. | 11 | 244.48
16.06. | 12 | 244.49
16.06. | 13 | 300.32
16.06. | 14 | 349.27
16.06. | 15 | 349.36
16.06. | 16 | 349.25
16.06. | 17 | 298.34
16.06. | 18 | 348.86
16.06. | 19 | 447.36
16.06. | 20 | 447.43
16.06. | 21 | 447.48
16.06. | 22 | 447.72
16.06. | 23 | 356.57
16.06. | 24 | 447.78
17.06. | 1 | 447.86
17.06. | 2 | 447.93
17.06. | 3 | 447.93
17.06. | 4 | 280.19
17.06. | 5 | 423.44
17.06. | 6 | 423.43
17.06. | 7 | 255.5
17.06. | 8 | 255.49
17.06. | 9 | 255.46
17.06. | 10 | 245
17.06. | 11 | 245
17.06. | 12 | 253
17.06. | 13 | 348
17.06. | 14 | 285
17.06. | 15 | 300
17.06. | 16 | 299.84
17.06. | 17 | 270.38
17.06. | 18 | 279.44
17.06. | 19 | 300.26
17.06. | 20 | 299.88
17.06. | 21 | 446.25
17.06. | 22 | 446.03
17.06. | 23 | 446.61
17.06. | 24 | 446.93
18.06. | 1 | 446.93
18.06. | 2 | 447.03
18.06. | 3 | 447.01
18.06. | 4 | 349.12
18.06. | 5 | 423.34
18.06. | 6 | 374.13
18.06. | 7 | 374.15
18.06. | 8 | 275.43
18.06. | 9 | 281.27
18.06. | 10 | 263.4
18.06. | 11 | 204.65
18.06. | 12 | 204.78
18.06. | 13 | 284.23
18.06. | 14 | 284.44
18.06. | 15 | 233
18.06. | 16 | 233.71
18.06. | 17 | 204.8
18.06. | 18 | 214.72
18.06. | 19 | 234.74
18.06. | 20 | 235
18.06. | 21 | 234.67
18.06. | 22 | 284.4
18.06. | 23 | 324.86
18.06. | 24 | 423.41
19.06. | 1 | 423.33
19.06. | 2 | 423.4
19.06. | 3 | 423.22
19.06. | 4 | 423.36
19.06. | 5 | 423.36
19.06. | 6 | 361.13
19.06. | 7 | 262.44
19.06. | 8 | 247.84
19.06. | 9 | 222.62
19.06. | 10 | 222.63
19.06. | 11 | 160.1
19.06. | 12 | 160.05
19.06. | 13 | 159.93
19.06. | 14 | 160.02
19.06. | 15 | 160.08
19.06. | 16 | 160.07
19.06. | 17 | 160.01
19.06. | 18 | 160.12
19.06. | 19 | 159.76
19.06. | 20 | 159.83
19.06. | 21 | 160.12
19.06. | 22 | 200.95
19.06. | 23 | 242.56
19.06. | 24 | 410.65
20.06. | 1 | 409
20.06. | 2 | 409
20.06. | 3 | 377.34
20.06. | 4 | 311
20.06. | 5 | 311
20.06. | 6 | 261.82
20.06. | 7 | 261.86
20.06. | 8 | 261.91
20.06. | 9 | 200.19
20.06. | 10 | 200.2
20.06. | 11 | 159.33
20.06. | 12 | 159.35
20.06. | 13 | 295.6
20.06. | 14 | 295.61
20.06. | 15 | 295.64
20.06. | 16 | 295.7
20.06. | 17 | 195.26
20.06. | 18 | 245.05
20.06. | 19 | 294.42
20.06. | 20 | 294.58
20.06. | 21 | 395.23
20.06. | 22 | 435.53
20.06. | 23 | 435.48
20.06. | 24 | 435.45
21.06. | 1 | 435.81
21.06. | 2 | 435.57
21.06. | 3 | 434.97
21.06. | 4 | 335.69
21.06. | 5 | 310.7
21.06. | 6 | 291.6
21.06. | 7 | 291.95
21.06. | 8 | 281.98
21.06. | 9 | 250.82
21.06. | 10 | 251
21.06. | 11 | 207.9
21.06. | 12 | 159.29
21.06. | 13 | 265.85
21.06. | 14 | 265.7
21.06. | 15 | 214.81
21.06. | 16 | 214.77
21.06. | 17 | 185
21.06. | 18 | 185.26
21.06. | 19 | 185.29
21.06. | 20 | 234.96
21.06. | 21 | 235.12
21.06. | 22 | 284.88
21.06. | 23 | 414.74
21.06. | 24 | 414
22.06. | 1 | 414
22.06. | 2 | 315
22.06. | 3 | 317
22.06. | 4 | 291
22.06. | 5 | 252
22.06. | 6 | 159
22.06. | 7 | 159
22.06. | 8 | 159
22.06. | 9 | 159
22.06. | 10 | 159
22.06. | 11 | 160
22.06. | 12 | 161
22.06. | 13 | 160
22.06. | 14 | 160
22.06. | 15 | 160
22.06. | 16 | 160
22.06. | 17 | 160
22.06. | 18 | 160
22.06. | 19 | 160
22.06. | 20 | 160
22.06. | 21 | 160
22.06. | 22 | 160
22.06. | 23 | 202
22.06. | 24 | 252
23.06. | 1 | 251
23.06. | 2 | 221
23.06. | 3 | 218.99
23.06. | 4 | 160.28
23.06. | 5 | 202.19
23.06. | 6 | 242.88
23.06. | 7 | 201.16
23.06. | 8 | 200.99
23.06. | 9 | -2.25
23.06. | 10 | -2.22
23.06. | 11 | 201.43
23.06. | 12 | 160
23.06. | 13 | 160.51
23.06. | 14 | 201.16
23.06. | 15 | 201.14
23.06. | 16 | 201.1
23.06. | 17 | 201.12
23.06. | 18 | 160.12
23.06. | 19 | 200.94
23.06. | 20 | 200.81
23.06. | 21 | 210.62
23.06. | 22 | 210.92
23.06. | 23 | 260.86
23.06. | 24 | 292.72
24.06. | 1 | 292.54
24.06. | 2 | 292.74
24.06. | 3 | 259.9
24.06. | 4 | 259.49
24.06. | 5 | 242.91
24.06. | 6 | 290.55
24.06. | 7 | 209.14
24.06. | 8 | 201.23
24.06. | 9 | 201.43
24.06. | 10 | 201.14
24.06. | 11 | 201.23
24.06. | 12 | 200.54
24.06. | 13 | 160.32
24.06. | 14 | 200.16
24.06. | 15 | 200.21
24.06. | 16 | 200.25
24.06. | 17 | 164
24.06. | 18 | 158.7
24.06. | 19 | 199.95
24.06. | 20 | 200.16
24.06. | 21 | 236.68
24.06. | 22 | 259.74
24.06. | 23 | 259.59
24.06. | 24 | 290.54
25.06. | 1 | 290.53
25.06. | 2 | 290.65
25.06. | 3 | 260
25.06. | 4 | -1
25.06. | 5 | -1
25.06. | 6 | -1.66
25.06. | 7 | 496
25.06. | 8 | 496
25.06. | 9 | 496.94
25.06. | 10 | 496.96
25.06. | 11 | 497.04
25.06. | 12 | 497
25.06. | 13 | 496.87
25.06. | 14 | 496.82
25.06. | 15 | 495
25.06. | 16 | 496.7
25.06. | 17 | 497
25.06. | 18 | 497.17
25.06. | 19 | 497.31
25.06. | 20 | 418
25.06. | 21 | 418
25.06. | 22 | 477.2
25.06. | 23 | 497
25.06. | 24 | 496.97
26.06. | 1 | 496.98
26.06. | 2 | 496
26.06. | 3 | 496.87
26.06. | 4 | 496.96
26.06. | 5 | 496
26.06. | 6 | 496.93
26.06. | 7 | 497.13
26.06. | 8 | 497
26.06. | 9 | 496.9
26.06. | 10 | 398.58
26.06. | 11 | 418
26.06. | 12 | 418.23
26.06. | 13 | 437.79
26.06. | 14 | 496
26.06. | 15 | 496.71
26.06. | 16 | 497.03
26.06. | 17 | 496.96
26.06. | 18 | 531
26.06. | 19 | 641.48
26.06. | 20 | 670
26.06. | 21 | 689.96
26.06. | 22 | 690.23
26.06. | 23 | 690
26.06. | 24 | 690.33
27.06. | 1 | 690.11
27.06. | 2 | 690.05
27.06. | 3 | 689
27.06. | 4 | 678.36
27.06. | 5 | 593.01
27.06. | 6 | 688
27.06. | 7 | 690.04
27.06. | 8 | 689
27.06. | 9 | 689.99
27.06. | 10 | 535.01
27.06. | 11 | 535
27.06. | 12 | 524.92
27.06. | 13 | 524.27
27.06. | 14 | 680
27.06. | 15 | 691.3
27.06. | 16 | 690.25
27.06. | 17 | 593
27.06. | 18 | 346.15
27.06. | 19 | 346.12
27.06. | 20 | 346
27.06. | 21 | 593
27.06. | 22 | 391.14
27.06. | 23 | 661
27.06. | 24 | 691.5
28.06. | 1 | 691.21
28.06. | 2 | 691
28.06. | 3 | 691.48
28.06. | 4 | 691.85
28.06. | 5 | 690
28.06. | 6 | 692.19
28.06. | 7 | 594.53
28.06. | 8 | 594
28.06. | 9 | 594
28.06. | 10 | 594
28.06. | 11 | 594
28.06. | 12 | 536.92
28.06. | 13 | 526
28.06. | 14 | 592.57
28.06. | 15 | 690.07
28.06. | 16 | 690
28.06. | 17 | 670.23
28.06. | 18 | 523.84
28.06. | 19 | 248.43
28.06. | 20 | 592
28.06. | 21 | 612.13
28.06. | 22 | 676.39
28.06. | 23 | 689
28.06. | 24 | 689.59
29.06. | 1 | 689.64
29.06. | 2 | 698
29.06. | 3 | 689.23
29.06. | 4 | 689.3
29.06. | 5 | 594.9
29.06. | 6 | 690.8
29.06. | 7 | 632
29.06. | 8 | 632.74
29.06. | 9 | 633.69
29.06. | 10 | 633
29.06. | 11 | 537.2
29.06. | 12 | 536.89
29.06. | 13 | 537
29.06. | 14 | 668.07
29.06. | 15 | 669.51
29.06. | 16 | 610
29.06. | 17 | 611.68
29.06. | 18 | 601.65
29.06. | 19 | 513.44
29.06. | 20 | -1.7
29.06. | 21 | 604.47
29.06. | 22 | 633.58
29.06. | 23 | 690.09
29.06. | 24 | 689.86
30.06. | 1 | 689.56
30.06. | 2 | 631.9
30.06. | 3 | 689.51
30.06. | 4 | 592.84
30.06. | 5 | 689.97
30.06. | 6 | 607.84
30.06. | 7 | 602.95
30.06. | 8 | 593.07
30.06. | 9 | 494.84
30.06. | 10 | 494.26
30.06. | 11 | 494.75
30.06. | 12 | 413.5
30.06. | 13 | 413.55
30.06. | 14 | 413.54
30.06. | 15 | 413.43
30.06. | 16 | 413.14
30.06. | 17 | 413.34
30.06. | 18 | 413.16
30.06. | 19 | 297.46
30.06. | 20 | 414.29
30.06. | 21 | 413.97
30.06. | 22 | 495.02
30.06. | 23 | 554.29
30.06. | 24 | 659.17
01.07. | 1 | 659.12
01.07. | 2 | 668.19
01.07. | 3 | 665.8
01.07. | 4 | 657.83
01.07. | 5 | 658.08
01.07. | 6 | 683.43
01.07. | 7 | 648.32
01.07. | 8 | 648.32
01.07. | 9 | 550.86
01.07. | 10 | 544.91
01.07. | 11 | 486.08
01.07. | 12 | 486.37
01.07. | 13 | 561.75
01.07. | 14 | 681.33
01.07. | 15 | 691.54
01.07. | 16 | 691.95
01.07. | 17 | 594
01.07. | 18 | 600
01.07. | 19 | 690
01.07. | 20 | 691.43
01.07. | 21 | 691.07
01.07. | 22 | 691.85
01.07. | 23 | 691.67
01.07. | 24 | 691.63
02.07. | 1 | 398.52
02.07. | 2 | 398
02.07. | 3 | 398.53
02.07. | 4 | 398.62
02.07. | 5 | 398.63
02.07. | 6 | 398.62
02.07. | 7 | 398.56
02.07. | 8 | 398.52
02.07. | 9 | 398.54
02.07. | 10 | 398.23
02.07. | 11 | 398.3
02.07. | 12 | 501.7
02.07. | 13 | 668.43
02.07. | 14 | 690.95
02.07. | 15 | 691.1
02.07. | 16 | 690.75
02.07. | 17 | 526.21
02.07. | 18 | 690.8
02.07. | 19 | 691.31
02.07. | 20 | 690.71
02.07. | 21 | 690.49
02.07. | 22 | 691.13
02.07. | 23 | 543.95
02.07. | 24 | 544.03
03.07. | 1 | 543.89
03.07. | 2 | 543.96
03.07. | 3 | 626.67
03.07. | 4 | 689.46
03.07. | 5 | 690.18
03.07. | 6 | 690.39
03.07. | 7 | 666.16
03.07. | 8 | 665.96
03.07. | 9 | 666.16
03.07. | 10 | 607.67
03.07. | 11 | 607.34
03.07. | 12 | 499.4
03.07. | 13 | 665.94
03.07. | 14 | 689.54
03.07. | 15 | 689.46
03.07. | 16 | 689.85
03.07. | 17 | 524.14
03.07. | 18 | 534.14
03.07. | 19 | 689.86
03.07. | 20 | 690.08
03.07. | 21 | 690.31
03.07. | 22 | 690.29
03.07. | 23 | 690.06
03.07. | 24 | 690.27
04.07. | 1 | 689.44
04.07. | 2 | 689.48
04.07. | 3 | 689.65
04.07. | 4 | 689.86
04.07. | 5 | 689.87
04.07. | 6 | 689.87
04.07. | 7 | 665.62
04.07. | 8 | 607.69
04.07. | 9 | 666.71
04.07. | 10 | 665.7
04.07. | 11 | 500.49
04.07. | 12 | 500.08
04.07. | 13 | 666.45
04.07. | 14 | 690.5
04.07. | 15 | 690.99
04.07. | 16 | 676.87
04.07. | 17 | 593.58
04.07. | 18 | 593.8
04.07. | 19 | 691
04.07. | 20 | 690.61
04.07. | 21 | 690.78
04.07. | 22 | 691.09
04.07. | 23 | 691.08
04.07. | 24 | 690.76
05.07. | 1 | 690.33
05.07. | 2 | 691.08
05.07. | 3 | 690.87
05.07. | 4 | 593.91
05.07. | 5 | 690.99
05.07. | 6 | 691.04
05.07. | 7 | 667.01
05.07. | 8 | 666.92
05.07. | 9 | 667.14
05.07. | 10 | 510.46
05.07. | 11 | 510.22
05.07. | 12 | 498.39
05.07. | 13 | 666.21
05.07. | 14 | 690.24
05.07. | 15 | 690.59
05.07. | 16 | 690.72
05.07. | 17 | 525.27
05.07. | 18 | 535.07
05.07. | 19 | 593.78
05.07. | 20 | 593.62
05.07. | 21 | 592
05.07. | 22 | 593
05.07. | 23 | 690
05.07. | 24 | 690
06.07. | 1 | 691.2
06.07. | 2 | 691.01
06.07. | 3 | 593.64
06.07. | 4 | 534.97
06.07. | 5 | 690.89
06.07. | 6 | 656.45
06.07. | 7 | 597.81
06.07. | 8 | 588.32
06.07. | 9 | 592.98
06.07. | 10 | 592.94
06.07. | 11 | 484.24
06.07. | 12 | 484.18
06.07. | 13 | 655.66
06.07. | 14 | 655
06.07. | 15 | 655
06.07. | 16 | 520
06.07. | 17 | 550
06.07. | 18 | 485.26
06.07. | 19 | 655.28
06.07. | 20 | 655.02
06.07. | 21 | 494.78
06.07. | 22 | 494.69
06.07. | 23 | 499.51
06.07. | 24 | 597.68
07.07. | 1 | 655.51
07.07. | 2 | 655.34
07.07. | 3 | 499.63
07.07. | 4 | 499.59
07.07. | 5 | 655.14
07.07. | 6 | 655.11
07.07. | 7 | 655.01
07.07. | 8 | 655
07.07. | 9 | 593
07.07. | 10 | 592
07.07. | 11 | 483
07.07. | 12 | 363
07.07. | 13 | 363
07.07. | 14 | 259
07.07. | 15 | -1.32
07.07. | 16 | 400.49
07.07. | 17 | 366.21
07.07. | 18 | 365.84
07.07. | 19 | 366.06
07.07. | 20 | 388.82
07.07. | 21 | 388.84
07.07. | 22 | 550.59
07.07. | 23 | 658.58
07.07. | 24 | 657.9
08.07. | 1 | 658.01
08.07. | 2 | 560.75
08.07. | 3 | 657.24
08.07. | 4 | 585.26
08.07. | 5 | 501.54
08.07. | 6 | 490.23
08.07. | 7 | 490.25
08.07. | 8 | 485.41
08.07. | 9 | 438.07
08.07. | 10 | 438.1
08.07. | 11 | 682.61
08.07. | 12 | 682.09
08.07. | 13 | 689.79
08.07. | 14 | 689.97
08.07. | 15 | 524.6
08.07. | 16 | 690.47
08.07. | 17 | 690.4
08.07. | 18 | 689.69
08.07. | 19 | 690.25
08.07. | 20 | 689.89
08.07. | 21 | 689.96
08.07. | 22 | 689.58
08.07. | 23 | 690.13
08.07. | 24 | 690.04
09.07. | 1 | 689.95
09.07. | 2 | 690.15
09.07. | 3 | 690.28
09.07. | 4 | 690.12
09.07. | 5 | 668.36
09.07. | 6 | 668.2
09.07. | 7 | 668.21
09.07. | 8 | 657.63
09.07. | 9 | 559.51
09.07. | 10 | 562.19
09.07. | 11 | 690.16
09.07. | 12 | 690
09.07. | 13 | 689.54
09.07. | 14 | 689.57
09.07. | 15 | 679.39
09.07. | 16 | 690.83
09.07. | 17 | 690.7
09.07. | 18 | 690.8
09.07. | 19 | 691.16
09.07. | 20 | 690.76
09.07. | 21 | 691.32
09.07. | 22 | 691.06
09.07. | 23 | 691.16
09.07. | 24 | 691.2
10.07. | 1 | 690.78
10.07. | 2 | 690.61
10.07. | 3 | 690
10.07. | 4 | 665
10.07. | 5 | 665
10.07. | 6 | 665
10.07. | 7 | 665
10.07. | 8 | 600
10.07. | 9 | 447
10.07. | 10 | 376
10.07. | 11 | 306
10.07. | 12 | 298.05
10.07. | 13 | 298.14
10.07. | 14 | 298.36
10.07. | 15 | 298.04
10.07. | 16 | 278.38
10.07. | 17 | 298
10.07. | 18 | 298
10.07. | 19 | 298
10.07. | 20 | 690.5
10.07. | 21 | 690.73
10.07. | 22 | 691.29
10.07. | 23 | 691.09
10.07. | 24 | 691.07
11.07. | 1 | 691
11.07. | 2 | 690.8
11.07. | 3 | 690.79
11.07. | 4 | 690.96
11.07. | 5 | 665.67
11.07. | 6 | 666.27
11.07. | 7 | 666.05
11.07. | 8 | 666.47
11.07. | 9 | 559.84
11.07. | 10 | 499.62
11.07. | 11 | 689.69
11.07. | 12 | 651.14
11.07. | 13 | 592.66
11.07. | 14 | 573.48
11.07. | 15 | 592.66
11.07. | 16 | 604.55
11.07. | 17 | 573.55
11.07. | 18 | 543.75
11.07. | 19 | 575.28
11.07. | 20 | 592.98
11.07. | 21 | 641.38
11.07. | 22 | 661.03
11.07. | 23 | 641.78
11.07. | 24 | 690.07
12.07. | 1 | 689.67
12.07. | 2 | 689.45
12.07. | 3 | 689
12.07. | 4 | 690.1
12.07. | 5 | 666.73
12.07. | 6 | 667.1
12.07. | 7 | 667.35
12.07. | 8 | 666
12.07. | 9 | 655
12.07. | 10 | 656.24
12.07. | 11 | 646.34
12.07. | 12 | 494.63
12.07. | 13 | 494.59
12.07. | 14 | 493
12.07. | 15 | 494
12.07. | 16 | 464
12.07. | 17 | 396.76
12.07. | 18 | 396.82
12.07. | 19 | 426.91
12.07. | 20 | 506.54
12.07. | 21 | 553.64
12.07. | 22 | 573.27
12.07. | 23 | 573.2
12.07. | 24 | 651.53
13.07. | 1 | 689.83
13.07. | 2 | 689.75
13.07. | 3 | 689.62
13.07. | 4 | 690.26
13.07. | 5 | 666.09
13.07. | 6 | 665.8
13.07. | 7 | 666.2
13.07. | 8 | 666
13.07. | 9 | 554.53
13.07. | 10 | 554.7
13.07. | 11 | 592
13.07. | 12 | 494.7
13.07. | 13 | 416.17
13.07. | 14 | 396
13.07. | 15 | 396.77
13.07. | 16 | 475.59
13.07. | 17 | 494
13.07. | 18 | 495.06
13.07. | 19 | 495.09
13.07. | 20 | 572
13.07. | 21 | 660.92
13.07. | 22 | 661.11
13.07. | 23 | 592.67
13.07. | 24 | 688
14.07. | 1 | 690.07
14.07. | 2 | 690.13
14.07. | 3 | 689.53
14.07. | 4 | 665
14.07. | 5 | 665.92
14.07. | 6 | 656.53
14.07. | 7 | 656
14.07. | 8 | 651.99
14.07. | 9 | 494.76
14.07. | 10 | 531
14.07. | 11 | 531.36
14.07. | 12 | 529.68
14.07. | 13 | 520
14.07. | 14 | 521.67
14.07. | 15 | 472.52
14.07. | 16 | 521
14.07. | 17 | 521.76
14.07. | 18 | 521.39
14.07. | 19 | 520
14.07. | 20 | 630
14.07. | 21 | 655
14.07. | 22 | 630
14.07. | 23 | 654
14.07. | 24 | 664
15.07. | 1 | 655
15.07. | 2 | 654
15.07. | 3 | 666
15.07. | 4 | 664
15.07. | 5 | 660.67
15.07. | 6 | 655
15.07. | 7 | 655
15.07. | 8 | 543
15.07. | 9 | 543
15.07. | 10 | 543.89
15.07. | 11 | 680.04
15.07. | 12 | 680.41
15.07. | 13 | 602.94
15.07. | 14 | 573.26
15.07. | 15 | 573.5
15.07. | 16 | 534.14
15.07. | 17 | 534.14
15.07. | 18 | 534.04
15.07. | 19 | 534.09
15.07. | 20 | 622.3
15.07. | 21 | 690.19
15.07. | 22 | 690.31
15.07. | 23 | 689.74
15.07. | 24 | 690.31
16.07. | 1 | 689.99
16.07. | 2 | 689.64
16.07. | 3 | 690.08
16.07. | 4 | 689.79
16.07. | 5 | 665.72
16.07. | 6 | 666.31
16.07. | 7 | 665.78
16.07. | 8 | 607.63
16.07. | 9 | 509.38
16.07. | 10 | 509.39
16.07. | 11 | 690.31
16.07. | 12 | 690.18
16.07. | 13 | 690
16.07. | 14 | 690.08
16.07. | 15 | 679.92
16.07. | 16 | 670.64
16.07. | 17 | 651.46
16.07. | 18 | 631.72
16.07. | 19 | 651.73
16.07. | 20 | 689.7
16.07. | 21 | 689.85
16.07. | 22 | 690.62
16.07. | 23 | 689.47
16.07. | 24 | 690.25
17.07. | 1 | 690.5
17.07. | 2 | 689.06
17.07. | 3 | 690.31
17.07. | 4 | 690.5
17.07. | 5 | 666.45
17.07. | 6 | 666.49
17.07. | 7 | 665.46
17.07. | 8 | 666.45
17.07. | 9 | 665.46
17.07. | 10 | 665.98
17.07. | 11 | 689.6
17.07. | 12 | 612.3
17.07. | 13 | 543.74
17.07. | 14 | 524.27
17.07. | 15 | 524.25
17.07. | 16 | 494.56
17.07. | 17 | 455.69
17.07. | 18 | 455.7
17.07. | 19 | 485.1
17.07. | 20 | 543.39
17.07. | 21 | 544.14
17.07. | 22 | 573.47
17.07. | 23 | 573.44
17.07. | 24 | 621.9
18.07. | 1 | 689.84
18.07. | 2 | 689.95
18.07. | 3 | 689.76
18.07. | 4 | 689.81
18.07. | 5 | 666.04
18.07. | 6 | 665
18.07. | 7 | 665.99
18.07. | 8 | 558.63
18.07. | 9 | 558.62
18.07. | 10 | 558.98
18.07. | 11 | 592.76
18.07. | 12 | 514.24
18.07. | 13 | 396.88
18.07. | 14 | 396.71
18.07. | 15 | 347.03
18.07. | 16 | 347.26
18.07. | 17 | 347.31
18.07. | 18 | 347.24
18.07. | 19 | 396.84
18.07. | 20 | 475.49
18.07. | 21 | 592.56
18.07. | 22 | 622.23
18.07. | 23 | 592.66
18.07. | 24 | 622.38
19.07. | 1 | 689.31
19.07. | 2 | 689.77
19.07. | 3 | 689.01
19.07. | 4 | 690.32
19.07. | 5 | 665.68
19.07. | 6 | 666.09
19.07. | 7 | 666
19.07. | 8 | 559.24
19.07. | 9 | 558.56
19.07. | 10 | 568.7
19.07. | 11 | 690.34
19.07. | 12 | 556.37
19.07. | 13 | 514.61
19.07. | 14 | 514.37
19.07. | 15 | 524.37
19.07. | 16 | 495
19.07. | 17 | 495.03
19.07. | 18 | 494.75
19.07. | 19 | 494.89
19.07. | 20 | 544.13
19.07. | 21 | 651.17
19.07. | 22 | 650.94
19.07. | 23 | 689.51
19.07. | 24 | 690.16
20.07. | 1 | 689.78
20.07. | 2 | 690.03
20.07. | 3 | 689.5
20.07. | 4 | 690.4
20.07. | 5 | 690.44
20.07. | 6 | 690.71
20.07. | 7 | 690.13
20.07. | 8 | 680.71
20.07. | 9 | 680.78
20.07. | 10 | 675.96
20.07. | 11 | 689.31
20.07. | 12 | 670.99
20.07. | 13 | 592.93
20.07. | 14 | 592.63
20.07. | 15 | 592.79
20.07. | 16 | 573.4
20.07. | 17 | 573.27
20.07. | 18 | 573.63
20.07. | 19 | 573.38
20.07. | 20 | 514.06
20.07. | 21 | 514.37
20.07. | 22 | 514.56
20.07. | 23 | 514.47
20.07. | 24 | 651.5
21.07. | 1 | 689.48
21.07. | 2 | 690.08
21.07. | 3 | 690.15
21.07. | 4 | 680
21.07. | 5 | 670
21.07. | 6 | 670
21.07. | 7 | 670
21.07. | 8 | 596
21.07. | 9 | 596
21.07. | 10 | 596
21.07. | 11 | 596
21.07. | 12 | 621
21.07. | 13 | 621
21.07. | 14 | 593
21.07. | 15 | 593
21.07. | 16 | 593
21.07. | 17 | 593
21.07. | 18 | 593
21.07. | 19 | 620
21.07. | 20 | 660
21.07. | 21 | 679
21.07. | 22 | 688
21.07. | 23 | 688
21.07. | 24 | 688
22.07. | 1 | 688
22.07. | 2 | 681
22.07. | 3 | 691
22.07. | 4 | 680
22.07. | 5 | 670
22.07. | 6 | 670
22.07. | 7 | 666
22.07. | 8 | 666
22.07. | 9 | 666
22.07. | 10 | 680
22.07. | 11 | 677
22.07. | 12 | 677
22.07. | 13 | 591
22.07. | 14 | 591
22.07. | 15 | 591
22.07. | 16 | 591
22.07. | 17 | 572
22.07. | 18 | 524.19
22.07. | 19 | 562
22.07. | 20 | 621.95
22.07. | 21 | 670.63
22.07. | 22 | 674.62
22.07. | 23 | 687.78
22.07. | 24 | 687.98
23.07. | 1 | 688.11
23.07. | 2 | -1.59
23.07. | 3 | -1.7
23.07. | 4 | 690.24
23.07. | 5 | 690.1
23.07. | 6 | 690
23.07. | 7 | 690
23.07. | 8 | 689
23.07. | 9 | 689
23.07. | 10 | 690.17
23.07. | 11 | 689.72
23.07. | 12 | 690.02
23.07. | 13 | 689.37
23.07. | 14 | 689.78
23.07. | 15 | 689.83
23.07. | 16 | 543.82
23.07. | 17 | 543.85
23.07. | 18 | 593.08
23.07. | 19 | 641.94
23.07. | 20 | 690.63
23.07. | 21 | 690.35
23.07. | 22 | 690.1
23.07. | 23 | 690.39
23.07. | 24 | 690.22
24.07. | 1 | 690.26
24.07. | 2 | 689.93
24.07. | 3 | 690.04
24.07. | 4 | 690.21
24.07. | 5 | 690.04
24.07. | 6 | 690.41
24.07. | 7 | 690.55
24.07. | 8 | 690.56
24.07. | 9 | 690.73
24.07. | 10 | 690.07
24.07. | 11 | 689.71
24.07. | 12 | 690.18
24.07. | 13 | 690.11
24.07. | 14 | 690.01
24.07. | 15 | 616
24.07. | 16 | 514
24.07. | 17 | 593.68
24.07. | 18 | 689.86
24.07. | 19 | 690.03
24.07. | 20 | 690.21
24.07. | 21 | 690.69
24.07. | 22 | 690.39
24.07. | 23 | 690.37
24.07. | 24 | 690
25.07. | 1 | 688.35
25.07. | 2 | 690.4
25.07. | 3 | 690.14
25.07. | 4 | 690.4
25.07. | 5 | 690.17
25.07. | 6 | 690.48
25.07. | 7 | 198.69
25.07. | 8 | 223.88
25.07. | 9 | 690.36
25.07. | 10 | 690.47
25.07. | 11 | 689.71
25.07. | 12 | 689.76
25.07. | 13 | 689.96
25.07. | 14 | 689.73
25.07. | 15 | 689.7
25.07. | 16 | 568.19
25.07. | 17 | 641.76
25.07. | 18 | 690.4
25.07. | 19 | 690.04
25.07. | 20 | 690.3
25.07. | 21 | 689.97
25.07. | 22 | 690.26
25.07. | 23 | 690.37
25.07. | 24 | 690.19
26.07. | 1 | 691.55
26.07. | 2 | 689.8
26.07. | 3 | 690.03
26.07. | 4 | 690.17
26.07. | 5 | 690.2
26.07. | 6 | 690.74
26.07. | 7 | 690.4
26.07. | 8 | 690.05
26.07. | 9 | 690.64
26.07. | 10 | 690.69
26.07. | 11 | 689.9
26.07. | 12 | 690.21
26.07. | 13 | 689.89
26.07. | 14 | 690.17
26.07. | 15 | 689.71
26.07. | 16 | 690.46
26.07. | 17 | 690.21
26.07. | 18 | 690
26.07. | 19 | 689
26.07. | 20 | 690.48
26.07. | 21 | 690.08
26.07. | 22 | 690.3
26.07. | 23 | 690.04
26.07. | 24 | 690
27.07. | 1 | 690
27.07. | 2 | 689
27.07. | 3 | 689
27.07. | 4 | 689
27.07. | 5 | 689
27.07. | 6 | 690.33
27.07. | 7 | 690.65
27.07. | 8 | 593.18
27.07. | 9 | 593.55
27.07. | 10 | 593.13
27.07. | 11 | 690.23
27.07. | 12 | 690.27
27.07. | 13 | 691.09
27.07. | 14 | 690.09
27.07. | 15 | 690.32
27.07. | 16 | 593.37
27.07. | 17 | 543.21
27.07. | 18 | 543.23
27.07. | 19 | 594
27.07. | 20 | 690.13
27.07. | 21 | 690.2
27.07. | 22 | 689.89
27.07. | 23 | 689.99
27.07. | 24 | 689.98
28.07. | 1 | 690.03
28.07. | 2 | 0
28.07. | 3 | 190
28.07. | 4 | 690.23
28.07. | 5 | 690.25
28.07. | 6 | 690.43
28.07. | 7 | 610.14
28.07. | 8 | 593.74
28.07. | 9 | 593.71
28.07. | 10 | 592.89
28.07. | 11 | 690.14
28.07. | 12 | 691.53
28.07. | 13 | 68.68
28.07. | 14 | 68.59
28.07. | 15 | 568.79
28.07. | 16 | 543.86
28.07. | 17 | 495.02
28.07. | 18 | 495
28.07. | 19 | 593.37
28.07. | 20 | 690.37
28.07. | 21 | 690.19
28.07. | 22 | 690.24
28.07. | 23 | 689.06
28.07. | 24 | 690.13
29.07. | 1 | 690.08
29.07. | 2 | 690.81
29.07. | 3 | 690.16
29.07. | 4 | 690.66
29.07. | 5 | 690.18
29.07. | 6 | 690.37
29.07. | 7 | 690.46
29.07. | 8 | 594.02
29.07. | 9 | 593.35
29.07. | 10 | 592.98
29.07. | 11 | 690.28
29.07. | 12 | 690.09
29.07. | 13 | 689.69
29.07. | 14 | 640.71
29.07. | 15 | 494.92
29.07. | 16 | 445.02
29.07. | 17 | 396.91
29.07. | 18 | 396.95
29.07. | 19 | 396.93
29.07. | 20 | 690.82
29.07. | 21 | 690.26
29.07. | 22 | 690.19
29.07. | 23 | 689.89
29.07. | 24 | 690.38
30.07. | 1 | 690.31
30.07. | 2 | 690.11
30.07. | 3 | 690.35
30.07. | 4 | 690.29
30.07. | 5 | 689.74
30.07. | 6 | 690.28
30.07. | 7 | 690.34
30.07. | 8 | 690.53
30.07. | 9 | 690.36
30.07. | 10 | 690.42
30.07. | 11 | 690.02
30.07. | 12 | 660.15
30.07. | 13 | 593.18
30.07. | 14 | 593.14
30.07. | 15 | 446.15
30.07. | 16 | 348
30.07. | 17 | 348.42
30.07. | 18 | 348.26
30.07. | 19 | 348.11
30.07. | 20 | 591.45
30.07. | 21 | 592.91
30.07. | 22 | 592.64
30.07. | 23 | 641.83
30.07. | 24 | 690.19
31.07. | 1 | 690.16
31.07. | 2 | 690.48
31.07. | 3 | 691.06
31.07. | 4 | 690.8
31.07. | 5 | 690.68
31.07. | 6 | 690.8
31.07. | 7 | 690.92
31.07. | 8 | 690.74
31.07. | 9 | 690.58
31.07. | 10 | 690.5
31.07. | 11 | 690.22
31.07. | 12 | 543.88
31.07. | 13 | 544.23
31.07. | 14 | 544.3
31.07. | 15 | 416.6
31.07. | 16 | 367.07
31.07. | 17 | 366.95
31.07. | 18 | 367.09
31.07. | 19 | 367.01
31.07. | 20 | 583.84
31.07. | 21 | 641.81
31.07. | 22 | 690.16
31.07. | 23 | 690.5
31.07. | 24 | 690.73
01.08. | 1 | 690.16
01.08. | 2 | 690.39
01.08. | 3 | 690.45
01.08. | 4 | 690.48
01.08. | 5 | 690.65
01.08. | 6 | 690.72
01.08. | 7 | 0
01.08. | 8 | -2.18
01.08. | 9 | 689.11
01.08. | 10 | 661.3
01.08. | 11 | 592.53
01.08. | 12 | 543.56
01.08. | 13 | 494.32
01.08. | 14 | 396.45
01.08. | 15 | 396
01.08. | 16 | 257.94
01.08. | 17 | 297.66
01.08. | 18 | 396.43
01.08. | 19 | 538.44
01.08. | 20 | 641.41
01.08. | 21 | 669.46
01.08. | 22 | 641.51
01.08. | 23 | 670.93
01.08. | 24 | 689.38
02.08. | 1 | 689.69
02.08. | 2 | 689.92
02.08. | 3 | 689.69
02.08. | 4 | 689.55
02.08. | 5 | 689.81
02.08. | 6 | 689.41
02.08. | 7 | 689.65
02.08. | 8 | 641.89
02.08. | 9 | 690.47
02.08. | 10 | 689.99
02.08. | 11 | 494.39
02.08. | 12 | 445.58
02.08. | 13 | 396.42
02.08. | 14 | 396.25
02.08. | 15 | 345.69
02.08. | 16 | 345.68
02.08. | 17 | 445.59
02.08. | 18 | 572.95
02.08. | 19 | 592.62
02.08. | 20 | 660.87
02.08. | 21 | 661.05
02.08. | 22 | 612.02
02.08. | 23 | 690.07
02.08. | 24 | 689.96
03.08. | 1 | 689.51
03.08. | 2 | 689.92
03.08. | 3 | 690.25
03.08. | 4 | 592.69
03.08. | 5 | 592.64
03.08. | 6 | 592.69
03.08. | 7 | 593.07
03.08. | 8 | 592.77
03.08. | 9 | 593.36
03.08. | 10 | 689.37
03.08. | 11 | 689.78
03.08. | 12 | 689.76
03.08. | 13 | 641.35
03.08. | 14 | 573.02
03.08. | 15 | 553.07
03.08. | 16 | 553.32
03.08. | 17 | 523.89
03.08. | 18 | 523.63
03.08. | 19 | 592.26
03.08. | 20 | 641.71
03.08. | 21 | 641.23
03.08. | 22 | 690.12
03.08. | 23 | 689.33
03.08. | 24 | 689.46
04.08. | 1 | 690
04.08. | 2 | 690.08
04.08. | 3 | 690.05
04.08. | 4 | 593.3
04.08. | 5 | 593.87
04.08. | 6 | 593.66
04.08. | 7 | 593.66
04.08. | 8 | 593.31
04.08. | 9 | 593.31
04.08. | 10 | 593.8
04.08. | 11 | 593.37
04.08. | 12 | 593.5
04.08. | 13 | 593.63
04.08. | 14 | 494.44
04.08. | 15 | 492.96
04.08. | 16 | 494.61
04.08. | 17 | 494.43
04.08. | 18 | 464
04.08. | 19 | 494.08
04.08. | 20 | 690.07
04.08. | 21 | 689.72
04.08. | 22 | 689.43
04.08. | 23 | 689.87
04.08. | 24 | 689.69
05.08. | 1 | 689.81
05.08. | 2 | 689.77
05.08. | 3 | 690.56
05.08. | 4 | 592.71
05.08. | 5 | 592.5
05.08. | 6 | 592.65
05.08. | 7 | 592.97
05.08. | 8 | 592.64
05.08. | 9 | 592.81
05.08. | 10 | 689.55
05.08. | 11 | 689.52
05.08. | 12 | 641.19
05.08. | 13 | 582.92
05.08. | 14 | 425.92
05.08. | 15 | 406.15
05.08. | 16 | 406.17
05.08. | 17 | 435.73
05.08. | 18 | 494.72
05.08. | 19 | 570.86
05.08. | 20 | 425.71
05.08. | 21 | 425.8
05.08. | 22 | 455.33
05.08. | 23 | 573.25
05.08. | 24 | 641.32
06.08. | 1 | 688.56
06.08. | 2 | 689.83
06.08. | 3 | 689.8
06.08. | 4 | 592.77
06.08. | 5 | 592.79
06.08. | 6 | 592.7
06.08. | 7 | 593.01
06.08. | 8 | 592.68
06.08. | 9 | 592.52
06.08. | 10 | 689.51
06.08. | 11 | 563.17
06.08. | 12 | 513.99
06.08. | 13 | 513.88
06.08. | 14 | 415.96
06.08. | 15 | 415.98
06.08. | 16 | 415.91
06.08. | 17 | 465.12
06.08. | 18 | 494.6
06.08. | 19 | 572.84
06.08. | 20 | 631.42
06.08. | 21 | 592.59
06.08. | 22 | 592.43
06.08. | 23 | 689.51
06.08. | 24 | 689.5
07.08. | 1 | 689.46
07.08. | 2 | 689.87
07.08. | 3 | 690.02
07.08. | 4 | 690.05
07.08. | 5 | 593.05
07.08. | 6 | 592.7
07.08. | 7 | 592.65
07.08. | 8 | 592.97
07.08. | 9 | 592.63
07.08. | 10 | 689.49
07.08. | 11 | 689.77
07.08. | 12 | 563.31
07.08. | 13 | 543.64
07.08. | 14 | 396.37
07.08. | 15 | 365.72
07.08. | 16 | 345.83
07.08. | 17 | 345.83
07.08. | 18 | 396.42
07.08. | 19 | 592.72
07.08. | 20 | 689.49
07.08. | 21 | 641.3
07.08. | 22 | 690.4
07.08. | 23 | 689.84
07.08. | 24 | 689.56
08.08. | 1 | 689.87
08.08. | 2 | 689.99
08.08. | 3 | 689.94
08.08. | 4 | 689.9
08.08. | 5 | 592.82
08.08. | 6 | 593.07
08.08. | 7 | 593.08
08.08. | 8 | 592.34
08.08. | 9 | 593.02
08.08. | 10 | 690.11
08.08. | 11 | 592.88
08.08. | 12 | 494.29
08.08. | 13 | 494.08
08.08. | 14 | 416.11
08.08. | 15 | 366.61
08.08. | 16 | 336.74
08.08. | 17 | 336.98
08.08. | 18 | 494.59
08.08. | 19 | 529.15
08.08. | 20 | 523.84
08.08. | 21 | 553.45
08.08. | 22 | 583.32
08.08. | 23 | 689.31
08.08. | 24 | 689.89
09.08. | 1 | 690.27
09.08. | 2 | 689.93
09.08. | 3 | 689.55
09.08. | 4 | 689.7
09.08. | 5 | 592.91
09.08. | 6 | 592.68
09.08. | 7 | 592.8
09.08. | 8 | 593.13
09.08. | 9 | 592.65
09.08. | 10 | 689.96
09.08. | 11 | 592.7
09.08. | 12 | 621.76
09.08. | 13 | 494.46
09.08. | 14 | 474.68
09.08. | 15 | 475.01
09.08. | 16 | 475.08
09.08. | 17 | 494.08
09.08. | 18 | 523.96
09.08. | 19 | 592.91
09.08. | 20 | 641.6
09.08. | 21 | 592.77
09.08. | 22 | 660.63
09.08. | 23 | 690.43
09.08. | 24 | 689.99
10.08. | 1 | 690.86
10.08. | 2 | 690.04
10.08. | 3 | 690.29
10.08. | 4 | 690.27
10.08. | 5 | 592.47
10.08. | 6 | 593.31
10.08. | 7 | 593.09
10.08. | 8 | 592.98
10.08. | 9 | 592.67
10.08. | 10 | 689.99
10.08. | 11 | 689.88
10.08. | 12 | 690.04
10.08. | 13 | 592.67
10.08. | 14 | 592.22
10.08. | 15 | 592.85
10.08. | 16 | 592.66
10.08. | 17 | 592.67
10.08. | 18 | 641.6
10.08. | 19 | 689.99
10.08. | 20 | 689.23
10.08. | 21 | 689.55
10.08. | 22 | 690.22
10.08. | 23 | 689.99
10.08. | 24 | 690.01
11.08. | 1 | 689.84
11.08. | 2 | 690.1
11.08. | 3 | 690.17
11.08. | 4 | 690.06
11.08. | 5 | 592.96
11.08. | 6 | 593.04
11.08. | 7 | 592.88
11.08. | 8 | 593.06
11.08. | 9 | 592.88
11.08. | 10 | 592.77
11.08. | 11 | 592.53
11.08. | 12 | 592.64
11.08. | 13 | 593.09
11.08. | 14 | 592.94
11.08. | 15 | 543.25
11.08. | 16 | 543.54
11.08. | 17 | 573.64
11.08. | 18 | 592.95
11.08. | 19 | 689.7
11.08. | 20 | 689.88
11.08. | 21 | 690.22
11.08. | 22 | 689.84
11.08. | 23 | 690.42
11.08. | 24 | 690
12.08. | 1 | 689.93
12.08. | 2 | 690.07
12.08. | 3 | 690.47
12.08. | 4 | 593.09
12.08. | 5 | 593
12.08. | 6 | 593
12.08. | 7 | 593.03
12.08. | 8 | 592.72
12.08. | 9 | 592.83
12.08. | 10 | 690.05
12.08. | 11 | 689.34
12.08. | 12 | 640.64
12.08. | 13 | 611.23
12.08. | 14 | 543.82
12.08. | 15 | 445.56
12.08. | 16 | 445.49
12.08. | 17 | 415.82
12.08. | 18 | 494.31
12.08. | 19 | 524.22
12.08. | 20 | 582.75
12.08. | 21 | 553.63
12.08. | 22 | 621.98
12.08. | 23 | 689.86
12.08. | 24 | 689.87
13.08. | 1 | 689.92
13.08. | 2 | 689.9
13.08. | 3 | 689.76
13.08. | 4 | 689.82
13.08. | 5 | 592.63
13.08. | 6 | 592.48
13.08. | 7 | 592.12
13.08. | 8 | 592.9
13.08. | 9 | 592.84
13.08. | 10 | 689.97
13.08. | 11 | 689.51
13.08. | 12 | 690.09
13.08. | 13 | 689.78
13.08. | 14 | 690.12
13.08. | 15 | 542.26
13.08. | 16 | 543.51
13.08. | 17 | 543.81
13.08. | 18 | 543.65
13.08. | 19 | 543.58
13.08. | 20 | 543.78
13.08. | 21 | 543.69
13.08. | 22 | 543.64
13.08. | 23 | 543.5
13.08. | 24 | 543.59
14.08. | 1 | 689.66
14.08. | 2 | 689.83
14.08. | 3 | 690.28
14.08. | 4 | 690.37
14.08. | 5 | 689.84
14.08. | 6 | 593.43
14.08. | 7 | 592.29
14.08. | 8 | 592.29
14.08. | 9 | 594.5
14.08. | 10 | 544.19
14.08. | 11 | 543.68
14.08. | 12 | 445.47
14.08. | 13 | 296.65
14.08. | 14 | 297.64
14.08. | 15 | 297.02
14.08. | 16 | 297.04
14.08. | 17 | 297.12
14.08. | 18 | 227.97
14.08. | 19 | 317.53
14.08. | 20 | 416.01
14.08. | 21 | 415.86
14.08. | 22 | 434.87
14.08. | 23 | 544.19
14.08. | 24 | 543.54
15.08. | 1 | 544.01
15.08. | 2 | 543.75
15.08. | 3 | 543.76
15.08. | 4 | 543.88
15.08. | 5 | 543.91
15.08. | 6 | 543.76
15.08. | 7 | 543.9
15.08. | 8 | 544.34
15.08. | 9 | 543.68
15.08. | 10 | 543.81
15.08. | 11 | 543.54
15.08. | 12 | 514.15
15.08. | 13 | 475.18
15.08. | 14 | 475.24
15.08. | 15 | 445.7
15.08. | 16 | 406.31
15.08. | 17 | 406.36
15.08. | 18 | 406.23
15.08. | 19 | 502.59
15.08. | 20 | 543.25
15.08. | 21 | 543.58
15.08. | 22 | 543.54
15.08. | 23 | 543.51
15.08. | 24 | 543.6
16.08. | 1 | 543.67
16.08. | 2 | 543
16.08. | 3 | 543
16.08. | 4 | 543.97
16.08. | 5 | 543.89
16.08. | 6 | 543.46
16.08. | 7 | 543.91
16.08. | 8 | 543.98
16.08. | 9 | 544.04
16.08. | 10 | 543.85
16.08. | 11 | 543.96
16.08. | 12 | 494.62
16.08. | 13 | 445.74
16.08. | 14 | 445.72
16.08. | 15 | 445.63
16.08. | 16 | 445.47
16.08. | 17 | 445.54
16.08. | 18 | 445.36
16.08. | 19 | 494.67
16.08. | 20 | 543.57
16.08. | 21 | 543.69
16.08. | 22 | 543.81
16.08. | 23 | 543.87
16.08. | 24 | 543.78
17.08. | 1 | 544.07
17.08. | 2 | 543.73
17.08. | 3 | 543.83
17.08. | 4 | 543.6
17.08. | 5 | 543.79
17.08. | 6 | 543.75
17.08. | 7 | 543.87
17.08. | 8 | 543.84
17.08. | 9 | 543.92
17.08. | 10 | 543.69
17.08. | 11 | 543.53
17.08. | 12 | 543.75
17.08. | 13 | 445.71
17.08. | 14 | 445.7
17.08. | 15 | 445.78
17.08. | 16 | 445.7
17.08. | 17 | 445.63
17.08. | 18 | 444.97
17.08. | 19 | 445.7
17.08. | 20 | 445.72
17.08. | 21 | 445.6
17.08. | 22 | 445.61
17.08. | 23 | 494.85
17.08. | 24 | 543.57
18.08. | 1 | 543.81
18.08. | 2 | 543.57
18.08. | 3 | 543.64
18.08. | 4 | 543.81
18.08. | 5 | 543.81
18.08. | 6 | 543.78
18.08. | 7 | 543.93
18.08. | 8 | 543.7
18.08. | 9 | 543.59
18.08. | 10 | 543.54
18.08. | 11 | 543.56
18.08. | 12 | 543.83
18.08. | 13 | 445.73
18.08. | 14 | 445.76
18.08. | 15 | 445.77
18.08. | 16 | 445.61
18.08. | 17 | 445.6
18.08. | 18 | 445.62
18.08. | 19 | 445.65
18.08. | 20 | 445.68
18.08. | 21 | 445.62
18.08. | 22 | 445.71
18.08. | 23 | 543.83
18.08. | 24 | 543.69
19.08. | 1 | 543.66
19.08. | 2 | 543.8
19.08. | 3 | 543.95
19.08. | 4 | 543.67
19.08. | 5 | 543.8
19.08. | 6 | 543.85
19.08. | 7 | 543.63
19.08. | 8 | 543.82
19.08. | 9 | 543.41
19.08. | 10 | 543.75
19.08. | 11 | 543.7
19.08. | 12 | 543.87
19.08. | 13 | 543.79
19.08. | 14 | 543.75
19.08. | 15 | 544.08
19.08. | 16 | 507.43
19.08. | 17 | 445
19.08. | 18 | 446
19.08. | 19 | 446.62
19.08. | 20 | 446.6
19.08. | 21 | 446.55
19.08. | 22 | 446.49
19.08. | 23 | 446.48
19.08. | 24 | 543.15
20.08. | 1 | 544.19
20.08. | 2 | 543.92
20.08. | 3 | 543.82
20.08. | 4 | 543.72
20.08. | 5 | 543.87
20.08. | 6 | 543.83
20.08. | 7 | 543.94
20.08. | 8 | 543.85
20.08. | 9 | 543.62
20.08. | 10 | 543.76
20.08. | 11 | 494.58
20.08. | 12 | 494.66
20.08. | 13 | 445.72
20.08. | 14 | 445.7
20.08. | 15 | 445.82
20.08. | 16 | 445.65
20.08. | 17 | 445.61
20.08. | 18 | 445.65
20.08. | 19 | 445.34
20.08. | 20 | 445.61
20.08. | 21 | 344.93
20.08. | 22 | 445.67
20.08. | 23 | 499.98
20.08. | 24 | 543.69
21.08. | 1 | 543.32
21.08. | 2 | 544.04
21.08. | 3 | 543.99
21.08. | 4 | 543.96
21.08. | 5 | 543.93
21.08. | 6 | 544.14
21.08. | 7 | 543.8
21.08. | 8 | 543.75
21.08. | 9 | 544.19
21.08. | 10 | 543.7
21.08. | 11 | 543.43
21.08. | 12 | 543.69
21.08. | 13 | 543.96
21.08. | 14 | 543.72
21.08. | 15 | 543.73
21.08. | 16 | 543.84
21.08. | 17 | 543.8
21.08. | 18 | 544.1
21.08. | 19 | 543.93
21.08. | 20 | 543.52
21.08. | 21 | 543.93
21.08. | 22 | 543.91
21.08. | 23 | 543.73
21.08. | 24 | 543.54
22.08. | 1 | 543.56
22.08. | 2 | 543.67
22.08. | 3 | 543.6
22.08. | 4 | 544.15
22.08. | 5 | 544.07
22.08. | 6 | 543.86
22.08. | 7 | 544.2
22.08. | 8 | 543.8
22.08. | 9 | 543.69
22.08. | 10 | 543.91
22.08. | 11 | 543.55
22.08. | 12 | 543.7
22.08. | 13 | 543.8
22.08. | 14 | 543.87
22.08. | 15 | 543.45
22.08. | 16 | 494.27
22.08. | 17 | 444.64
22.08. | 18 | 494.63
22.08. | 19 | 543.68
22.08. | 20 | 543.55
22.08. | 21 | 543.32
22.08. | 22 | 544.04
22.08. | 23 | 543.75
22.08. | 24 | 543.61
23.08. | 1 | 0
23.08. | 2 | -1.37
23.08. | 3 | -1.71
23.08. | 4 | 690.69
23.08. | 5 | 690.61
23.08. | 6 | 690.7
23.08. | 7 | 690.84
23.08. | 8 | 691.14
23.08. | 9 | 690.93
23.08. | 10 | 690.85
23.08. | 11 | 690.66
23.08. | 12 | 690.67
23.08. | 13 | 690.85
23.08. | 14 | 691.11
23.08. | 15 | 690.73
23.08. | 16 | 690.36
23.08. | 17 | 690.84
23.08. | 18 | 690.99
23.08. | 19 | 690.76
23.08. | 20 | 690.5
23.08. | 21 | 689.32
23.08. | 22 | 689
23.08. | 23 | 689
23.08. | 24 | 689
24.08. | 1 | 689
24.08. | 2 | 689
24.08. | 3 | 690.97
24.08. | 4 | 691.11
24.08. | 5 | 691
24.08. | 6 | 690.96
24.08. | 7 | 690.85
24.08. | 8 | 691.2
24.08. | 9 | 691.09
24.08. | 10 | 690.9
24.08. | 11 | 690.57
24.08. | 12 | 690.57
24.08. | 13 | 690.6
24.08. | 14 | 690.5
24.08. | 15 | 690.51
24.08. | 16 | 593.4
24.08. | 17 | 396.04
24.08. | 18 | 446.63
24.08. | 19 | 617.3
24.08. | 20 | 690.52
24.08. | 21 | 690.45
24.08. | 22 | 690.27
24.08. | 23 | 690
24.08. | 24 | 690.67
25.08. | 1 | 690.63
25.08. | 2 | 690.69
25.08. | 3 | 690.92
25.08. | 4 | 691.01
25.08. | 5 | 691.13
25.08. | 6 | 691.22
25.08. | 7 | 691.15
25.08. | 8 | 691.41
25.08. | 9 | 691.09
25.08. | 10 | 690.64
25.08. | 11 | 690.69
25.08. | 12 | 690.76
25.08. | 13 | 690.8
25.08. | 14 | 690.76
25.08. | 15 | 642.37
25.08. | 16 | 690.67
25.08. | 17 | 690.66
25.08. | 18 | 690.5
25.08. | 19 | 690.87
25.08. | 20 | 690.73
25.08. | 21 | 690.57
25.08. | 22 | 690.58
25.08. | 23 | 690.62
25.08. | 24 | 690.74
26.08. | 1 | 690.68
26.08. | 2 | 690.45
26.08. | 3 | 690.99
26.08. | 4 | 691.08
26.08. | 5 | 690.77
26.08. | 6 | 691.18
26.08. | 7 | 691.04
26.08. | 8 | 691.03
26.08. | 9 | 690.6
26.08. | 10 | 691.04
26.08. | 11 | 690.17
26.08. | 12 | 690.68
26.08. | 13 | 690.78
26.08. | 14 | 691.11
26.08. | 15 | 691.01
26.08. | 16 | 690.64
26.08. | 17 | 690.81
26.08. | 18 | 690.5
26.08. | 19 | 690
26.08. | 20 | 690.59
26.08. | 21 | 692.04
26.08. | 22 | 690.56
26.08. | 23 | 690.89
26.08. | 24 | 690.78
27.08. | 1 | 690.63
27.08. | 2 | 691.05
27.08. | 3 | 690.99
27.08. | 4 | 691.15
27.08. | 5 | 691.33
27.08. | 6 | 691.31
27.08. | 7 | 691.19
27.08. | 8 | 691.28
27.08. | 9 | 691.31
27.08. | 10 | 691.06
27.08. | 11 | 690.68
27.08. | 12 | 691
27.08. | 13 | 690.96
27.08. | 14 | 691
27.08. | 15 | 691.02
27.08. | 16 | 691.34
27.08. | 17 | 690.87
27.08. | 18 | 690.49
27.08. | 19 | 690.87
27.08. | 20 | 690.58
27.08. | 21 | 690.18
27.08. | 22 | 691.26
27.08. | 23 | 690.7
27.08. | 24 | 690.81
28.08. | 1 | 690.5
28.08. | 2 | 690.5
28.08. | 3 | 690.95
28.08. | 4 | 691.51
28.08. | 5 | 691.26
28.08. | 6 | 691.51
28.08. | 7 | 691.13
28.08. | 8 | 690.94
28.08. | 9 | 691.51
28.08. | 10 | 691.01
28.08. | 11 | 690.67
28.08. | 12 | 690.88
28.08. | 13 | 692.86
28.08. | 14 | 691.02
28.08. | 15 | 691.35
28.08. | 16 | 691.11
28.08. | 17 | 691.04
28.08. | 18 | 691.53
28.08. | 19 | 690.89
28.08. | 20 | 690.84
28.08. | 21 | 690.64
28.08. | 22 | 691.03
28.08. | 23 | 690.7
28.08. | 24 | 689.88
29.08. | 1 | 690.62
29.08. | 2 | 692.09
29.08. | 3 | 690.58
29.08. | 4 | 690.86
29.08. | 5 | 690.68
29.08. | 6 | 690.5
29.08. | 7 | 690.56
29.08. | 8 | -1.6
29.08. | 9 | 691.25
29.08. | 10 | 691.3
29.08. | 11 | 690.89
29.08. | 12 | 691.15
29.08. | 13 | 691.25
29.08. | 14 | 690.61
29.08. | 15 | 690.96
29.08. | 16 | 691.03
29.08. | 17 | 690.98
29.08. | 18 | 691.09
29.08. | 19 | 691.08
29.08. | 20 | 691.23
29.08. | 21 | 690.97
29.08. | 22 | 691.07
29.08. | 23 | 691.13
29.08. | 24 | 690.8
30.08. | 1 | 690.65
30.08. | 2 | 690.5
30.08. | 3 | 690.8
30.08. | 4 | 690.81
30.08. | 5 | 690.9
30.08. | 6 | 690.63
30.08. | 7 | 691.55
30.08. | 8 | 691.28
30.08. | 9 | 691.32
30.08. | 10 | 690.88
30.08. | 11 | 691.51
30.08. | 12 | 690.93
30.08. | 13 | 690.5
30.08. | 14 | 691.01
30.08. | 15 | 690.92
30.08. | 16 | 690.89
30.08. | 17 | 691.02
30.08. | 18 | 690.95
30.08. | 19 | 691
30.08. | 20 | 690.84
30.08. | 21 | 690.88
30.08. | 22 | 690.86
30.08. | 23 | 691.08
30.08. | 24 | 690.83
31.08. | 1 | 691.05
31.08. | 2 | 690.69
31.08. | 3 | 691.06
31.08. | 4 | 691.43
31.08. | 5 | 691.28
31.08. | 6 | 691.32
31.08. | 7 | 691.51
31.08. | 8 | 691.44
31.08. | 9 | 691.13
31.08. | 10 | 691.24
31.08. | 11 | 690.9
31.08. | 12 | 691.21
31.08. | 13 | 691.14
31.08. | 14 | 690.99
31.08. | 15 | 690.81
31.08. | 16 | 691.04
31.08. | 17 | 690.74
31.08. | 18 | 690.93
31.08. | 19 | 690.93
31.08. | 20 | 690.93
31.08. | 21 | 690.75
31.08. | 22 | 690.64
31.08. | 23 | 690.79
31.08. | 24 | 690.79
01.09. | 1 | 691.51
01.09. | 2 | 692.17
01.09. | 3 | 691.22
01.09. | 4 | 690.96
01.09. | 5 | 691
01.09. | 6 | 690
01.09. | 7 | 691.29
01.09. | 8 | 691.3
01.09. | 9 | 690.85
01.09. | 10 | 691.11
01.09. | 11 | 691.32
01.09. | 12 | 691
01.09. | 13 | 691
01.09. | 14 | 691
01.09. | 15 | 691.14
01.09. | 16 | 691.25
01.09. | 17 | 691.2
01.09. | 18 | 691.21
01.09. | 19 | 691.24
01.09. | 20 | 690.77
01.09. | 21 | 690.93
01.09. | 22 | 690.74
01.09. | 23 | 691.51
01.09. | 24 | 690.88
02.09. | 1 | 691.28
02.09. | 2 | 691.5
02.09. | 3 | 691.28
02.09. | 4 | 691.42
02.09. | 5 | 396.4
02.09. | 6 | 396.21
02.09. | 7 | 396.18
02.09. | 8 | 396.17
02.09. | 9 | 396.07
02.09. | 10 | 395.81
02.09. | 11 | 395
02.09. | 12 | 652.12
02.09. | 13 | 690.12
02.09. | 14 | 690.2
02.09. | 15 | 690.87
02.09. | 16 | 690.77
02.09. | 17 | 690.95
02.09. | 18 | 298.48
02.09. | 19 | 689.51
02.09. | 20 | 689.47
02.09. | 21 | 689.81
02.09. | 22 | 690.59
02.09. | 23 | 690.16
02.09. | 24 | 690.83
03.09. | 1 | 690.89
03.09. | 2 | 690.85
03.09. | 3 | 642.7
03.09. | 4 | 642.78
03.09. | 5 | 642.4
03.09. | 6 | 642.4
03.09. | 7 | 642.46
03.09. | 8 | 642.45
03.09. | 9 | 642.42
03.09. | 10 | 689.67
03.09. | 11 | 689.84
03.09. | 12 | 690.14
03.09. | 13 | 689.95
03.09. | 14 | 690.26
03.09. | 15 | 689.96
03.09. | 16 | 689.83
03.09. | 17 | 690.23
03.09. | 18 | 689.7
03.09. | 19 | 689.86
03.09. | 20 | 689.34
03.09. | 21 | 689.64
03.09. | 22 | 688.51
03.09. | 23 | 690.03
03.09. | 24 | 670.17
04.09. | 1 | 642.29
04.09. | 2 | 642.61
04.09. | 3 | 642.58
04.09. | 4 | 642.48
04.09. | 5 | 642.48
04.09. | 6 | 642.39
04.09. | 7 | 642.28
04.09. | 8 | 642.49
04.09. | 9 | 642.49
04.09. | 10 | 690.79
04.09. | 11 | 690
04.09. | 12 | 690
04.09. | 13 | 691.57
04.09. | 14 | 691.09
04.09. | 15 | 690.87
04.09. | 16 | 690.91
04.09. | 17 | 690.95
04.09. | 18 | 691.08
04.09. | 19 | 690.72
04.09. | 20 | 690.62
04.09. | 21 | 690.65
04.09. | 22 | 690.71
04.09. | 23 | 690.76
04.09. | 24 | 690.9
05.09. | 1 | 643.41
05.09. | 2 | 642.48
05.09. | 3 | 642.41
05.09. | 4 | 642.8
05.09. | 5 | 642.86
05.09. | 6 | 642.8
05.09. | 7 | 642.73
05.09. | 8 | 642.78
05.09. | 9 | 657.44
05.09. | 10 | 690.7
05.09. | 11 | 690.5
05.09. | 12 | 689.51
05.09. | 13 | 690.88
05.09. | 14 | 690.95
05.09. | 15 | 690.71
05.09. | 16 | 690.5
05.09. | 17 | 690.84
05.09. | 18 | 690
05.09. | 19 | 691.26
05.09. | 20 | 690.71
05.09. | 21 | 690.81
05.09. | 22 | 690
05.09. | 23 | 690.59
05.09. | 24 | 691.01
06.09. | 1 | 691.08
06.09. | 2 | 691.16
06.09. | 3 | 691.3
06.09. | 4 | 691.14
06.09. | 5 | 691.36
06.09. | 6 | 690.97
06.09. | 7 | 691.51
06.09. | 8 | 690.93
06.09. | 9 | 690.5
06.09. | 10 | 690.7
06.09. | 11 | 690.76
06.09. | 12 | 690.95
06.09. | 13 | 690.9
06.09. | 14 | 690.65
06.09. | 15 | 690.76
06.09. | 16 | 690.89
06.09. | 17 | 690.97
06.09. | 18 | 690.73
06.09. | 19 | 690.43
06.09. | 20 | 690.25
06.09. | 21 | 690.71
06.09. | 22 | 690.82
06.09. | 23 | 690
06.09. | 24 | 691.2
07.09. | 1 | 693.27
07.09. | 2 | 691.1
07.09. | 3 | 691.25
07.09. | 4 | 691.17
07.09. | 5 | 691.37
07.09. | 6 | 690.99
07.09. | 7 | 691.16
07.09. | 8 | 691.08
07.09. | 9 | 691.01
07.09. | 10 | 690.58
07.09. | 11 | 690.65
07.09. | 12 | 690.63
07.09. | 13 | 690.64
07.09. | 14 | 690.88
07.09. | 15 | 690.86
07.09. | 16 | 691.11
07.09. | 17 | 691
07.09. | 18 | 690.92
07.09. | 19 | 690.67
07.09. | 20 | 690.55
07.09. | 21 | 690.85
07.09. | 22 | 0
07.09. | 23 | 298.29
07.09. | 24 | 690.96
08.09. | 1 | 690.99
08.09. | 2 | 691.11
08.09. | 3 | 691
08.09. | 4 | 690.91
08.09. | 5 | 690.9
08.09. | 6 | 690.79
08.09. | 7 | 690.78
08.09. | 8 | 690.79
08.09. | 9 | 690.64
08.09. | 10 | 690.59
08.09. | 11 | 690.55
08.09. | 12 | 690.75
08.09. | 13 | 692.03
08.09. | 14 | 690.85
08.09. | 15 | 690.78
08.09. | 16 | 690.75
08.09. | 17 | 690.61
08.09. | 18 | -1.71
08.09. | 19 | 690.34
08.09. | 20 | 692.67
08.09. | 21 | 690.64
08.09. | 22 | 690.86
08.09. | 23 | 690.77
08.09. | 24 | 691.07
09.09. | 1 | 691.08
09.09. | 2 | 691.06
09.09. | 3 | 691.25
09.09. | 4 | 691.02
09.09. | 5 | 690.97
09.09. | 6 | 690.75
09.09. | 7 | 690.86
09.09. | 8 | 691.51
09.09. | 9 | 691.51
09.09. | 10 | 690.5
09.09. | 11 | 690.5
09.09. | 12 | 690.57
09.09. | 13 | 690.63
09.09. | 14 | 692.45
09.09. | 15 | 555.93
09.09. | 16 | -1.22
09.09. | 17 | 690.53
09.09. | 18 | 690.9
09.09. | 19 | 690.87
09.09. | 20 | 691
09.09. | 21 | 691.02
09.09. | 22 | 691.09
09.09. | 23 | 690.89
09.09. | 24 | 691.32
10.09. | 1 | 690.99
10.09. | 2 | 691.11
10.09. | 3 | 690.94
10.09. | 4 | 691.08
10.09. | 5 | 690.61
10.09. | 6 | 690.59
10.09. | 7 | 690.83
10.09. | 8 | 690.98
10.09. | 9 | 690.93
10.09. | 10 | 691.08
10.09. | 11 | 690.58
10.09. | 12 | 690.81
10.09. | 13 | 691.05
10.09. | 14 | 691.03
10.09. | 15 | 690.69
10.09. | 16 | 690.51
10.09. | 17 | 690.24
10.09. | 18 | 690.74
10.09. | 19 | 691
10.09. | 20 | 690.68
10.09. | 21 | 690.46
10.09. | 22 | 690.92
10.09. | 23 | 691.18
10.09. | 24 | 691.08
11.09. | 1 | 691.07
11.09. | 2 | 691.18
11.09. | 3 | 691.28
11.09. | 4 | 690.95
11.09. | 5 | 690.95
11.09. | 6 | 690.74
11.09. | 7 | 690.43
11.09. | 8 | 690.49
11.09. | 9 | 690.73
11.09. | 10 | 690.7
11.09. | 11 | 690.27
11.09. | 12 | 690.54
11.09. | 13 | 690.69
11.09. | 14 | 690.63
11.09. | 15 | 690.64
11.09. | 16 | 690.59
11.09. | 17 | 690.84
11.09. | 18 | 690.47
11.09. | 19 | 690.88
11.09. | 20 | 691.01
11.09. | 21 | 690.99
11.09. | 22 | 671.55
11.09. | 23 | 451.32
11.09. | 24 | 451.25
12.09. | 1 | 451.34
12.09. | 2 | 451.32
12.09. | 3 | 451.18
12.09. | 4 | 451.5
12.09. | 5 | 451.27
12.09. | 6 | 451.37
12.09. | 7 | 451.34
12.09. | 8 | 451.31
12.09. | 9 | 451.37
12.09. | 10 | 451.29
12.09. | 11 | 451.35
12.09. | 12 | 451.08
12.09. | 13 | 451.38
12.09. | 14 | 451.31
12.09. | 15 | 451.29
12.09. | 16 | 451.18
12.09. | 17 | 451.22
12.09. | 18 | 451.33
12.09. | 19 | 451.36
12.09. | 20 | 451.41
12.09. | 21 | 451.37
12.09. | 22 | 451.41
12.09. | 23 | 691.03
12.09. | 24 | 690.88
13.09. | 1 | 690.46
13.09. | 2 | 690.95
13.09. | 3 | 691.5
13.09. | 4 | 691.58
13.09. | 5 | 692.19
13.09. | 6 | 691.04
13.09. | 7 | 690.77
13.09. | 8 | 691
13.09. | 9 | 690.99
13.09. | 10 | 690.94
13.09. | 11 | 691.18
13.09. | 12 | 691.3
13.09. | 13 | 690.5
13.09. | 14 | 690.88
13.09. | 15 | 690.72
13.09. | 16 | 690.82
13.09. | 17 | 690.89
13.09. | 18 | 690.71
13.09. | 19 | 690.98
13.09. | 20 | 691.35
13.09. | 21 | 691.51
13.09. | 22 | 691.36
13.09. | 23 | 691.51
13.09. | 24 | 691.51
14.09. | 1 | 691
14.09. | 2 | 691.34
14.09. | 3 | 691.22
14.09. | 4 | 690.99
14.09. | 5 | 691.51
14.09. | 6 | 690.92
14.09. | 7 | 691.01
14.09. | 8 | 690.9
14.09. | 9 | 690.88
14.09. | 10 | 691.02
14.09. | 11 | 691
14.09. | 12 | 691.12
14.09. | 13 | 691.06
14.09. | 14 | 691.03
14.09. | 15 | 690.76
14.09. | 16 | 690.52
14.09. | 17 | 690.83
14.09. | 18 | 690.5
14.09. | 19 | 691.1
14.09. | 20 | 690.5
14.09. | 21 | 691.51
14.09. | 22 | 691.51
14.09. | 23 | 691.43
14.09. | 24 | 691.39
15.09. | 1 | 691.44
15.09. | 2 | 691.41
15.09. | 3 | 691.25
15.09. | 4 | 691.53
15.09. | 5 | 690.97
15.09. | 6 | 691.24
15.09. | 7 | 593.64
15.09. | 8 | 593.49
15.09. | 9 | 593.67
15.09. | 10 | 593.7
15.09. | 11 | 593.71
15.09. | 12 | 593.69
15.09. | 13 | 593.31
15.09. | 14 | 691
15.09. | 15 | 690.62
15.09. | 16 | 690.73
15.09. | 17 | 690.54
15.09. | 18 | 690.54
15.09. | 19 | 690.76
15.09. | 20 | 692.5
15.09. | 21 | 691.38
15.09. | 22 | 690.98
15.09. | 23 | 690.97
15.09. | 24 | 691.27
16.09. | 1 | 691.06
16.09. | 2 | 690.89
16.09. | 3 | 691.1
16.09. | 4 | 690.93
16.09. | 5 | 690.7
16.09. | 6 | 690.48
16.09. | 7 | 593.28
16.09. | 8 | 593.56
16.09. | 9 | 593.37
16.09. | 10 | 593.34
16.09. | 11 | 593
16.09. | 12 | 593.38
16.09. | 13 | 593.31
16.09. | 14 | 593.58
16.09. | 15 | 689.82
16.09. | 16 | 690.4
16.09. | 17 | 690.57
16.09. | 18 | 690.65
16.09. | 19 | 690.5
16.09. | 20 | 690.5
16.09. | 21 | 690.5
16.09. | 22 | 690
16.09. | 23 | 690.5
16.09. | 24 | 690.98
17.09. | 1 | 690.89
17.09. | 2 | 691.17
17.09. | 3 | 691.22
17.09. | 4 | 691.1
17.09. | 5 | 690.83
17.09. | 6 | 690.47
17.09. | 7 | 690.62
17.09. | 8 | 690.72
17.09. | 9 | 690.71
17.09. | 10 | 690.68
17.09. | 11 | 690.43
17.09. | 12 | 690.74
17.09. | 13 | 690.53
17.09. | 14 | 690.73
17.09. | 15 | 690.47
17.09. | 16 | 690.56
17.09. | 17 | 690.87
17.09. | 18 | 690.6
17.09. | 19 | 690.64
17.09. | 20 | 690.79
17.09. | 21 | 690.75
17.09. | 22 | 691.14
17.09. | 23 | 691.05
17.09. | 24 | 691.21
18.09. | 1 | 691.51
18.09. | 2 | 691.51
18.09. | 3 | 691.51
18.09. | 4 | 691.51
18.09. | 5 | 691.45
18.09. | 6 | 690.75
18.09. | 7 | 690.96
18.09. | 8 | 691.03
18.09. | 9 | 691.08
18.09. | 10 | 690.94
18.09. | 11 | 691.33
18.09. | 12 | 691.31
18.09. | 13 | 691.18
18.09. | 14 | 690.81
18.09. | 15 | 690.65
18.09. | 16 | 0
18.09. | 17 | 338.7
18.09. | 18 | 691.39
18.09. | 19 | 691.14
18.09. | 20 | 691.51
18.09. | 21 | 0
18.09. | 22 | -1.71
18.09. | 23 | 691.08
18.09. | 24 | 690.93
19.09. | 1 | 691.01
19.09. | 2 | 691.06
19.09. | 3 | 690.74
19.09. | 4 | 691.05
19.09. | 5 | 690.92
19.09. | 6 | 690.58
19.09. | 7 | 690.52
19.09. | 8 | 690.62
19.09. | 9 | 690.63
19.09. | 10 | 690.52
19.09. | 11 | 690.37
19.09. | 12 | 690.6
19.09. | 13 | 690.23
19.09. | 14 | 690.77
19.09. | 15 | 690.4
19.09. | 16 | 690.67
19.09. | 17 | 690.56
19.09. | 18 | 690.56
19.09. | 19 | 690.35
19.09. | 20 | 690.5
19.09. | 21 | 690.56
19.09. | 22 | 690.79
19.09. | 23 | 690.96
19.09. | 24 | 690.73
20.09. | 1 | 690.39
20.09. | 2 | 690.49
20.09. | 3 | 690.66
20.09. | 4 | 690.75
20.09. | 5 | 691.03
20.09. | 6 | 690.65
20.09. | 7 | 690.43
20.09. | 8 | 691.14
20.09. | 9 | 691.38
20.09. | 10 | 691.1
20.09. | 11 | 691.26
20.09. | 12 | 691.07
20.09. | 13 | 690.5
20.09. | 14 | 690.52
20.09. | 15 | 690.88
20.09. | 16 | 690.61
20.09. | 17 | 690.54
20.09. | 18 | 690.45
20.09. | 19 | 690.5
20.09. | 20 | 690.09
20.09. | 21 | 690
20.09. | 22 | 690.55
20.09. | 23 | 690.27
20.09. | 24 | 690.53
21.09. | 1 | 690.75
21.09. | 2 | 690.75
21.09. | 3 | 690.62
21.09. | 4 | 690.64
21.09. | 5 | 690.64
21.09. | 6 | 690.69
21.09. | 7 | 690.99
21.09. | 8 | 690.86
21.09. | 9 | 691.05
21.09. | 10 | 691.51
21.09. | 11 | 690.86
21.09. | 12 | 690.64
21.09. | 13 | 690.64
21.09. | 14 | 690.47
21.09. | 15 | 690.52
21.09. | 16 | 690.3
21.09. | 17 | 690.64
21.09. | 18 | 691.51
21.09. | 19 | 690.99
21.09. | 20 | 690.88
21.09. | 21 | 690.91
21.09. | 22 | 690.8
21.09. | 23 | 690.94
21.09. | 24 | 691.07
22.09. | 1 | 690.85
22.09. | 2 | 691.06
22.09. | 3 | 691.21
22.09. | 4 | 690.87
22.09. | 5 | 690.78
22.09. | 6 | 690.64
22.09. | 7 | 690
22.09. | 8 | 690.7
22.09. | 9 | 691.54
22.09. | 10 | 691.14
22.09. | 11 | 691.19
22.09. | 12 | 691.19
22.09. | 13 | 691.28
22.09. | 14 | 690.93
22.09. | 15 | 690.64
22.09. | 16 | 690.5
22.09. | 17 | 690.72
22.09. | 18 | 690.91
22.09. | 19 | 690.76
22.09. | 20 | 690.65
22.09. | 21 | 690.97
22.09. | 22 | 690.87
22.09. | 23 | 691.02
22.09. | 24 | 691.03
23.09. | 1 | 691.1
23.09. | 2 | 690.98
23.09. | 3 | 691.04
23.09. | 4 | 691.11
23.09. | 5 | 691
23.09. | 6 | 690.77
23.09. | 7 | 691.14
23.09. | 8 | 690.98
23.09. | 9 | 691.19
23.09. | 10 | 691.27
23.09. | 11 | 690.5
23.09. | 12 | 690
23.09. | 13 | 690.94
23.09. | 14 | 689.51
23.09. | 15 | 690.5
23.09. | 16 | 690.54
23.09. | 17 | 690.87
23.09. | 18 | 690.76
23.09. | 19 | 691.51
23.09. | 20 | 690.82
23.09. | 21 | 690.43
23.09. | 22 | 691.02
23.09. | 23 | 691.01
23.09. | 24 | 691.29
24.09. | 1 | 691.25
24.09. | 2 | 691.28
24.09. | 3 | 691.29
24.09. | 4 | 691.34
24.09. | 5 | 690.03
24.09. | 6 | 690.46
24.09. | 7 | 690.5
24.09. | 8 | 690.77
24.09. | 9 | 690.59
24.09. | 10 | 691.02
24.09. | 11 | 690.54
24.09. | 12 | 692.57
24.09. | 13 | 692.6
24.09. | 14 | 692.61
24.09. | 15 | 692.39
24.09. | 16 | 692.01
24.09. | 17 | 692.72
24.09. | 18 | 692.75
24.09. | 19 | 692.54
24.09. | 20 | 692.81
24.09. | 21 | 692.5
24.09. | 22 | 693.22
24.09. | 23 | 693.36
24.09. | 24 | 693.01
25.09. | 1 | 692.93
25.09. | 2 | 693.42
25.09. | 3 | 693.26
25.09. | 4 | 693.44
25.09. | 5 | 692.87
25.09. | 6 | 693.04
25.09. | 7 | 693.06
25.09. | 8 | 693.18
25.09. | 9 | 693.76
25.09. | 10 | 692.96
25.09. | 11 | 692.78
25.09. | 12 | 692.82
25.09. | 13 | 693.52
25.09. | 14 | 692.84
25.09. | 15 | 692.65
25.09. | 16 | 692.5
25.09. | 17 | 692.92
25.09. | 18 | 692.94
25.09. | 19 | 693.21
25.09. | 20 | 692.68
25.09. | 21 | 691.98
25.09. | 22 | 693.24
25.09. | 23 | 693.32
25.09. | 24 | 693.08
26.09. | 1 | 693.23
26.09. | 2 | 693.22
26.09. | 3 | 545.43
26.09. | 4 | 545.27
26.09. | 5 | 545.2
26.09. | 6 | 545.2
26.09. | 7 | 545.36
26.09. | 8 | 545.47
26.09. | 9 | 545.66
26.09. | 10 | 545.5
26.09. | 11 | 545.4
26.09. | 12 | 545.36
26.09. | 13 | 545.6
26.09. | 14 | 691.68
26.09. | 15 | 691.68
26.09. | 16 | 691.73
26.09. | 17 | 691.46
26.09. | 18 | 691.71
26.09. | 19 | 691.51
26.09. | 20 | 692.32
26.09. | 21 | 692.5
26.09. | 22 | 692.11
26.09. | 23 | 692.58
26.09. | 24 | 692.13
27.09. | 1 | 691.95
27.09. | 2 | 692.1
27.09. | 3 | 692.13
27.09. | 4 | 692.09
27.09. | 5 | 691.87
27.09. | 6 | 691.9
27.09. | 7 | 691.83
27.09. | 8 | 692.02
27.09. | 9 | 692.39
27.09. | 10 | 692
27.09. | 11 | 691.46
27.09. | 12 | 691.85
27.09. | 13 | 691.64
27.09. | 14 | 692.28
27.09. | 15 | 691.27
27.09. | 16 | 690
27.09. | 17 | 691.72
27.09. | 18 | 691.65
27.09. | 19 | 691.86
27.09. | 20 | 691.61
27.09. | 21 | 691.49
27.09. | 22 | 691.71
27.09. | 23 | 691.99
27.09. | 24 | 691.75
28.09. | 1 | 692
28.09. | 2 | 692
28.09. | 3 | 691.58
28.09. | 4 | 692.14
28.09. | 5 | 692.36
28.09. | 6 | 692.05
28.09. | 7 | 692.21
28.09. | 8 | 692.25
28.09. | 9 | 692.85
28.09. | 10 | 692.41
28.09. | 11 | 692.31
28.09. | 12 | 692.56
28.09. | 13 | 692.72
28.09. | 14 | 691.87
28.09. | 15 | 691.61
28.09. | 16 | 691.04
28.09. | 17 | 691.9
28.09. | 18 | 691.74
28.09. | 19 | 691.66
28.09. | 20 | 691.68
28.09. | 21 | 692.33
28.09. | 22 | 692.04
28.09. | 23 | 692.34
28.09. | 24 | 692.02
29.09. | 1 | 692.06
29.09. | 2 | 691.92
29.09. | 3 | 691.85
29.09. | 4 | 691.85
29.09. | 5 | 691.96
29.09. | 6 | 691.8
29.09. | 7 | 691.66
29.09. | 8 | 693.77
29.09. | 9 | 692.6
29.09. | 10 | 691.88
29.09. | 11 | 691.53
29.09. | 12 | 691.63
29.09. | 13 | 691.99
29.09. | 14 | 691.99
29.09. | 15 | 691.51
29.09. | 16 | 691.53
29.09. | 17 | 691.64
29.09. | 18 | 691.5
29.09. | 19 | 691.4
29.09. | 20 | 691.23
29.09. | 21 | 691.22
29.09. | 22 | 691.72
29.09. | 23 | 691.51
29.09. | 24 | 691.97
30.09. | 1 | 692.02
30.09. | 2 | 691.94
30.09. | 3 | 691.95
30.09. | 4 | 692.12
30.09. | 5 | 691.63
30.09. | 6 | 691.34
30.09. | 7 | 691.85
30.09. | 8 | 691.65
30.09. | 9 | 691.71
30.09. | 10 | 691.72
30.09. | 11 | 691.62
30.09. | 12 | 691.97
30.09. | 13 | 691.62
30.09. | 14 | 691.21
30.09. | 15 | 691.36
30.09. | 16 | 691.69
30.09. | 17 | 691.74
30.09. | 18 | 691.89
30.09. | 19 | 691.69
30.09. | 20 | 692.01
30.09. | 21 | 691.89
30.09. | 22 | 691.61
30.09. | 23 | 692.38
30.09. | 24 | 692.31
01.10. | 1 | 692.3
01.10. | 2 | 692.09
01.10. | 3 | 692.02
01.10. | 4 | 692.25
01.10. | 5 | 691.82
01.10. | 6 | 692.27
01.10. | 7 | 692.18
01.10. | 8 | 691.91
01.10. | 9 | 692.43
01.10. | 10 | 691.54
01.10. | 11 | 691.24
01.10. | 12 | 691.44
01.10. | 13 | 691.55
01.10. | 14 | 691.43
01.10. | 15 | 691.47
01.10. | 16 | 692.01
01.10. | 17 | 691.64
01.10. | 18 | 691.77
01.10. | 19 | 691.63
01.10. | 20 | 691.94
01.10. | 21 | 692.19
01.10. | 22 | 692.18
01.10. | 23 | 692.26
01.10. | 24 | 692.42
02.10. | 1 | 692.11
02.10. | 2 | 692.16
02.10. | 3 | 692.11
02.10. | 4 | 692.3
02.10. | 5 | 692.16
02.10. | 6 | 691.66
02.10. | 7 | 692.5
02.10. | 8 | 691.25
02.10. | 9 | 691.6
02.10. | 10 | 691.76
02.10. | 11 | 691.01
02.10. | 12 | 691.48
02.10. | 13 | 691.51
02.10. | 14 | 691.37
02.10. | 15 | 691.46
02.10. | 16 | 691.63
02.10. | 17 | 691.5
02.10. | 18 | 691.47
02.10. | 19 | 691.51
02.10. | 20 | 691.51
02.10. | 21 | 691.51
02.10. | 22 | 691.51
02.10. | 23 | 694.53
02.10. | 24 | 692.5
03.10. | 1 | 692.5
03.10. | 2 | 692.5
03.10. | 3 | 692.5
03.10. | 4 | 691.51
03.10. | 5 | 691.51
03.10. | 6 | 678.48
03.10. | 7 | 546.19
03.10. | 8 | 546.19
03.10. | 9 | 546.19
03.10. | 10 | 546
03.10. | 11 | 546
03.10. | 12 | 546.19
03.10. | 13 | 547.2
03.10. | 14 | 551.2
03.10. | 15 | 690.5
03.10. | 16 | 691
03.10. | 17 | 690
03.10. | 18 | 690
03.10. | 19 | 690.5
03.10. | 20 | 690.5
03.10. | 21 | 691.51
03.10. | 22 | 691.51
03.10. | 23 | 691.51
03.10. | 24 | 691
04.10. | 1 | 691.51
04.10. | 2 | 691.51
04.10. | 3 | 691.51
04.10. | 4 | 691.51
04.10. | 5 | 691.51
04.10. | 6 | 691.51
04.10. | 7 | 692.5
04.10. | 8 | 691.91
04.10. | 9 | 692.74
04.10. | 10 | 692.38
04.10. | 11 | 692.54
04.10. | 12 | 692.41
04.10. | 13 | 692.35
04.10. | 14 | 691.72
04.10. | 15 | 691.75
04.10. | 16 | 691.54
04.10. | 17 | 691.84
04.10. | 18 | 691.51
04.10. | 19 | 691.42
04.10. | 20 | 691.29
04.10. | 21 | 691.63
04.10. | 22 | 692
04.10. | 23 | 692.5
04.10. | 24 | 691.79
05.10. | 1 | 691.02
05.10. | 2 | 691.45
05.10. | 3 | 691.7
05.10. | 4 | 692.5
05.10. | 5 | 691.81
05.10. | 6 | 691.5
05.10. | 7 | 691.69
05.10. | 8 | 691.8
05.10. | 9 | 691.51
05.10. | 10 | 691.87
05.10. | 11 | 692.08
05.10. | 12 | 691.51
05.10. | 13 | 691.51
05.10. | 14 | 691.51
05.10. | 15 | 691.79
05.10. | 16 | 691.51
05.10. | 17 | 692.5
05.10. | 18 | 691.51
05.10. | 19 | 692.5
05.10. | 20 | 691.82
05.10. | 21 | 692.18
05.10. | 22 | 692.5
05.10. | 23 | 692.34
05.10. | 24 | 691.51
06.10. | 1 | 692.24
06.10. | 2 | 692.48
06.10. | 3 | 692.5
06.10. | 4 | 692.18
06.10. | 5 | 693.7
06.10. | 6 | 692.5
06.10. | 7 | 692.38
06.10. | 8 | 692.47
06.10. | 9 | 692.59
06.10. | 10 | 692.5
06.10. | 11 | 691.63
06.10. | 12 | 691.68
06.10. | 13 | 692
06.10. | 14 | 692.5
06.10. | 15 | 692.35
06.10. | 16 | 691.78
06.10. | 17 | 691.51
06.10. | 18 | 691.52
06.10. | 19 | 692.5
06.10. | 20 | 691.64
06.10. | 21 | 692.5
06.10. | 22 | 692.13
06.10. | 23 | 691.96
06.10. | 24 | 691.51
07.10. | 1 | 691.83
07.10. | 2 | 692.04
07.10. | 3 | 692.5
07.10. | 4 | 692.12
07.10. | 5 | 691.97
07.10. | 6 | 692
07.10. | 7 | 691.08
07.10. | 8 | 691.35
07.10. | 9 | 690.5
07.10. | 10 | 692.05
07.10. | 11 | 691.68
07.10. | 12 | 691.51
07.10. | 13 | 691.65
07.10. | 14 | 691.55
07.10. | 15 | 692.11
07.10. | 16 | 691.95
07.10. | 17 | 691.68
07.10. | 18 | 691.89
07.10. | 19 | 691.89
07.10. | 20 | 691.93
07.10. | 21 | 692.55
07.10. | 22 | 692.4
07.10. | 23 | 693.74
07.10. | 24 | 692.19
08.10. | 1 | 692.17
08.10. | 2 | 692.64
08.10. | 3 | 692.28
08.10. | 4 | 692.33
08.10. | 5 | 691.89
08.10. | 6 | 691.86
08.10. | 7 | 691.79
08.10. | 8 | 691.73
08.10. | 9 | 692.03
08.10. | 10 | 691.16
08.10. | 11 | 692.01
08.10. | 12 | 691.51
08.10. | 13 | 691.68
08.10. | 14 | 691.56
08.10. | 15 | 691.74
08.10. | 16 | 691.59
08.10. | 17 | 692
08.10. | 18 | 691.95
08.10. | 19 | 691.74
08.10. | 20 | 691.7
08.10. | 21 | 690.57
08.10. | 22 | 692.5
08.10. | 23 | 692
08.10. | 24 | 692.5
09.10. | 1 | 693.34
09.10. | 2 | 692.5
09.10. | 3 | 692.3
09.10. | 4 | 692.48
09.10. | 5 | 692.5
09.10. | 6 | 691.89
09.10. | 7 | 691.86
09.10. | 8 | 691.38
09.10. | 9 | 692.09
09.10. | 10 | 692.48
09.10. | 11 | 691.89
09.10. | 12 | 691.7
09.10. | 13 | 691.5
09.10. | 14 | 691.68
09.10. | 15 | 691.43
09.10. | 16 | 692
09.10. | 17 | 691.38
09.10. | 18 | 691
09.10. | 19 | 691.61
09.10. | 20 | 691.28
09.10. | 21 | 692.5
09.10. | 22 | 691.91
09.10. | 23 | 691.7
09.10. | 24 | 691.51
10.10. | 1 | 691.76
10.10. | 2 | 692.5
10.10. | 3 | 691.59
10.10. | 4 | 692.5
10.10. | 5 | 692.34
10.10. | 6 | 692.22
10.10. | 7 | 691.51
10.10. | 8 | 691.33
10.10. | 9 | 691.31
10.10. | 10 | 692
10.10. | 11 | 691.45
10.10. | 12 | 691.63
10.10. | 13 | 691.46
10.10. | 14 | 691.93
10.10. | 15 | 691.4
10.10. | 16 | 691.51
10.10. | 17 | 691.64
10.10. | 18 | 691.6
10.10. | 19 | 691.51
10.10. | 20 | 691.96
10.10. | 21 | 691.75
10.10. | 22 | 692.33
10.10. | 23 | 691.35
10.10. | 24 | 691.71
11.10. | 1 | 692
11.10. | 2 | 692
11.10. | 3 | 692.1
11.10. | 4 | 691.51
11.10. | 5 | 691.64
11.10. | 6 | 691.21
11.10. | 7 | 692.5
11.10. | 8 | 691.25
11.10. | 9 | 692
11.10. | 10 | 691.51
11.10. | 11 | 691.64
11.10. | 12 | 691.73
11.10. | 13 | 690.5
11.10. | 14 | 691.23
11.10. | 15 | 691.32
11.10. | 16 | 691.51
11.10. | 17 | 691.54
11.10. | 18 | 691.62
11.10. | 19 | 691.51
11.10. | 20 | 691.63
11.10. | 21 | 692.5
11.10. | 22 | 693.45
11.10. | 23 | 692.21
11.10. | 24 | 692.5
12.10. | 1 | 692.04
12.10. | 2 | 692.12
12.10. | 3 | 692.07
12.10. | 4 | 692
12.10. | 5 | 691.94
12.10. | 6 | 692.5
12.10. | 7 | 693
12.10. | 8 | 691.82
12.10. | 9 | 691.89
12.10. | 10 | 692.09
12.10. | 11 | 691.61
12.10. | 12 | 691.13
12.10. | 13 | 691.81
12.10. | 14 | 691.22
12.10. | 15 | 691.62
12.10. | 16 | 691.54
12.10. | 17 | 691.66
12.10. | 18 | 691.72
12.10. | 19 | 691.68
12.10. | 20 | 691.68
12.10. | 21 | 691.68
12.10. | 22 | 692.28
12.10. | 23 | 692.33
12.10. | 24 | 692.34
13.10. | 1 | 692.14
13.10. | 2 | 691.9
13.10. | 3 | 692.09
13.10. | 4 | 692.16
13.10. | 5 | 691.97
13.10. | 6 | -1.44
13.10. | 7 | -1.63
13.10. | 8 | 691.76
13.10. | 9 | 691.62
13.10. | 10 | 691.8
13.10. | 11 | 691.42
13.10. | 12 | 690
13.10. | 13 | 690
13.10. | 14 | 691
13.10. | 15 | 690
13.10. | 16 | 691
13.10. | 17 | 691
13.10. | 18 | 691
13.10. | 19 | 691
13.10. | 20 | 691
13.10. | 21 | 692
13.10. | 22 | 692
13.10. | 23 | 692
13.10. | 24 | 691.21
14.10. | 1 | 691.51
14.10. | 2 | 691.44
14.10. | 3 | 691.53
14.10. | 4 | 691.54
14.10. | 5 | 691.26
14.10. | 6 | 691.51
14.10. | 7 | 691.57
14.10. | 8 | 691.38
14.10. | 9 | 691.45
14.10. | 10 | 691.54
14.10. | 11 | 691.59
14.10. | 12 | 691.74
14.10. | 13 | 691.49
14.10. | 14 | 691.34
14.10. | 15 | 691
14.10. | 16 | 691
14.10. | 17 | 691
14.10. | 18 | 691
14.10. | 19 | 691
14.10. | 20 | 691
14.10. | 21 | 691
14.10. | 22 | 691
14.10. | 23 | 690
14.10. | 24 | 691.52
15.10. | 1 | 691.35
15.10. | 2 | 691.32
15.10. | 3 | 691.51
15.10. | 4 | 691.88
15.10. | 5 | 691.65
15.10. | 6 | 691.47
15.10. | 7 | 691.51
15.10. | 8 | 691.51
15.10. | 9 | 691.4
15.10. | 10 | 691.44
15.10. | 11 | 691.41
15.10. | 12 | 691.39
15.10. | 13 | 692.5
15.10. | 14 | 691.51
15.10. | 15 | 691.64
15.10. | 16 | 691.8
15.10. | 17 | 692.58
15.10. | 18 | 692.15
15.10. | 19 | 691.57
15.10. | 20 | 691.88
15.10. | 21 | 691.88
15.10. | 22 | 692.24
15.10. | 23 | 691.83
15.10. | 24 | 689.57
16.10. | 1 | 691.5
16.10. | 2 | 691.57
16.10. | 3 | 691.64
16.10. | 4 | 691.71
16.10. | 5 | 691.43
16.10. | 6 | 691.4
16.10. | 7 | 691.34
16.10. | 8 | 691.15
16.10. | 9 | 691.28
16.10. | 10 | 691.18
16.10. | 11 | 691.11
16.10. | 12 | 691.55
16.10. | 13 | 691.51
16.10. | 14 | 691.43
16.10. | 15 | 691.7
16.10. | 16 | 691.43
16.10. | 17 | 691.94
16.10. | 18 | 691.68
16.10. | 19 | 691.84
16.10. | 20 | 691.94
16.10. | 21 | 691.69
16.10. | 22 | 692.18
16.10. | 23 | 691.67
16.10. | 24 | 691.74
17.10. | 1 | 691.4
17.10. | 2 | 690.98
17.10. | 3 | 690.96
17.10. | 4 | 691.46
17.10. | 5 | 691.2
17.10. | 6 | 691.59
17.10. | 7 | 691.13
17.10. | 8 | 691.47
17.10. | 9 | 691.47
17.10. | 10 | 691.47
17.10. | 11 | 691.59
17.10. | 12 | 691.48
17.10. | 13 | 691.61
17.10. | 14 | 691.51
17.10. | 15 | 691.39
17.10. | 16 | 691.81
17.10. | 17 | 692.12
17.10. | 18 | 692
17.10. | 19 | 692.21
17.10. | 20 | 692.23
17.10. | 21 | 692.16
17.10. | 22 | 692.42
17.10. | 23 | 692.15
17.10. | 24 | 344.22
18.10. | 1 | 346.89
18.10. | 2 | 689.92
18.10. | 3 | 690.13
18.10. | 4 | 690.43
18.10. | 5 | 346.82
18.10. | 6 | 346.8
18.10. | 7 | 346.63
18.10. | 8 | 346.63
18.10. | 9 | 346.68
18.10. | 10 | 511.57
18.10. | 11 | 691.48
18.10. | 12 | 691.35
18.10. | 13 | 691.43
18.10. | 14 | 691.43
18.10. | 15 | 691.65
18.10. | 16 | 691.68
18.10. | 17 | 691.92
18.10. | 18 | 691.76
18.10. | 19 | 343.72
18.10. | 20 | 346.67
18.10. | 21 | 346.68
18.10. | 22 | 346.7
18.10. | 23 | 346.85
18.10. | 24 | 346.78
19.10. | 1 | 346.85
19.10. | 2 | 346.69
19.10. | 3 | 346.76
19.10. | 4 | 346.76
19.10. | 5 | 346.93
19.10. | 6 | 346.94
19.10. | 7 | 344.49
19.10. | 8 | 344.36
19.10. | 9 | 345.47
19.10. | 10 | 345.49
19.10. | 11 | 344.76
19.10. | 12 | 345.32
19.10. | 13 | 689.64
19.10. | 14 | 483.06
19.10. | 15 | 344.78
19.10. | 16 | 344.79
19.10. | 17 | 344.99
19.10. | 18 | 344.69
19.10. | 19 | 344.76
19.10. | 20 | 344.74
19.10. | 21 | 344.77
19.10. | 22 | -1.52
19.10. | 23 | 280.36
19.10. | 24 | 690.53
20.10. | 1 | 690.5
20.10. | 2 | 690.53
20.10. | 3 | 690.64
20.10. | 4 | 690.85
20.10. | 5 | 690.4
20.10. | 6 | 690.78
20.10. | 7 | 691.07
20.10. | 8 | 691.11
20.10. | 9 | 691
20.10. | 10 | 691.02
20.10. | 11 | -1.68
20.10. | 12 | 691
20.10. | 13 | 692.2
20.10. | 14 | 692.16
20.10. | 15 | 692.19
20.10. | 16 | 692.28
20.10. | 17 | 693.04
20.10. | 18 | 692.87
20.10. | 19 | 692.97
20.10. | 20 | 692.72
20.10. | 21 | 692.74
20.10. | 22 | 692.74
20.10. | 23 | 39.99
20.10. | 24 | 138
21.10. | 1 | 690.45
21.10. | 2 | 690.51
21.10. | 3 | 690.14
21.10. | 4 | 690.2
21.10. | 5 | 690.69
21.10. | 6 | 690.36
21.10. | 7 | 690.36
21.10. | 8 | 691.11
21.10. | 9 | 690.83
21.10. | 10 | 690.22
21.10. | 11 | 690.13
21.10. | 12 | 107.97
21.10. | 13 | -1.67
21.10. | 14 | -1.66
21.10. | 15 | 690.07
21.10. | 16 | 690.23
21.10. | 17 | 690.29
21.10. | 18 | 690.23
21.10. | 19 | 690.48
21.10. | 20 | 690.51
21.10. | 21 | 485.03
21.10. | 22 | 0
21.10. | 23 | 33
21.10. | 24 | 691.02
22.10. | 1 | 691.51
22.10. | 2 | 690.88
22.10. | 3 | 691.51
22.10. | 4 | 690.61
22.10. | 5 | 690.52
22.10. | 6 | 690.5
22.10. | 7 | 690.45
22.10. | 8 | 691.51
22.10. | 9 | 691.51
22.10. | 10 | 691.51
22.10. | 11 | 691.51
22.10. | 12 | 690.83
22.10. | 13 | 690.72
22.10. | 14 | 690.34
22.10. | 15 | 690.5
22.10. | 16 | 689.97
22.10. | 17 | 690.49
22.10. | 18 | 690.7
22.10. | 19 | 690.71
22.10. | 20 | 690.68
22.10. | 21 | 689.63
22.10. | 22 | 690.54
22.10. | 23 | 690.7
22.10. | 24 | 690.94
23.10. | 1 | 690.93
23.10. | 2 | 691.08
23.10. | 3 | 690.56
23.10. | 4 | 690.71
23.10. | 5 | 690.84
23.10. | 6 | 690.64
23.10. | 7 | 691
23.10. | 8 | 690.65
23.10. | 9 | 690.76
23.10. | 10 | 690.69
23.10. | 11 | 690.81
23.10. | 12 | 690.7
23.10. | 13 | 690.69
23.10. | 14 | 690.56
23.10. | 15 | 690.79
23.10. | 16 | 690.63
23.10. | 17 | 690.65
23.10. | 18 | 690.86
23.10. | 19 | 690.66
23.10. | 20 | 690.82
23.10. | 21 | 690.75
23.10. | 22 | 690.6
23.10. | 23 | 691.23
23.10. | 24 | 691.04
24.10. | 1 | 690.98
24.10. | 2 | 691.22
24.10. | 3 | 691.04
24.10. | 4 | 691.34
24.10. | 5 | 690.5
24.10. | 6 | 690.5
24.10. | 7 | 690.46
24.10. | 8 | 690.56
24.10. | 9 | 690.29
24.10. | 10 | 690.53
24.10. | 11 | 690.48
24.10. | 12 | 690.63
24.10. | 13 | 690.33
24.10. | 14 | 690.46
24.10. | 15 | 690.48
24.10. | 16 | 690.38
24.10. | 17 | 690.93
24.10. | 18 | 690.61
24.10. | 19 | 690.4
24.10. | 20 | 690.6
24.10. | 21 | 690.52
24.10. | 22 | 690.55
24.10. | 23 | 690.92
24.10. | 24 | 691.43
25.10. | 1 | 691.52
25.10. | 2 | 690.94
25.10. | 3 | 690.96
25.10. | 4 | 690.9
25.10. | 5 | 690.59
25.10. | 6 | 690.5
25.10. | 7 | 690
25.10. | 8 | 690.68
25.10. | 9 | 690.5
25.10. | 10 | 690.64
25.10. | 11 | 690.48
25.10. | 12 | 690.5
25.10. | 13 | 690.53
25.10. | 14 | 690.47
25.10. | 15 | 690.5
25.10. | 16 | 690.76
25.10. | 17 | 690.59
25.10. | 18 | 690.5
25.10. | 19 | 690.57
25.10. | 20 | 690.64
25.10. | 21 | 690.59
25.10. | 22 | 690.5
25.10. | 23 | 690.88
25.10. | 24 | 690.92
26.10. | 1 | 691.51
26.10. | 2 | 690.99
26.10. | 3 | 690.65
26.10. | 4 | 691.51
26.10. | 5 | 691.51
26.10. | 6 | 690.5
26.10. | 7 | 691.14
26.10. | 8 | 690.99
26.10. | 9 | 690.5
26.10. | 10 | 690.81
26.10. | 11 | 690.57
26.10. | 12 | 690
26.10. | 13 | 690.64
26.10. | 14 | 691.32
26.10. | 15 | 691.51
26.10. | 16 | 690.75
26.10. | 17 | 690.62
26.10. | 18 | 691.51
26.10. | 19 | 690.86
26.10. | 20 | 690.7
26.10. | 21 | -2
26.10. | 22 | 0
26.10. | 23 | 691.18
26.10. | 24 | 692.5
27.10. | 1 | 691.53
27.10. | 2 | 692.03
27.10. | 3 | 692.5
27.10. | 4 | 691.88
27.10. | 5 | 691.91
27.10. | 6 | 691.84
27.10. | 7 | 695.52
27.10. | 8 | 691.85
27.10. | 9 | 691.31
27.10. | 10 | 691
27.10. | 11 | 691.51
27.10. | 12 | 691.34
27.10. | 13 | 691.51
27.10. | 14 | 691.25
27.10. | 15 | 691.33
27.10. | 16 | 691.85
27.10. | 17 | 691.3
27.10. | 18 | 691
27.10. | 19 | 691.44
27.10. | 20 | 691.51
27.10. | 21 | 691.37
27.10. | 22 | 691.51
27.10. | 23 | 691.51
27.10. | 24 | 691.44
28.10. | 1 | 691.95
28.10. | 2 | 691.87
28.10. | 3 | 692.5
28.10. | 4 | 692.17
28.10. | 5 | 692.28
28.10. | 6 | 692.5
28.10. | 7 | 691.52
28.10. | 8 | 691.45
28.10. | 9 | 690
28.10. | 10 | 691.28
28.10. | 11 | 691.55
28.10. | 12 | 691.49
28.10. | 13 | 691.51
28.10. | 14 | 691.6
28.10. | 15 | 691.23
28.10. | 16 | 691.51
28.10. | 17 | 691.6
28.10. | 18 | 691.53
28.10. | 19 | 691.51
28.10. | 20 | 691.82
28.10. | 21 | 691.96
28.10. | 22 | 691.6
28.10. | 23 | 691.71
28.10. | 24 | 692.5
29.10. | 1 | 692.31
29.10. | 2 | 692.07
29.10. | 3 | 692.5
29.10. | 4 | 692.09
29.10. | 5 | 692.08
29.10. | 6 | 691.51
29.10. | 7 | 691.46
29.10. | 8 | 691.65
29.10. | 9 | 691
29.10. | 10 | 691.57
29.10. | 11 | 691.65
29.10. | 12 | 691.36
29.10. | 13 | 691.78
29.10. | 14 | 691.63
29.10. | 15 | 691.25
29.10. | 16 | 691.44
29.10. | 17 | 691.55
29.10. | 18 | 691.52
29.10. | 19 | 691.61
29.10. | 20 | 691.63
29.10. | 21 | 691.48
29.10. | 22 | 691.92
29.10. | 23 | 692.39
29.10. | 24 | 691.51
30.10. | 1 | 692.03
30.10. | 2 | 692.35
30.10. | 3 | 692.48
30.10. | 4 | 692.44
30.10. | 5 | 692.61
30.10. | 6 | 691.51
30.10. | 7 | 691.69
30.10. | 8 | 691.42
30.10. | 9 | 691.32
30.10. | 10 | 691.51
30.10. | 11 | 691.41
30.10. | 12 | 690.3
30.10. | 13 | 691
30.10. | 14 | 691.69
30.10. | 15 | 691.51
30.10. | 16 | 691.51
30.10. | 17 | 691.83
30.10. | 18 | 691.81
30.10. | 19 | 691.35
30.10. | 20 | 690.82
30.10. | 21 | 691.34
30.10. | 22 | 690.94
30.10. | 23 | 691.31
30.10. | 24 | 691.06
31.10. | 1 | 691.02
31.10. | 2 | 691.12
31.10. | 3 | 689.66
31.10. | 4 | 689.75
31.10. | 5 | 689.56
31.10. | 6 | 689.41
31.10. | 7 | 689.43
31.10. | 8 | 690.22
31.10. | 9 | 690.5
31.10. | 10 | 690.5
31.10. | 11 | 691.63
31.10. | 12 | 691
31.10. | 13 | 691
31.10. | 14 | 691
31.10. | 15 | 691
31.10. | 16 | 691
31.10. | 17 | 691
31.10. | 18 | 691
31.10. | 19 | 691
31.10. | 20 | 691
31.10. | 21 | 691
31.10. | 22 | 691
31.10. | 23 | 297
31.10. | 24 | 298
01.11. | 1 | 298
01.11. | 2 | 298
01.11. | 3 | 298
01.11. | 4 | 298
01.11. | 5 | 298
01.11. | 6 | 297.97
01.11. | 7 | 298
01.11. | 8 | 298.65
01.11. | 9 | 298.21
01.11. | 10 | 298.27
01.11. | 11 | 298.18
01.11. | 12 | 298.28
01.11. | 13 | 298.3
01.11. | 14 | 690.61
01.11. | 15 | 690.58
01.11. | 16 | 690.52
01.11. | 17 | 690.38
01.11. | 18 | 690.4
01.11. | 19 | 690.45
01.11. | 20 | 690.49
01.11. | 21 | 690.24
01.11. | 22 | 297.62
01.11. | 23 | 297.56
01.11. | 24 | 297.3
02.11. | 1 | 297.45
02.11. | 2 | 297.41
02.11. | 3 | 297.53
02.11. | 4 | 297.53
02.11. | 5 | 297.53
02.11. | 6 | 297.47
02.11. | 7 | 298.31
02.11. | 8 | 297.87
02.11. | 9 | 298.31
02.11. | 10 | 298.34
02.11. | 11 | 298.37
02.11. | 12 | 298.29
02.11. | 13 | 298.26
02.11. | 14 | 298.31
02.11. | 15 | 298.33
02.11. | 16 | 690.5
02.11. | 17 | 690.09
02.11. | 18 | 690.55
02.11. | 19 | 690.52
02.11. | 20 | 690
02.11. | 21 | 690.87
02.11. | 22 | 690.61
02.11. | 23 | 690.7
02.11. | 24 | 690.46
03.11. | 1 | 690.31
03.11. | 2 | 689.41
03.11. | 3 | 689.42
03.11. | 4 | 689.07
03.11. | 5 | 688.43
03.11. | 6 | 688.55
03.11. | 7 | 689.21
03.11. | 8 | 687.98
03.11. | 9 | 689.36
03.11. | 10 | 688.49
03.11. | 11 | 689.04
03.11. | 12 | 689.13
03.11. | 13 | 689.66
03.11. | 14 | 689.48
03.11. | 15 | 690.25
03.11. | 16 | 689.51
03.11. | 17 | 689.35
03.11. | 18 | 689.22
03.11. | 19 | 689.03
03.11. | 20 | 688.72
03.11. | 21 | 689.25
03.11. | 22 | 688.86
03.11. | 23 | 689.21
03.11. | 24 | 689.09
04.11. | 1 | 688.88
04.11. | 2 | 688.15
04.11. | 3 | 688.84
04.11. | 4 | 689.05
04.11. | 5 | 689.1
04.11. | 6 | 688.72
04.11. | 7 | 689.06
04.11. | 8 | 688.6
04.11. | 9 | 688.77
04.11. | 10 | 689.22
04.11. | 11 | 689.06
04.11. | 12 | 689.81
04.11. | 13 | 689.63
04.11. | 14 | 689.51
04.11. | 15 | 688.93
04.11. | 16 | 688.98
04.11. | 17 | 689.13
04.11. | 18 | 689.3
04.11. | 19 | 689.28
04.11. | 20 | 689.5
04.11. | 21 | 689.09
04.11. | 22 | 689.04
04.11. | 23 | 689.45
04.11. | 24 | 689.06
05.11. | 1 | 689.5
05.11. | 2 | 689.61
05.11. | 3 | 689.91
05.11. | 4 | 690.23
05.11. | 5 | 690.03
05.11. | 6 | 690.25
05.11. | 7 | -1.4
05.11. | 8 | 69.83
05.11. | 9 | 688.44
05.11. | 10 | 689.51
05.11. | 11 | 689.56
05.11. | 12 | 689.49
05.11. | 13 | 689.72
05.11. | 14 | 689.73
05.11. | 15 | 689.94
05.11. | 16 | 689.77
05.11. | 17 | 690.15
05.11. | 18 | 689.9
05.11. | 19 | 689.87
05.11. | 20 | 689.73
05.11. | 21 | 689.55
05.11. | 22 | 689.51
05.11. | 23 | 689.89
05.11. | 24 | 689.96
06.11. | 1 | 690.02
06.11. | 2 | 690.28
06.11. | 3 | 690.33
06.11. | 4 | 690.55
06.11. | 5 | 690
06.11. | 6 | 689.65
06.11. | 7 | 689.78
06.11. | 8 | 689.88
06.11. | 9 | 690.34
06.11. | 10 | 688.41
06.11. | 11 | 687.46
06.11. | 12 | 687.9
06.11. | 13 | 687.8
06.11. | 14 | 687.64
06.11. | 15 | 687.69
06.11. | 16 | 687.66
06.11. | 17 | 687.32
06.11. | 18 | 687.86
06.11. | 19 | 688.22
06.11. | 20 | 688
06.11. | 21 | 688.27
06.11. | 22 | 688.04
06.11. | 23 | 688.37
06.11. | 24 | 688.41
07.11. | 1 | 688.38
07.11. | 2 | 688.02
07.11. | 3 | 688.64
07.11. | 4 | 688.47
07.11. | 5 | 688.42
07.11. | 6 | 688.77
07.11. | 7 | 688.9
07.11. | 8 | 688.96
07.11. | 9 | 689.07
07.11. | 10 | 689.71
07.11. | 11 | 689.65
07.11. | 12 | 689.68
07.11. | 13 | 689.91
07.11. | 14 | 689.85
07.11. | 15 | 689.62
07.11. | 16 | 689.91
07.11. | 17 | 689.55
07.11. | 18 | 690.5
07.11. | 19 | 689.62
07.11. | 20 | 689.92
07.11. | 21 | 689.7
07.11. | 22 | 689.15
07.11. | 23 | 298.3
07.11. | 24 | 298.25
08.11. | 1 | 298.16
08.11. | 2 | 298.17
08.11. | 3 | 298.23
08.11. | 4 | 298.18
08.11. | 5 | 298.21
08.11. | 6 | 298.04
08.11. | 7 | 298.19
08.11. | 8 | 298.65
08.11. | 9 | 298.65
08.11. | 10 | 297.64
08.11. | 11 | 298.65
08.11. | 12 | 345.75
08.11. | 13 | 689.85
08.11. | 14 | 689.8
08.11. | 15 | 689.52
08.11. | 16 | 689.71
08.11. | 17 | 689.59
08.11. | 18 | 690.09
08.11. | 19 | 689.82
08.11. | 20 | 686.82
08.11. | 21 | 298.65
08.11. | 22 | 298.49
08.11. | 23 | 198.86
08.11. | 24 | 198.94
09.11. | 1 | 198.85
09.11. | 2 | 198.8
09.11. | 3 | 198.74
09.11. | 4 | 198.86
09.11. | 5 | 198.85
09.11. | 6 | 198.79
09.11. | 7 | 198.78
09.11. | 8 | 199.43
09.11. | 9 | 198.78
09.11. | 10 | 198.9
09.11. | 11 | 198.79
09.11. | 12 | 198.86
09.11. | 13 | 298.46
09.11. | 14 | 298.4
09.11. | 15 | 314.31
09.11. | 16 | 690.48
09.11. | 17 | 690.55
09.11. | 18 | 690.72
09.11. | 19 | 690.88
09.11. | 20 | 690.84
09.11. | 21 | 690.57
09.11. | 22 | 690.6
09.11. | 23 | 690.58
09.11. | 24 | 690.54
10.11. | 1 | 690.13
10.11. | 2 | 689.95
10.11. | 3 | 690.2
10.11. | 4 | 690.15
10.11. | 5 | 688.02
10.11. | 6 | 688.74
10.11. | 7 | 687.22
10.11. | 8 | 687.77
10.11. | 9 | 687.41
10.11. | 10 | 689.34
10.11. | 11 | 689.48
10.11. | 12 | 690.27
10.11. | 13 | 690.41
10.11. | 14 | 690.27
10.11. | 15 | 689.31
10.11. | 16 | 689.69
10.11. | 17 | 689.75
10.11. | 18 | 689.97
10.11. | 19 | 689.66
10.11. | 20 | 689.31
10.11. | 21 | 689.51
10.11. | 22 | 689.39
10.11. | 23 | 689.17
10.11. | 24 | 689.46
11.11. | 1 | 690.5
11.11. | 2 | 689.8
11.11. | 3 | 690.15
11.11. | 4 | 690.48
11.11. | 5 | 690.55
11.11. | 6 | 689.51
11.11. | 7 | 690.23
11.11. | 8 | 690.41
11.11. | 9 | 690.44
11.11. | 10 | 691.51
11.11. | 11 | 690.5
11.11. | 12 | 689.51
11.11. | 13 | 691.51
11.11. | 14 | 690.5
11.11. | 15 | 690.5
11.11. | 16 | 691.51
11.11. | 17 | 690.5
11.11. | 18 | 690.5
11.11. | 19 | 691.51
11.11. | 20 | 691.51
11.11. | 21 | 691.51
11.11. | 22 | 691.51
11.11. | 23 | 691.51
11.11. | 24 | 691.51
12.11. | 1 | 690.5
12.11. | 2 | 691.51
12.11. | 3 | 690
12.11. | 4 | 691
12.11. | 5 | 690
12.11. | 6 | 690
12.11. | 7 | 690
12.11. | 8 | 690
12.11. | 9 | 690.3
12.11. | 10 | 690.66
12.11. | 11 | 690.82
12.11. | 12 | 690.79
12.11. | 13 | 690.73
12.11. | 14 | 690.69
12.11. | 15 | 690.9
12.11. | 16 | 690.63
12.11. | 17 | 690.95
12.11. | 18 | 690.69
12.11. | 19 | 690.92
12.11. | 20 | 691
12.11. | 21 | 690.74
12.11. | 22 | 690.8
12.11. | 23 | 690.97
12.11. | 24 | 691.03
13.11. | 1 | 691.02
13.11. | 2 | 691.14
13.11. | 3 | 690.86
13.11. | 4 | 691.24
13.11. | 5 | 691.12
13.11. | 6 | 690.92
13.11. | 7 | 690.48
13.11. | 8 | 690.42
13.11. | 9 | 690.87
13.11. | 10 | 691.1
13.11. | 11 | 690.92
13.11. | 12 | 690.6
13.11. | 13 | 690.93
13.11. | 14 | 690.92
13.11. | 15 | 690.5
13.11. | 16 | 690.59
13.11. | 17 | 691.05
13.11. | 18 | 690.68
13.11. | 19 | 690.43
13.11. | 20 | 690.71
13.11. | 21 | 690.68
13.11. | 22 | 690.4
13.11. | 23 | 690.56
13.11. | 24 | 690.59
14.11. | 1 | 690.72
14.11. | 2 | 690.72
14.11. | 3 | 690.49
14.11. | 4 | 690.62
14.11. | 5 | 690.67
14.11. | 6 | 690.74
14.11. | 7 | 690.39
14.11. | 8 | 690.39
14.11. | 9 | 690.67
14.11. | 10 | 690.7
14.11. | 11 | 691.12
14.11. | 12 | 690.43
14.11. | 13 | 690.57
14.11. | 14 | 690.48
14.11. | 15 | 690.33
14.11. | 16 | 690.65
14.11. | 17 | 690.72
14.11. | 18 | 690.81
14.11. | 19 | 690.75
14.11. | 20 | 690.82
14.11. | 21 | 690.67
14.11. | 22 | 690.7
14.11. | 23 | 298.36
14.11. | 24 | 298.32
15.11. | 1 | 298.34
15.11. | 2 | 298.3
15.11. | 3 | 298.3
15.11. | 4 | 298.35
15.11. | 5 | 298.3
15.11. | 6 | 312.22
15.11. | 7 | 690.57
15.11. | 8 | 690.2
15.11. | 9 | 690.29
15.11. | 10 | 690.56
15.11. | 11 | 690.63
15.11. | 12 | 690.51
15.11. | 13 | 690.9
15.11. | 14 | 690.69
15.11. | 15 | 690.59
15.11. | 16 | 690.81
15.11. | 17 | 690.55
15.11. | 18 | 690.62
15.11. | 19 | 690.65
15.11. | 20 | 690.71
15.11. | 21 | 298.34
15.11. | 22 | 298.39
15.11. | 23 | 198.81
15.11. | 24 | 198.82
16.11. | 1 | 198.74
16.11. | 2 | 198.84
16.11. | 3 | 198.75
16.11. | 4 | 198.64
16.11. | 5 | 198.76
16.11. | 6 | 198.77
16.11. | 7 | 198.72
16.11. | 8 | 198.71
16.11. | 9 | 198.79
16.11. | 10 | 198.79
16.11. | 11 | 198.78
16.11. | 12 | 198.81
16.11. | 13 | 298.44
16.11. | 14 | 298.34
16.11. | 15 | 298.43
16.11. | 16 | 689.79
16.11. | 17 | 689.66
16.11. | 18 | 689.82
16.11. | 19 | 689.64
16.11. | 20 | 689.93
16.11. | 21 | 689.82
16.11. | 22 | 690.08
16.11. | 23 | 690.11
16.11. | 24 | 689.89
17.11. | 1 | 689.85
17.11. | 2 | 690.18
17.11. | 3 | 689.98
17.11. | 4 | 689.44
17.11. | 5 | 689.96
17.11. | 6 | 690.09
17.11. | 7 | 689.51
17.11. | 8 | 689.22
17.11. | 9 | 689.25
17.11. | 10 | 689.56
17.11. | 11 | 689.4
17.11. | 12 | 689.58
17.11. | 13 | 689.49
17.11. | 14 | 689.66
17.11. | 15 | 689.8
17.11. | 16 | 689.97
17.11. | 17 | 689.99
17.11. | 18 | 690.06
17.11. | 19 | 690.01
17.11. | 20 | 690.09
17.11. | 21 | 690.14
17.11. | 22 | 689.92
17.11. | 23 | 689.8
17.11. | 24 | 690.02
18.11. | 1 | 689.87
18.11. | 2 | 689.8
18.11. | 3 | 690.43
18.11. | 4 | 690.12
18.11. | 5 | 690.16
18.11. | 6 | 690.09
18.11. | 7 | 689.51
18.11. | 8 | 689.63
18.11. | 9 | 689.52
18.11. | 10 | 689.64
18.11. | 11 | 689.63
18.11. | 12 | 689.51
18.11. | 13 | 689.47
18.11. | 14 | 689.66
18.11. | 15 | 689.95
18.11. | 16 | 689.83
18.11. | 17 | 689.92
18.11. | 18 | 689.89
18.11. | 19 | 690.04
18.11. | 20 | 689.93
18.11. | 21 | 689.87
18.11. | 22 | 689.83
18.11. | 23 | 689.93
18.11. | 24 | 689.91
19.11. | 1 | 689.92
19.11. | 2 | 689.93
19.11. | 3 | 690.27
19.11. | 4 | 690.01
19.11. | 5 | 690.03
19.11. | 6 | 689.07
19.11. | 7 | 690.11
19.11. | 8 | 689.58
19.11. | 9 | 689.75
19.11. | 10 | 689.91
19.11. | 11 | 689.96
19.11. | 12 | 689.84
19.11. | 13 | 689.97
19.11. | 14 | 690.04
19.11. | 15 | 689.95
19.11. | 16 | 689.67
19.11. | 17 | 689.93
19.11. | 18 | 689.64
19.11. | 19 | 689.86
19.11. | 20 | 689.85
19.11. | 21 | 689.65
19.11. | 22 | 689.37
19.11. | 23 | 689.47
19.11. | 24 | 689.8
20.11. | 1 | 689.71
20.11. | 2 | 689.75
20.11. | 3 | 689.63
20.11. | 4 | 689.69
20.11. | 5 | 689.77
20.11. | 6 | 689.57
20.11. | 7 | 689.61
20.11. | 8 | 689.69
20.11. | 9 | 689.65
20.11. | 10 | 689.73
20.11. | 11 | 689.77
20.11. | 12 | 689.43
20.11. | 13 | 689.7
20.11. | 14 | 689.51
20.11. | 15 | 689.85
20.11. | 16 | 689.68
20.11. | 17 | 689.65
20.11. | 18 | 689.71
20.11. | 19 | 689.84
20.11. | 20 | 689.85
20.11. | 21 | 689.83
20.11. | 22 | 689.87
20.11. | 23 | 689.82
20.11. | 24 | 689.78
21.11. | 1 | 689.73
21.11. | 2 | 689.86
21.11. | 3 | 689.82
21.11. | 4 | 689.87
21.11. | 5 | 689.78
21.11. | 6 | 689.68
21.11. | 7 | 689.73
21.11. | 8 | 689.44
21.11. | 9 | 689.22
21.11. | 10 | 689.78
21.11. | 11 | 689.73
21.11. | 12 | 689.9
21.11. | 13 | 689.67
21.11. | 14 | 689.75
21.11. | 15 | 689.51
21.11. | 16 | 689.59
21.11. | 17 | 689.85
21.11. | 18 | 689.95
21.11. | 19 | 689.83
21.11. | 20 | 690.1
21.11. | 21 | 690.02
21.11. | 22 | 690.12
21.11. | 23 | 689
21.11. | 24 | 689
22.11. | 1 | 690.03
22.11. | 2 | 689
22.11. | 3 | 689
22.11. | 4 | 689.51
22.11. | 5 | 689.71
22.11. | 6 | 689
22.11. | 7 | 690.5
22.11. | 8 | 690
22.11. | 9 | 689.75
22.11. | 10 | 689.88
22.11. | 11 | 689.8
22.11. | 12 | 690
22.11. | 13 | 690
22.11. | 14 | 689.9
22.11. | 15 | 690
22.11. | 16 | 690
22.11. | 17 | 690
22.11. | 18 | 689.82
22.11. | 19 | 689.51
22.11. | 20 | 690
22.11. | 21 | 690
22.11. | 22 | 690
22.11. | 23 | 688
22.11. | 24 | 688
23.11. | 1 | 688
23.11. | 2 | 688
23.11. | 3 | 688
23.11. | 4 | 688
23.11. | 5 | 688
23.11. | 6 | 688
23.11. | 7 | 689
23.11. | 8 | 689.92
23.11. | 9 | 689.42
23.11. | 10 | 689.28
23.11. | 11 | 689.61
23.11. | 12 | 690
23.11. | 13 | 689.62
23.11. | 14 | 689.47
23.11. | 15 | 689.13
23.11. | 16 | 688.91
23.11. | 17 | 690
23.11. | 18 | 689.44
23.11. | 19 | 690
23.11. | 20 | 689.62
23.11. | 21 | 689.4
23.11. | 22 | 689
23.11. | 23 | 689.82
23.11. | 24 | 689.97
24.11. | 1 | 690.5
24.11. | 2 | 689.89
24.11. | 3 | 689.58
24.11. | 4 | 689.86
24.11. | 5 | 689
24.11. | 6 | 689.57
24.11. | 7 | 689.69
24.11. | 8 | 689
24.11. | 9 | 689.63
24.11. | 10 | 689.87
24.11. | 11 | 689
24.11. | 12 | 689.4
24.11. | 13 | 689.74
24.11. | 14 | 690
24.11. | 15 | 689.59
24.11. | 16 | 689.6
24.11. | 17 | 690
24.11. | 18 | 689.83
24.11. | 19 | 689.81
24.11. | 20 | 690.5
24.11. | 21 | 689.75
24.11. | 22 | 689.77
24.11. | 23 | 689
24.11. | 24 | 689.78
25.11. | 1 | 689.95
25.11. | 2 | 687.5
25.11. | 3 | 688
25.11. | 4 | 689.91
25.11. | 5 | 689.51
25.11. | 6 | 690
25.11. | 7 | 689.62
25.11. | 8 | 689.66
25.11. | 9 | 690
25.11. | 10 | 690.2
25.11. | 11 | 690
25.11. | 12 | 690
25.11. | 13 | 690.02
25.11. | 14 | 689.88
25.11. | 15 | 690
25.11. | 16 | 689
25.11. | 17 | 689.51
25.11. | 18 | 689.96
25.11. | 19 | 689
25.11. | 20 | 689
25.11. | 21 | 689.97
25.11. | 22 | 689.94
25.11. | 23 | 689
25.11. | 24 | 689
26.11. | 1 | 689
26.11. | 2 | 690.1
26.11. | 3 | 689.99
26.11. | 4 | 689
26.11. | 5 | 689
26.11. | 6 | 690
26.11. | 7 | 690
26.11. | 8 | 689.75
26.11. | 9 | 689.81
26.11. | 10 | 689.99
26.11. | 11 | 689.99
26.11. | 12 | 690
26.11. | 13 | 689.54
26.11. | 14 | 689
26.11. | 15 | 689.28
26.11. | 16 | 689.19
26.11. | 17 | 689.2
26.11. | 18 | 689.33
26.11. | 19 | 689.16
26.11. | 20 | 689.09
26.11. | 21 | 689.1
26.11. | 22 | 688.13
26.11. | 23 | 689
26.11. | 24 | 689
27.11. | 1 | 689
27.11. | 2 | 689
27.11. | 3 | 689
27.11. | 4 | 689
27.11. | 5 | 688
27.11. | 6 | 688
27.11. | 7 | 689
27.11. | 8 | 689.59
27.11. | 9 | 689.51
27.11. | 10 | 689.88
27.11. | 11 | 690.23
27.11. | 12 | 689.95
27.11. | 13 | 690.13
27.11. | 14 | 689.82
27.11. | 15 | 689.71
27.11. | 16 | 689.83
27.11. | 17 | 689.95
27.11. | 18 | 689.98
27.11. | 19 | 690.07
27.11. | 20 | 690.09
27.11. | 21 | 689.82
27.11. | 22 | 689.92
27.11. | 23 | 689.92
27.11. | 24 | 689.83
28.11. | 1 | 690.09
28.11. | 2 | 689.95
28.11. | 3 | 689.9
28.11. | 4 | 689.94
28.11. | 5 | 689.81
28.11. | 6 | 689.77
28.11. | 7 | 689.36
28.11. | 8 | 689.55
28.11. | 9 | 689.35
28.11. | 10 | 689.58
28.11. | 11 | 689.58
28.11. | 12 | 689.59
28.11. | 13 | 689.56
28.11. | 14 | 689.89
28.11. | 15 | 689.52
28.11. | 16 | 689.6
28.11. | 17 | 689.94
28.11. | 18 | 689.7
28.11. | 19 | 689.79
28.11. | 20 | 689.93
28.11. | 21 | 689.54
28.11. | 22 | 689.9
28.11. | 23 | 298.44
28.11. | 24 | 298.25
29.11. | 1 | 298.27
29.11. | 2 | 298.26
29.11. | 3 | 298.22
29.11. | 4 | 298.27
29.11. | 5 | 298.6
29.11. | 6 | 298.2
29.11. | 7 | 690.54
29.11. | 8 | 690.79
29.11. | 9 | 690.49
29.11. | 10 | 690.19
29.11. | 11 | 690.69
29.11. | 12 | 690.45
29.11. | 13 | 690.44
29.11. | 14 | 690.15
29.11. | 15 | 690.47
29.11. | 16 | 690.63
29.11. | 17 | 690.57
29.11. | 18 | 690.21
29.11. | 19 | 690.65
29.11. | 20 | 690.99
29.11. | 21 | 296.63
29.11. | 22 | 296.65
29.11. | 23 | 690.75
29.11. | 24 | 691.36
30.11. | 1 | 691.01
30.11. | 2 | 690.97
30.11. | 3 | 691.26
30.11. | 4 | 690.97
30.11. | 5 | 690.87
30.11. | 6 | 690.44
30.11. | 7 | 690.54
30.11. | 8 | 690.58
30.11. | 9 | 689.91
30.11. | 10 | 690.28
30.11. | 11 | 690.47
30.11. | 12 | 690.36
30.11. | 13 | 690.34
30.11. | 14 | 690.18
30.11. | 15 | 690.04
30.11. | 16 | 689.94
30.11. | 17 | 690.43
30.11. | 18 | 689.89
30.11. | 19 | 690.32
30.11. | 20 | 690.05
30.11. | 21 | 690.06
30.11. | 22 | 689.67
30.11. | 23 | 690.16
30.11. | 24 | 689.91
01.12. | 1 | 689.88
01.12. | 2 | 689.8
01.12. | 3 | 689.6
01.12. | 4 | 690
01.12. | 5 | 689.94
01.12. | 6 | 690.62
01.12. | 7 | 690.19
01.12. | 8 | 690.7
01.12. | 9 | 690.61
01.12. | 10 | 690.61
01.12. | 11 | 690.72
01.12. | 12 | 690.8
01.12. | 13 | 691.05
01.12. | 14 | 690.78
01.12. | 15 | 690.78
01.12. | 16 | 690.74
01.12. | 17 | 690.9
01.12. | 18 | 690.65
01.12. | 19 | 690.44
01.12. | 20 | 690.97
01.12. | 21 | 690.88
01.12. | 22 | 690.85
01.12. | 23 | 690.59
01.12. | 24 | 691.1
02.12. | 1 | 691.06
02.12. | 2 | 691.31
02.12. | 3 | 691.25
02.12. | 4 | 691.16
02.12. | 5 | 691.09
02.12. | 6 | 690.78
02.12. | 7 | 690.82
02.12. | 8 | 690.67
02.12. | 9 | 690.45
02.12. | 10 | 690.37
02.12. | 11 | 690.78
02.12. | 12 | 690.77
02.12. | 13 | 690.75
02.12. | 14 | 690.81
02.12. | 15 | 690.86
02.12. | 16 | 690.96
02.12. | 17 | 690.99
02.12. | 18 | 690.8
02.12. | 19 | 690.99
02.12. | 20 | 690
02.12. | 21 | 690.98
02.12. | 22 | 690.89
02.12. | 23 | 690.87
02.12. | 24 | 691.24
03.12. | 1 | 691.4
03.12. | 2 | 691.7
03.12. | 3 | 691.55
03.12. | 4 | 691.23
03.12. | 5 | 691.09
03.12. | 6 | 691.43
03.12. | 7 | 690.84
03.12. | 8 | 690.63
03.12. | 9 | 690.72
03.12. | 10 | 690.81
03.12. | 11 | 691
03.12. | 12 | 691.1
03.12. | 13 | 690.77
03.12. | 14 | 690.91
03.12. | 15 | 690.98
03.12. | 16 | 690.73
03.12. | 17 | 690.59
03.12. | 18 | 690.94
03.12. | 19 | 691.02
03.12. | 20 | 690.99
03.12. | 21 | 690.96
03.12. | 22 | 690.97
03.12. | 23 | 691.09
03.12. | 24 | 692.01
04.12. | 1 | 691.65
04.12. | 2 | 691.1
04.12. | 3 | 691.22
04.12. | 4 | 690.88
04.12. | 5 | 690.98
04.12. | 6 | 690.83
04.12. | 7 | 690.53
04.12. | 8 | 690.36
04.12. | 9 | 690.42
04.12. | 10 | 690.52
04.12. | 11 | 690.8
04.12. | 12 | 690.91
04.12. | 13 | 691.43
04.12. | 14 | 690.94
04.12. | 15 | 690.57
04.12. | 16 | 690.77
04.12. | 17 | 690.73
04.12. | 18 | 690.72
04.12. | 19 | 690.82
04.12. | 20 | 691.51
04.12. | 21 | 690.75
04.12. | 22 | 690.76
04.12. | 23 | 690.66
04.12. | 24 | 690.73
05.12. | 1 | 690.98
05.12. | 2 | 690.77
05.12. | 3 | 691.16
05.12. | 4 | 690.96
05.12. | 5 | 690.87
05.12. | 6 | 691.01
05.12. | 7 | 690.66
05.12. | 8 | 690.93
05.12. | 9 | 690.87
05.12. | 10 | 690.89
05.12. | 11 | 691
05.12. | 12 | 690.9
05.12. | 13 | 691.05
05.12. | 14 | 691.17
05.12. | 15 | 691.13
05.12. | 16 | 690.95
05.12. | 17 | 691.19
05.12. | 18 | 690.94
05.12. | 19 | 690.93
05.12. | 20 | 690.93
05.12. | 21 | 691.03
05.12. | 22 | 690.62
05.12. | 23 | 690.97
05.12. | 24 | 691.24
06.12. | 1 | 691.21
06.12. | 2 | 691
06.12. | 3 | 691.15
06.12. | 4 | 691.06
06.12. | 5 | 691.36
06.12. | 6 | 691.17
06.12. | 7 | 690.95
06.12. | 8 | 690.92
06.12. | 9 | 690.95
06.12. | 10 | 690.56
06.12. | 11 | 689.13
06.12. | 12 | 689.92
06.12. | 13 | 690.55
06.12. | 14 | 690.73
06.12. | 15 | 690.5
06.12. | 16 | 690.76
06.12. | 17 | 690.66
06.12. | 18 | 690.72
06.12. | 19 | 690.95
06.12. | 20 | 690.92
06.12. | 21 | 690.93
06.12. | 22 | 690.86
06.12. | 23 | 298.27
06.12. | 24 | 297.76
07.12. | 1 | 296.47
07.12. | 2 | 295.91
07.12. | 3 | 295.52
07.12. | 4 | 295.19
07.12. | 5 | 295.57
07.12. | 6 | 296.67
07.12. | 7 | 297.35
07.12. | 8 | 297.47
07.12. | 9 | 297.78
07.12. | 10 | 297.58
07.12. | 11 | 297.77
07.12. | 12 | 297.99
07.12. | 13 | 689
07.12. | 14 | 689.4
07.12. | 15 | 689.35
07.12. | 16 | 688.83
07.12. | 17 | 689.1
07.12. | 18 | 689.01
07.12. | 19 | 689.07
07.12. | 20 | 689.1
07.12. | 21 | 689.01
07.12. | 22 | 689.14
07.12. | 23 | 689.49
07.12. | 24 | 689.55
08.12. | 1 | 689.56
08.12. | 2 | 689.67
08.12. | 3 | 689.33
08.12. | 4 | 688.73
08.12. | 5 | 688.99
08.12. | 6 | 688.28
08.12. | 7 | 687.75
08.12. | 8 | 687.53
08.12. | 9 | 686.55
08.12. | 10 | 687.04
08.12. | 11 | 687.41
08.12. | 12 | 687.94
08.12. | 13 | 687.76
08.12. | 14 | 687.75
08.12. | 15 | 687.83
08.12. | 16 | 687.43
08.12. | 17 | 687.6
08.12. | 18 | 688.51
08.12. | 19 | 688.73
08.12. | 20 | 688.26
08.12. | 21 | 688.41
08.12. | 22 | 688.33
08.12. | 23 | 688.37
08.12. | 24 | 689.19
09.12. | 1 | 688.77
09.12. | 2 | 689.01
09.12. | 3 | 688.29
09.12. | 4 | 688.83
09.12. | 5 | 689.22
09.12. | 6 | 688.97
09.12. | 7 | 689.29
09.12. | 8 | 689.27
09.12. | 9 | 689.41
09.12. | 10 | 689.71
09.12. | 11 | 689.42
09.12. | 12 | 689.52
09.12. | 13 | 689.48
09.12. | 14 | 689.64
09.12. | 15 | 689.52
09.12. | 16 | 689.57
09.12. | 17 | 688
09.12. | 18 | 690
09.12. | 19 | 690
09.12. | 20 | 688
09.12. | 21 | 690
09.12. | 22 | 689.51
09.12. | 23 | 689.45
09.12. | 24 | 689.69
10.12. | 1 | 689.73
10.12. | 2 | 689.74
10.12. | 3 | 689.62
10.12. | 4 | 689.89
10.12. | 5 | 689.45
10.12. | 6 | 689.36
10.12. | 7 | 689.33
10.12. | 8 | 689.16
10.12. | 9 | 689.54
10.12. | 10 | 689.17
10.12. | 11 | 689.39
10.12. | 12 | 689.55
10.12. | 13 | 689.54
10.12. | 14 | 689.74
10.12. | 15 | 689.4
10.12. | 16 | 689.61
10.12. | 17 | 689.68
10.12. | 18 | 689.89
10.12. | 19 | 689.71
10.12. | 20 | 689.51
10.12. | 21 | 689.51
10.12. | 22 | 689.37
10.12. | 23 | 689.57
10.12. | 24 | 689.27
11.12. | 1 | 688.92
11.12. | 2 | 688.09
11.12. | 3 | 687.9
11.12. | 4 | 688.1
11.12. | 5 | 688.72
11.12. | 6 | 688.83
11.12. | 7 | 688.61
11.12. | 8 | 688.86
11.12. | 9 | 688.2
11.12. | 10 | 688.36
11.12. | 11 | 688.76
11.12. | 12 | 689.14
11.12. | 13 | 689.2
11.12. | 14 | 689.11
11.12. | 15 | 689.02
11.12. | 16 | 689.33
11.12. | 17 | 689.53
11.12. | 18 | 689.4
11.12. | 19 | 689.31
11.12. | 20 | 689.61
11.12. | 21 | 689.56
11.12. | 22 | 689.97
11.12. | 23 | 689.72
11.12. | 24 | 689.53
12.12. | 1 | 689.72
12.12. | 2 | 689.55
12.12. | 3 | 689.4
12.12. | 4 | 689.29
12.12. | 5 | 689.11
12.12. | 6 | 689.51
12.12. | 7 | 689.29
12.12. | 8 | 689.63
12.12. | 9 | 689.4
12.12. | 10 | 689.51
12.12. | 11 | 689.71
12.12. | 12 | 689.51
12.12. | 13 | 689.88
12.12. | 14 | 690.08
12.12. | 15 | 689.87
12.12. | 16 | 689.67
12.12. | 17 | 690.15
12.12. | 18 | 689.86
12.12. | 19 | 690.15
12.12. | 20 | 690.26
12.12. | 21 | 690.09
12.12. | 22 | 690.01
12.12. | 23 | 689.66
12.12. | 24 | 690.06
13.12. | 1 | 690.1
13.12. | 2 | 690.28
13.12. | 3 | 690.07
13.12. | 4 | 689.82
13.12. | 5 | 690.25
13.12. | 6 | 690.09
13.12. | 7 | 689.54
13.12. | 8 | 689.67
13.12. | 9 | 689.35
13.12. | 10 | 689.6
13.12. | 11 | 689.46
13.12. | 12 | 689.5
13.12. | 13 | 689.74
13.12. | 14 | 689.73
13.12. | 15 | 689.82
13.12. | 16 | 689.64
13.12. | 17 | 689.78
13.12. | 18 | 689.94
13.12. | 19 | 689.92
13.12. | 20 | 689.68
13.12. | 21 | 689.79
13.12. | 22 | 547.28
13.12. | 23 | 198.73
13.12. | 24 | 198.89
14.12. | 1 | 198.87
14.12. | 2 | 198.77
14.12. | 3 | 198.89
14.12. | 4 | 198.82
14.12. | 5 | 198.86
14.12. | 6 | 198.78
14.12. | 7 | 198.99
14.12. | 8 | 198.96
14.12. | 9 | 198.77
14.12. | 10 | 198.83
14.12. | 11 | 199.01
14.12. | 12 | 198.93
14.12. | 13 | 198.86
14.12. | 14 | 495.51
14.12. | 15 | 495.44
14.12. | 16 | 495.46
14.12. | 17 | 495.5
14.12. | 18 | 495.38
14.12. | 19 | 495.43
14.12. | 20 | 495.46
14.12. | 21 | 495.38
14.12. | 22 | 33.42
14.12. | 23 | 33.42
14.12. | 24 | 33.42
15.12. | 1 | 33.42
15.12. | 2 | 33.42
15.12. | 3 | 33.42
15.12. | 4 | 33.42
15.12. | 5 | 33.42
15.12. | 6 | 33.42
15.12. | 7 | 33.42
15.12. | 8 | 33.42
15.12. | 9 | 33.42
15.12. | 10 | 33.42
15.12. | 11 | 33.42
15.12. | 12 | 33.42
15.12. | 13 | 33.42
15.12. | 14 | 33.42
15.12. | 15 | 33.42
15.12. | 16 | 33.42
15.12. | 17 | 33.42
15.12. | 18 | 33.42
15.12. | 19 | 33.42
15.12. | 20 | 33.42
15.12. | 21 | 33.42
15.12. | 22 | 33.42
15.12. | 23 | 33.42
15.12. | 24 | 33.42
16.12. | 1 | 33.42
16.12. | 2 | 33.42
16.12. | 3 | 33.42
16.12. | 4 | 33.42
16.12. | 5 | 33.42
16.12. | 6 | 33.42
16.12. | 7 | 33.42
16.12. | 8 | 33.42
16.12. | 9 | 33.42
16.12. | 10 | 33.42
16.12. | 11 | 33.42
16.12. | 12 | 33.42
16.12. | 13 | 33.42
16.12. | 14 | 33.42
16.12. | 15 | 33.42
16.12. | 16 | 33.42
16.12. | 17 | 33.42
16.12. | 18 | 33.42
16.12. | 19 | 33.42
16.12. | 20 | 33.42
16.12. | 21 | 33.42
16.12. | 22 | 33.42
16.12. | 23 | 33.42
16.12. | 24 | 33.42
17.12. | 1 | 33.42
17.12. | 2 | 33.42
17.12. | 3 | 33.42
17.12. | 4 | 33.42
17.12. | 5 | 33.42
17.12. | 6 | 33.42
17.12. | 7 | 33.42
17.12. | 8 | 33.42
17.12. | 9 | 33.42
17.12. | 10 | 33.42
17.12. | 11 | 33.42
17.12. | 12 | 33.42
17.12. | 13 | 33.42
17.12. | 14 | 33.42
17.12. | 15 | 33.42
17.12. | 16 | 33.42
17.12. | 17 | 33.42
17.12. | 18 | 33.42
17.12. | 19 | 33.42
17.12. | 20 | 33.42
17.12. | 21 | 33.42
17.12. | 22 | 33.42
17.12. | 23 | 33.42
17.12. | 24 | 33.42
18.12. | 1 | 33.42
18.12. | 2 | 33.42
18.12. | 3 | 33.42
18.12. | 4 | 33.42
18.12. | 5 | 33.42
18.12. | 6 | 33.42
18.12. | 7 | 33.42
18.12. | 8 | 33.42
18.12. | 9 | 33.42
18.12. | 10 | 33.42
18.12. | 11 | 33.42
18.12. | 12 | 33.42
18.12. | 13 | 33.42
18.12. | 14 | 33.42
18.12. | 15 | 33.42
18.12. | 16 | 33.42
18.12. | 17 | 33.42
18.12. | 18 | 33.42
18.12. | 19 | 33.42
18.12. | 20 | 33.42
18.12. | 21 | 33.42
18.12. | 22 | 33.42
18.12. | 23 | 33.42
18.12. | 24 | 33.42
19.12. | 1 | 33.42
19.12. | 2 | 33.42
19.12. | 3 | 33.42
19.12. | 4 | 33.42
19.12. | 5 | 33.42
19.12. | 6 | 33.42
19.12. | 7 | 33.42
19.12. | 8 | 33.42
19.12. | 9 | 33.42
19.12. | 10 | 33.42
19.12. | 11 | 33.42
19.12. | 12 | 33.42
19.12. | 13 | 33.42
19.12. | 14 | 33.42
19.12. | 15 | 33.42
19.12. | 16 | 33.42
19.12. | 17 | 33.42
19.12. | 18 | 33.42
19.12. | 19 | 33.42
19.12. | 20 | 33.42
19.12. | 21 | 33.42
19.12. | 22 | 33.42
19.12. | 23 | 33.42
19.12. | 24 | 33.42
20.12. | 1 | 33.42
20.12. | 2 | 33.42
20.12. | 3 | 33.42
20.12. | 4 | 33.42
20.12. | 5 | 33.42
20.12. | 6 | 33.42
20.12. | 7 | 33.42
20.12. | 8 | 33.42
20.12. | 9 | 33.42
20.12. | 10 | 33.42
20.12. | 11 | 33.42
20.12. | 12 | 33.42
20.12. | 13 | 33.42
20.12. | 14 | 33.42
20.12. | 15 | 33.42
20.12. | 16 | 33.42
20.12. | 17 | 33.42
20.12. | 18 | 33.42
20.12. | 19 | 33.42
20.12. | 20 | 33.42
20.12. | 21 | 33.42
20.12. | 22 | 33.42
20.12. | 23 | 33.42
20.12. | 24 | 33.42
21.12. | 1 | 33.42
21.12. | 2 | 33.42
21.12. | 3 | 33.42
21.12. | 4 | 33.42
21.12. | 5 | 33.42
21.12. | 6 | 33.42
21.12. | 7 | 33.42
21.12. | 8 | 33.42
21.12. | 9 | 33.42
21.12. | 10 | 33.42
21.12. | 11 | 33.42
21.12. | 12 | 33.42
21.12. | 13 | 33.42
21.12. | 14 | 33.42
21.12. | 15 | 33.42
21.12. | 16 | 33.42
21.12. | 17 | 33.42
21.12. | 18 | 33.42
21.12. | 19 | 33.42
21.12. | 20 | 33.42
21.12. | 21 | 33.42
21.12. | 22 | 33.42
21.12. | 23 | 33.42
21.12. | 24 | 33.42
22.12. | 1 | 33.42
22.12. | 2 | 33.42
22.12. | 3 | 33.42
22.12. | 4 | 33.42
22.12. | 5 | 33.42
22.12. | 6 | 33.42
22.12. | 7 | 33.42
22.12. | 8 | 33.42
22.12. | 9 | 33.42
22.12. | 10 | 33.42
22.12. | 11 | 33.42
22.12. | 12 | 33.42
22.12. | 13 | 33.42
22.12. | 14 | 33.42
22.12. | 15 | 33.42
22.12. | 16 | 33.42
22.12. | 17 | 33.42
22.12. | 18 | 33.42
22.12. | 19 | 33.42
22.12. | 20 | 33.42
22.12. | 21 | 33.42
22.12. | 22 | 33.42
22.12. | 23 | 33.42
22.12. | 24 | 33.42
23.12. | 1 | 33.42
23.12. | 2 | 33.42
23.12. | 3 | 33.42
23.12. | 4 | 33.42
23.12. | 5 | 33.42
23.12. | 6 | 33.42
23.12. | 7 | 33.42
23.12. | 8 | 33.42
23.12. | 9 | 33.42
23.12. | 10 | 33.42
23.12. | 11 | 33.42
23.12. | 12 | 33.42
23.12. | 13 | 33.42
23.12. | 14 | 33.42
23.12. | 15 | 33.42
23.12. | 16 | 33.42
23.12. | 17 | 33.42
23.12. | 18 | 33.42
23.12. | 19 | 33.42
23.12. | 20 | 33.42
23.12. | 21 | 33.42
23.12. | 22 | 33.42
23.12. | 23 | 33.42
23.12. | 24 | 33.42
24.12. | 1 | 33.42
24.12. | 2 | 33.42
24.12. | 3 | 33.42
24.12. | 4 | 33.42
24.12. | 5 | 33.42
24.12. | 6 | 33.42
24.12. | 7 | 33.42
24.12. | 8 | 33.42
24.12. | 9 | 33.42
24.12. | 10 | 33.42
24.12. | 11 | 33.42
24.12. | 12 | 33.42
24.12. | 13 | 33.42
24.12. | 14 | 33.42
24.12. | 15 | 33.42
24.12. | 16 | 33.42
24.12. | 17 | 33.42
24.12. | 18 | 33.42
24.12. | 19 | 33.42
24.12. | 20 | 33.42
24.12. | 21 | 33.42
24.12. | 22 | 33.42
24.12. | 23 | 33.42
24.12. | 24 | 33.42
25.12. | 1 | 33.42
25.12. | 2 | 33.42
25.12. | 3 | 33.42
25.12. | 4 | 33.42
25.12. | 5 | 33.42
25.12. | 6 | 33.42
25.12. | 7 | 33.42
25.12. | 8 | 33.42
25.12. | 9 | 33.42
25.12. | 10 | 33.42
25.12. | 11 | 33.42
25.12. | 12 | 33.42
25.12. | 13 | 33.42
25.12. | 14 | 33.42
25.12. | 15 | 33.42
25.12. | 16 | 33.42
25.12. | 17 | 33.42
25.12. | 18 | 33.42
25.12. | 19 | 33.42
25.12. | 20 | 33.42
25.12. | 21 | 33.42
25.12. | 22 | 33.42
25.12. | 23 | 33.42
25.12. | 24 | 33.42
26.12. | 1 | 33.42
26.12. | 2 | 33.42
26.12. | 3 | 33.42
26.12. | 4 | 33.42
26.12. | 5 | 33.42
26.12. | 6 | 33.42
26.12. | 7 | 33.42
26.12. | 8 | 33.42
26.12. | 9 | 33.42
26.12. | 10 | 33.42
26.12. | 11 | 33.42
26.12. | 12 | 33.42
26.12. | 13 | 33.42
26.12. | 14 | 33.42
26.12. | 15 | 33.42
26.12. | 16 | 33.42
26.12. | 17 | 33.42
26.12. | 18 | 33.42
26.12. | 19 | 33.42
26.12. | 20 | 33.42
26.12. | 21 | 33.42
26.12. | 22 | 33.42
26.12. | 23 | 33.42
26.12. | 24 | 33.42
27.12. | 1 | 33.42
27.12. | 2 | 33.42
27.12. | 3 | 33.42
27.12. | 4 | 33.42
27.12. | 5 | 33.42
27.12. | 6 | 33.42
27.12. | 7 | 33.42
27.12. | 8 | 33.42
27.12. | 9 | 33.42
27.12. | 10 | 33.42
27.12. | 11 | 33.42
27.12. | 12 | 33.42
27.12. | 13 | 33.42
27.12. | 14 | 33.42
27.12. | 15 | 33.42
27.12. | 16 | 33.42
27.12. | 17 | 33.42
27.12. | 18 | 33.42
27.12. | 19 | 33.42
27.12. | 20 | 33.42
27.12. | 21 | 33.42
27.12. | 22 | 33.42
27.12. | 23 | 33.42
27.12. | 24 | 33.42
28.12. | 1 | 33.42
28.12. | 2 | 33.42
28.12. | 3 | 33.42
28.12. | 4 | 33.42
28.12. | 5 | 33.42
28.12. | 6 | 33.42
28.12. | 7 | 33.42
28.12. | 8 | 33.42
28.12. | 9 | 33.42
28.12. | 10 | 33.42
28.12. | 11 | 33.42
28.12. | 12 | 33.42
28.12. | 13 | 33.42
28.12. | 14 | 33.42
28.12. | 15 | 33.42
28.12. | 16 | 33.42
28.12. | 17 | 33.42
28.12. | 18 | 33.42
28.12. | 19 | 33.42
28.12. | 20 | 33.42
28.12. | 21 | 33.42
28.12. | 22 | 33.42
28.12. | 23 | 33.42
28.12. | 24 | 33.42
29.12. | 1 | 33.42
29.12. | 2 | 33.42
29.12. | 3 | 33.42
29.12. | 4 | 33.42
29.12. | 5 | 33.42
29.12. | 6 | 33.42
29.12. | 7 | 33.42
29.12. | 8 | 33.42
29.12. | 9 | 33.42
29.12. | 10 | 33.42
29.12. | 11 | 33.42
29.12. | 12 | 33.42
29.12. | 13 | 33.42
29.12. | 14 | 33.42
29.12. | 15 | 33.42
29.12. | 16 | 33.42
29.12. | 17 | 33.42
29.12. | 18 | 33.42
29.12. | 19 | 33.42
29.12. | 20 | 33.42
29.12. | 21 | 33.42
29.12. | 22 | 33.42
29.12. | 23 | 33.42
29.12. | 24 | 33.42
30.12. | 1 | 33.42
30.12. | 2 | 33.42
30.12. | 3 | 33.42
30.12. | 4 | 33.42
30.12. | 5 | 33.42
30.12. | 6 | 33.42
30.12. | 7 | 33.42
30.12. | 8 | 33.42
30.12. | 9 | 33.42
30.12. | 10 | 33.42
30.12. | 11 | 33.42
30.12. | 12 | 33.42
30.12. | 13 | 33.42
30.12. | 14 | 33.42
30.12. | 15 | 33.42
30.12. | 16 | 33.42
30.12. | 17 | 33.42
30.12. | 18 | 33.42
30.12. | 19 | 33.42
30.12. | 20 | 33.42
30.12. | 21 | 33.42
30.12. | 22 | 33.42
30.12. | 23 | 33.42
30.12. | 24 | 33.42
31.12. | 1 | 33.42
31.12. | 2 | 33.42
31.12. | 3 | 33.42
31.12. | 4 | 33.42
31.12. | 5 | 33.42
31.12. | 6 | 33.42
31.12. | 7 | 33.42
31.12. | 8 | 33.42
31.12. | 9 | 33.42
31.12. | 10 | 33.42
31.12. | 11 | 33.42
31.12. | 12 | 33.42
31.12. | 13 | 33.42
31.12. | 14 | 33.42
31.12. | 15 | 33.42
31.12. | 16 | 33.42
31.12. | 17 | 33.42
31.12. | 18 | 33.42
31.12. | 19 | 33.42
31.12. | 20 | 33.42
31.12. | 21 | 33.42
31.12. | 22 | 33.42
31.12. | 23 | 33.42
31.12. | 24 | 33.42

## Reserves
ENTSO-E Market Modelling Database: Reserves
Country:
Market Node: | TR00
Year:
Climate year
Scenario
Frequency Containment Reserves (FCR)
Total Market Node Requirement | [MW] | 0
FCR that need to be made available by thermal unit commitment (already net with generating capacities on Thermal sheet, not causing additional commitment on Thermal units apart from what highlighted in the unit-by-unit Thermal sheet) | [MW]
Provided by HYDRO - Reserve that should be procured by further constraining the 'Maximum generation' of either Reservoir either Pumped Storage | [MW] | 0
Reserve available from Demand (reduction of demand possible thanks to specific contract to cope with system imbalances; while DSR would work on the DA & ID,here it should be considered only interruptible contract activated to contain system frequency) | [MW] | 0
FCR that need to be made available by thermal unit commitment additional to the FCR allocations highlighted in the unit-by-unit Thermal sheet (this will be allocated additionally on Thermal units as provided FCR) | [MW]
Frequency Restoration Reserves (FRR) - includind both automatic (aFRR) and manual (mFRR)
Total Market Node Requirement | [MW]
FRR that will be procured by thermal (unit commitment of thermal units able to provide FRR take IN REAL LIFE into account this requirements) | [MW]
Provided by HYDRO - Reserve that should be procured by further constraining the 'Maximum generation' of either Reservoir either Pumped Storage | [MW] | 0
Simplified modelling assumptions (to account reserve requirements on e.g. day ahead market as currently done for MAF)
Additional load (should be <= FCR + FRR needed from thermal) | [MW]
Provided by HYDRO - Reserve that should be procured by further constraining the 'Maximum generation' of Reservoir units | [MW]
Provided by HYDRO - Reserve that should be procured by further constraining the 'Maximum generation' of Pumped Storage Open Loop units | [MW]
Provided by HYDRO - Reserve that should be procured by further constraining the 'Maximum generation' of Pumped Storage Closed Loop units | [MW]

## DSR
ENTSO-E Market Modelling Database: DSR
Country:
Market Node: | TR00
Year:
Climate year
Scenario
| Demand Side Response | Price Band 1 | Price Band 2 | Price Band 3 | Price Band 4 | Price Band 5 | Price Band 6 | Price Band 7 | Price Band 8 | Price Band 9 | Price Band 10 | Price Band 11
Capacity
Units
Hours
Price
Climate year start
Climate year end
Date | Hour | Available Demand Response (MW) | Available Demand Response (MW) | Available Demand Response (MW) | Available Demand Response (MW) | Available Demand Response (MW) | Available Demand Response (MW) | Available Demand Response (MW) | Available Demand Response (MW) | Available Demand Response (MW) | Available Demand Response (MW) | N.B. use convention first January always Monday (2007 calendar year) --> see guidelines for further details
01.01. | 1
01.01. | 2
01.01. | 3
01.01. | 4
01.01. | 5
01.01. | 6
01.01. | 7
01.01. | 8
01.01. | 9
01.01. | 10
01.01. | 11
01.01. | 12
01.01. | 13
01.01. | 14
01.01. | 15
01.01. | 16
01.01. | 17
01.01. | 18
01.01. | 19
01.01. | 20
01.01. | 21
01.01. | 22
01.01. | 23
01.01. | 24
02.01. | 1
02.01. | 2
02.01. | 3
02.01. | 4
02.01. | 5
02.01. | 6
02.01. | 7
02.01. | 8
02.01. | 9
02.01. | 10
02.01. | 11
02.01. | 12
02.01. | 13
02.01. | 14
02.01. | 15
02.01. | 16
02.01. | 17
02.01. | 18
02.01. | 19
02.01. | 20
02.01. | 21
02.01. | 22
02.01. | 23
02.01. | 24
03.01. | 1
03.01. | 2
03.01. | 3
03.01. | 4
03.01. | 5
03.01. | 6
03.01. | 7
03.01. | 8
03.01. | 9
03.01. | 10
03.01. | 11
03.01. | 12
03.01. | 13
03.01. | 14
03.01. | 15
03.01. | 16
03.01. | 17
03.01. | 18
03.01. | 19
03.01. | 20
03.01. | 21
03.01. | 22
03.01. | 23
03.01. | 24
04.01. | 1
04.01. | 2
04.01. | 3
04.01. | 4
04.01. | 5
04.01. | 6
04.01. | 7
04.01. | 8
04.01. | 9
04.01. | 10
04.01. | 11
04.01. | 12
04.01. | 13
04.01. | 14
04.01. | 15
04.01. | 16
04.01. | 17
04.01. | 18
04.01. | 19
04.01. | 20
04.01. | 21
04.01. | 22
04.01. | 23
04.01. | 24
05.01. | 1
05.01. | 2
05.01. | 3
05.01. | 4
05.01. | 5
05.01. | 6
05.01. | 7
05.01. | 8
05.01. | 9
05.01. | 10
05.01. | 11
05.01. | 12
05.01. | 13
05.01. | 14
05.01. | 15
05.01. | 16
05.01. | 17
05.01. | 18
05.01. | 19
05.01. | 20
05.01. | 21
05.01. | 22
05.01. | 23
05.01. | 24
06.01. | 1
06.01. | 2
06.01. | 3
06.01. | 4
06.01. | 5
06.01. | 6
06.01. | 7
06.01. | 8
06.01. | 9
06.01. | 10
06.01. | 11
06.01. | 12
06.01. | 13
06.01. | 14
06.01. | 15
06.01. | 16
06.01. | 17
06.01. | 18
06.01. | 19
06.01. | 20
06.01. | 21
06.01. | 22
06.01. | 23
06.01. | 24
07.01. | 1
07.01. | 2
07.01. | 3
07.01. | 4
07.01. | 5
07.01. | 6
07.01. | 7
07.01. | 8
07.01. | 9
07.01. | 10
07.01. | 11
07.01. | 12
07.01. | 13
07.01. | 14
07.01. | 15
07.01. | 16
07.01. | 17
07.01. | 18
07.01. | 19
07.01. | 20
07.01. | 21
07.01. | 22
07.01. | 23
07.01. | 24
08.01. | 1
08.01. | 2
08.01. | 3
08.01. | 4
08.01. | 5
08.01. | 6
08.01. | 7
08.01. | 8
08.01. | 9
08.01. | 10
08.01. | 11
08.01. | 12
08.01. | 13
08.01. | 14
08.01. | 15
08.01. | 16
08.01. | 17
08.01. | 18
08.01. | 19
08.01. | 20
08.01. | 21
08.01. | 22
08.01. | 23
08.01. | 24
09.01. | 1
09.01. | 2
09.01. | 3
09.01. | 4
09.01. | 5
09.01. | 6
09.01. | 7
09.01. | 8
09.01. | 9
09.01. | 10
09.01. | 11
09.01. | 12
09.01. | 13
09.01. | 14
09.01. | 15
09.01. | 16
09.01. | 17
09.01. | 18
09.01. | 19
09.01. | 20
09.01. | 21
09.01. | 22
09.01. | 23
09.01. | 24
10.01. | 1
10.01. | 2
10.01. | 3
10.01. | 4
10.01. | 5
10.01. | 6
10.01. | 7
10.01. | 8
10.01. | 9
10.01. | 10
10.01. | 11
10.01. | 12
10.01. | 13
10.01. | 14
10.01. | 15
10.01. | 16
10.01. | 17
10.01. | 18
10.01. | 19
10.01. | 20
10.01. | 21
10.01. | 22
10.01. | 23
10.01. | 24
11.01. | 1
11.01. | 2
11.01. | 3
11.01. | 4
11.01. | 5
11.01. | 6
11.01. | 7
11.01. | 8
11.01. | 9
11.01. | 10
11.01. | 11
11.01. | 12
11.01. | 13
11.01. | 14
11.01. | 15
11.01. | 16
11.01. | 17
11.01. | 18
11.01. | 19
11.01. | 20
11.01. | 21
11.01. | 22
11.01. | 23
11.01. | 24
12.01. | 1
12.01. | 2
12.01. | 3
12.01. | 4
12.01. | 5
12.01. | 6
12.01. | 7
12.01. | 8
12.01. | 9
12.01. | 10
12.01. | 11
12.01. | 12
12.01. | 13
12.01. | 14
12.01. | 15
12.01. | 16
12.01. | 17
12.01. | 18
12.01. | 19
12.01. | 20
12.01. | 21
12.01. | 22
12.01. | 23
12.01. | 24
13.01. | 1
13.01. | 2
13.01. | 3
13.01. | 4
13.01. | 5
13.01. | 6
13.01. | 7
13.01. | 8
13.01. | 9
13.01. | 10
13.01. | 11
13.01. | 12
13.01. | 13
13.01. | 14
13.01. | 15
13.01. | 16
13.01. | 17
13.01. | 18
13.01. | 19
13.01. | 20
13.01. | 21
13.01. | 22
13.01. | 23
13.01. | 24
14.01. | 1
14.01. | 2
14.01. | 3
14.01. | 4
14.01. | 5
14.01. | 6
14.01. | 7
14.01. | 8
14.01. | 9
14.01. | 10
14.01. | 11
14.01. | 12
14.01. | 13
14.01. | 14
14.01. | 15
14.01. | 16
14.01. | 17
14.01. | 18
14.01. | 19
14.01. | 20
14.01. | 21
14.01. | 22
14.01. | 23
14.01. | 24
15.01. | 1
15.01. | 2
15.01. | 3
15.01. | 4
15.01. | 5
15.01. | 6
15.01. | 7
15.01. | 8
15.01. | 9
15.01. | 10
15.01. | 11
15.01. | 12
15.01. | 13
15.01. | 14
15.01. | 15
15.01. | 16
15.01. | 17
15.01. | 18
15.01. | 19
15.01. | 20
15.01. | 21
15.01. | 22
15.01. | 23
15.01. | 24
16.01. | 1
16.01. | 2
16.01. | 3
16.01. | 4
16.01. | 5
16.01. | 6
16.01. | 7
16.01. | 8
16.01. | 9
16.01. | 10
16.01. | 11
16.01. | 12
16.01. | 13
16.01. | 14
16.01. | 15
16.01. | 16
16.01. | 17
16.01. | 18
16.01. | 19
16.01. | 20
16.01. | 21
16.01. | 22
16.01. | 23
16.01. | 24
17.01. | 1
17.01. | 2
17.01. | 3
17.01. | 4
17.01. | 5
17.01. | 6
17.01. | 7
17.01. | 8
17.01. | 9
17.01. | 10
17.01. | 11
17.01. | 12
17.01. | 13
17.01. | 14
17.01. | 15
17.01. | 16
17.01. | 17
17.01. | 18
17.01. | 19
17.01. | 20
17.01. | 21
17.01. | 22
17.01. | 23
17.01. | 24
18.01. | 1
18.01. | 2
18.01. | 3
18.01. | 4
18.01. | 5
18.01. | 6
18.01. | 7
18.01. | 8
18.01. | 9
18.01. | 10
18.01. | 11
18.01. | 12
18.01. | 13
18.01. | 14
18.01. | 15
18.01. | 16
18.01. | 17
18.01. | 18
18.01. | 19
18.01. | 20
18.01. | 21
18.01. | 22
18.01. | 23
18.01. | 24
19.01. | 1
19.01. | 2
19.01. | 3
19.01. | 4
19.01. | 5
19.01. | 6
19.01. | 7
19.01. | 8
19.01. | 9
19.01. | 10
19.01. | 11
19.01. | 12
19.01. | 13
19.01. | 14
19.01. | 15
19.01. | 16
19.01. | 17
19.01. | 18
19.01. | 19
19.01. | 20
19.01. | 21
19.01. | 22
19.01. | 23
19.01. | 24
20.01. | 1
20.01. | 2
20.01. | 3
20.01. | 4
20.01. | 5
20.01. | 6
20.01. | 7
20.01. | 8
20.01. | 9
20.01. | 10
20.01. | 11
20.01. | 12
20.01. | 13
20.01. | 14
20.01. | 15
20.01. | 16
20.01. | 17
20.01. | 18
20.01. | 19
20.01. | 20
20.01. | 21
20.01. | 22
20.01. | 23
20.01. | 24
21.01. | 1
21.01. | 2
21.01. | 3
21.01. | 4
21.01. | 5
21.01. | 6
21.01. | 7
21.01. | 8
21.01. | 9
21.01. | 10
21.01. | 11
21.01. | 12
21.01. | 13
21.01. | 14
21.01. | 15
21.01. | 16
21.01. | 17
21.01. | 18
21.01. | 19
21.01. | 20
21.01. | 21
21.01. | 22
21.01. | 23
21.01. | 24
22.01. | 1
22.01. | 2
22.01. | 3
22.01. | 4
22.01. | 5
22.01. | 6
22.01. | 7
22.01. | 8
22.01. | 9
22.01. | 10
22.01. | 11
22.01. | 12
22.01. | 13
22.01. | 14
22.01. | 15
22.01. | 16
22.01. | 17
22.01. | 18
22.01. | 19
22.01. | 20
22.01. | 21
22.01. | 22
22.01. | 23
22.01. | 24
23.01. | 1
23.01. | 2
23.01. | 3
23.01. | 4
23.01. | 5
23.01. | 6
23.01. | 7
23.01. | 8
23.01. | 9
23.01. | 10
23.01. | 11
23.01. | 12
23.01. | 13
23.01. | 14
23.01. | 15
23.01. | 16
23.01. | 17
23.01. | 18
23.01. | 19
23.01. | 20
23.01. | 21
23.01. | 22
23.01. | 23
23.01. | 24
24.01. | 1
24.01. | 2
24.01. | 3
24.01. | 4
24.01. | 5
24.01. | 6
24.01. | 7
24.01. | 8
24.01. | 9
24.01. | 10
24.01. | 11
24.01. | 12
24.01. | 13
24.01. | 14
24.01. | 15
24.01. | 16
24.01. | 17
24.01. | 18
24.01. | 19
24.01. | 20
24.01. | 21
24.01. | 22
24.01. | 23
24.01. | 24
25.01. | 1
25.01. | 2
25.01. | 3
25.01. | 4
25.01. | 5
25.01. | 6
25.01. | 7
25.01. | 8
25.01. | 9
25.01. | 10
25.01. | 11
25.01. | 12
25.01. | 13
25.01. | 14
25.01. | 15
25.01. | 16
25.01. | 17
25.01. | 18
25.01. | 19
25.01. | 20
25.01. | 21
25.01. | 22
25.01. | 23
25.01. | 24
26.01. | 1
26.01. | 2
26.01. | 3
26.01. | 4
26.01. | 5
26.01. | 6
26.01. | 7
26.01. | 8
26.01. | 9
26.01. | 10
26.01. | 11
26.01. | 12
26.01. | 13
26.01. | 14
26.01. | 15
26.01. | 16
26.01. | 17
26.01. | 18
26.01. | 19
26.01. | 20
26.01. | 21
26.01. | 22
26.01. | 23
26.01. | 24
27.01. | 1
27.01. | 2
27.01. | 3
27.01. | 4
27.01. | 5
27.01. | 6
27.01. | 7
27.01. | 8
27.01. | 9
27.01. | 10
27.01. | 11
27.01. | 12
27.01. | 13
27.01. | 14
27.01. | 15
27.01. | 16
27.01. | 17
27.01. | 18
27.01. | 19
27.01. | 20
27.01. | 21
27.01. | 22
27.01. | 23
27.01. | 24
28.01. | 1
28.01. | 2
28.01. | 3
28.01. | 4
28.01. | 5
28.01. | 6
28.01. | 7
28.01. | 8
28.01. | 9
28.01. | 10
28.01. | 11
28.01. | 12
28.01. | 13
28.01. | 14
28.01. | 15
28.01. | 16
28.01. | 17
28.01. | 18
28.01. | 19
28.01. | 20
28.01. | 21
28.01. | 22
28.01. | 23
28.01. | 24
29.01. | 1
29.01. | 2
29.01. | 3
29.01. | 4
29.01. | 5
29.01. | 6
29.01. | 7
29.01. | 8
29.01. | 9
29.01. | 10
29.01. | 11
29.01. | 12
29.01. | 13
29.01. | 14
29.01. | 15
29.01. | 16
29.01. | 17
29.01. | 18
29.01. | 19
29.01. | 20
29.01. | 21
29.01. | 22
29.01. | 23
29.01. | 24
30.01. | 1
30.01. | 2
30.01. | 3
30.01. | 4
30.01. | 5
30.01. | 6
30.01. | 7
30.01. | 8
30.01. | 9
30.01. | 10
30.01. | 11
30.01. | 12
30.01. | 13
30.01. | 14
30.01. | 15
30.01. | 16
30.01. | 17
30.01. | 18
30.01. | 19
30.01. | 20
30.01. | 21
30.01. | 22
30.01. | 23
30.01. | 24
31.01. | 1
31.01. | 2
31.01. | 3
31.01. | 4
31.01. | 5
31.01. | 6
31.01. | 7
31.01. | 8
31.01. | 9
31.01. | 10
31.01. | 11
31.01. | 12
31.01. | 13
31.01. | 14
31.01. | 15
31.01. | 16
31.01. | 17
31.01. | 18
31.01. | 19
31.01. | 20
31.01. | 21
31.01. | 22
31.01. | 23
31.01. | 24
01.02. | 1
01.02. | 2
01.02. | 3
01.02. | 4
01.02. | 5
01.02. | 6
01.02. | 7
01.02. | 8
01.02. | 9
01.02. | 10
01.02. | 11
01.02. | 12
01.02. | 13
01.02. | 14
01.02. | 15
01.02. | 16
01.02. | 17
01.02. | 18
01.02. | 19
01.02. | 20
01.02. | 21
01.02. | 22
01.02. | 23
01.02. | 24
02.02. | 1
02.02. | 2
02.02. | 3
02.02. | 4
02.02. | 5
02.02. | 6
02.02. | 7
02.02. | 8
02.02. | 9
02.02. | 10
02.02. | 11
02.02. | 12
02.02. | 13
02.02. | 14
02.02. | 15
02.02. | 16
02.02. | 17
02.02. | 18
02.02. | 19
02.02. | 20
02.02. | 21
02.02. | 22
02.02. | 23
02.02. | 24
03.02. | 1
03.02. | 2
03.02. | 3
03.02. | 4
03.02. | 5
03.02. | 6
03.02. | 7
03.02. | 8
03.02. | 9
03.02. | 10
03.02. | 11
03.02. | 12
03.02. | 13
03.02. | 14
03.02. | 15
03.02. | 16
03.02. | 17
03.02. | 18
03.02. | 19
03.02. | 20
03.02. | 21
03.02. | 22
03.02. | 23
03.02. | 24
04.02. | 1
04.02. | 2
04.02. | 3
04.02. | 4
04.02. | 5
04.02. | 6
04.02. | 7
04.02. | 8
04.02. | 9
04.02. | 10
04.02. | 11
04.02. | 12
04.02. | 13
04.02. | 14
04.02. | 15
04.02. | 16
04.02. | 17
04.02. | 18
04.02. | 19
04.02. | 20
04.02. | 21
04.02. | 22
04.02. | 23
04.02. | 24
05.02. | 1
05.02. | 2
05.02. | 3
05.02. | 4
05.02. | 5
05.02. | 6
05.02. | 7
05.02. | 8
05.02. | 9
05.02. | 10
05.02. | 11
05.02. | 12
05.02. | 13
05.02. | 14
05.02. | 15
05.02. | 16
05.02. | 17
05.02. | 18
05.02. | 19
05.02. | 20
05.02. | 21
05.02. | 22
05.02. | 23
05.02. | 24
06.02. | 1
06.02. | 2
06.02. | 3
06.02. | 4
06.02. | 5
06.02. | 6
06.02. | 7
06.02. | 8
06.02. | 9
06.02. | 10
06.02. | 11
06.02. | 12
06.02. | 13
06.02. | 14
06.02. | 15
06.02. | 16
06.02. | 17
06.02. | 18
06.02. | 19
06.02. | 20
06.02. | 21
06.02. | 22
06.02. | 23
06.02. | 24
07.02. | 1
07.02. | 2
07.02. | 3
07.02. | 4
07.02. | 5
07.02. | 6
07.02. | 7
07.02. | 8
07.02. | 9
07.02. | 10
07.02. | 11
07.02. | 12
07.02. | 13
07.02. | 14
07.02. | 15
07.02. | 16
07.02. | 17
07.02. | 18
07.02. | 19
07.02. | 20
07.02. | 21
07.02. | 22
07.02. | 23
07.02. | 24
08.02. | 1
08.02. | 2
08.02. | 3
08.02. | 4
08.02. | 5
08.02. | 6
08.02. | 7
08.02. | 8
08.02. | 9
08.02. | 10
08.02. | 11
08.02. | 12
08.02. | 13
08.02. | 14
08.02. | 15
08.02. | 16
08.02. | 17
08.02. | 18
08.02. | 19
08.02. | 20
08.02. | 21
08.02. | 22
08.02. | 23
08.02. | 24
09.02. | 1
09.02. | 2
09.02. | 3
09.02. | 4
09.02. | 5
09.02. | 6
09.02. | 7
09.02. | 8
09.02. | 9
09.02. | 10
09.02. | 11
09.02. | 12
09.02. | 13
09.02. | 14
09.02. | 15
09.02. | 16
09.02. | 17
09.02. | 18
09.02. | 19
09.02. | 20
09.02. | 21
09.02. | 22
09.02. | 23
09.02. | 24
10.02. | 1
10.02. | 2
10.02. | 3
10.02. | 4
10.02. | 5
10.02. | 6
10.02. | 7
10.02. | 8
10.02. | 9
10.02. | 10
10.02. | 11
10.02. | 12
10.02. | 13
10.02. | 14
10.02. | 15
10.02. | 16
10.02. | 17
10.02. | 18
10.02. | 19
10.02. | 20
10.02. | 21
10.02. | 22
10.02. | 23
10.02. | 24
11.02. | 1
11.02. | 2
11.02. | 3
11.02. | 4
11.02. | 5
11.02. | 6
11.02. | 7
11.02. | 8
11.02. | 9
11.02. | 10
11.02. | 11
11.02. | 12
11.02. | 13
11.02. | 14
11.02. | 15
11.02. | 16
11.02. | 17
11.02. | 18
11.02. | 19
11.02. | 20
11.02. | 21
11.02. | 22
11.02. | 23
11.02. | 24
12.02. | 1
12.02. | 2
12.02. | 3
12.02. | 4
12.02. | 5
12.02. | 6
12.02. | 7
12.02. | 8
12.02. | 9
12.02. | 10
12.02. | 11
12.02. | 12
12.02. | 13
12.02. | 14
12.02. | 15
12.02. | 16
12.02. | 17
12.02. | 18
12.02. | 19
12.02. | 20
12.02. | 21
12.02. | 22
12.02. | 23
12.02. | 24
13.02. | 1
13.02. | 2
13.02. | 3
13.02. | 4
13.02. | 5
13.02. | 6
13.02. | 7
13.02. | 8
13.02. | 9
13.02. | 10
13.02. | 11
13.02. | 12
13.02. | 13
13.02. | 14
13.02. | 15
13.02. | 16
13.02. | 17
13.02. | 18
13.02. | 19
13.02. | 20
13.02. | 21
13.02. | 22
13.02. | 23
13.02. | 24
14.02. | 1
14.02. | 2
14.02. | 3
14.02. | 4
14.02. | 5
14.02. | 6
14.02. | 7
14.02. | 8
14.02. | 9
14.02. | 10
14.02. | 11
14.02. | 12
14.02. | 13
14.02. | 14
14.02. | 15
14.02. | 16
14.02. | 17
14.02. | 18
14.02. | 19
14.02. | 20
14.02. | 21
14.02. | 22
14.02. | 23
14.02. | 24
15.02. | 1
15.02. | 2
15.02. | 3
15.02. | 4
15.02. | 5
15.02. | 6
15.02. | 7
15.02. | 8
15.02. | 9
15.02. | 10
15.02. | 11
15.02. | 12
15.02. | 13
15.02. | 14
15.02. | 15
15.02. | 16
15.02. | 17
15.02. | 18
15.02. | 19
15.02. | 20
15.02. | 21
15.02. | 22
15.02. | 23
15.02. | 24
16.02. | 1
16.02. | 2
16.02. | 3
16.02. | 4
16.02. | 5
16.02. | 6
16.02. | 7
16.02. | 8
16.02. | 9
16.02. | 10
16.02. | 11
16.02. | 12
16.02. | 13
16.02. | 14
16.02. | 15
16.02. | 16
16.02. | 17
16.02. | 18
16.02. | 19
16.02. | 20
16.02. | 21
16.02. | 22
16.02. | 23
16.02. | 24
17.02. | 1
17.02. | 2
17.02. | 3
17.02. | 4
17.02. | 5
17.02. | 6
17.02. | 7
17.02. | 8
17.02. | 9
17.02. | 10
17.02. | 11
17.02. | 12
17.02. | 13
17.02. | 14
17.02. | 15
17.02. | 16
17.02. | 17
17.02. | 18
17.02. | 19
17.02. | 20
17.02. | 21
17.02. | 22
17.02. | 23
17.02. | 24
18.02. | 1
18.02. | 2
18.02. | 3
18.02. | 4
18.02. | 5
18.02. | 6
18.02. | 7
18.02. | 8
18.02. | 9
18.02. | 10
18.02. | 11
18.02. | 12
18.02. | 13
18.02. | 14
18.02. | 15
18.02. | 16
18.02. | 17
18.02. | 18
18.02. | 19
18.02. | 20
18.02. | 21
18.02. | 22
18.02. | 23
18.02. | 24
19.02. | 1
19.02. | 2
19.02. | 3
19.02. | 4
19.02. | 5
19.02. | 6
19.02. | 7
19.02. | 8
19.02. | 9
19.02. | 10
19.02. | 11
19.02. | 12
19.02. | 13
19.02. | 14
19.02. | 15
19.02. | 16
19.02. | 17
19.02. | 18
19.02. | 19
19.02. | 20
19.02. | 21
19.02. | 22
19.02. | 23
19.02. | 24
20.02. | 1
20.02. | 2
20.02. | 3
20.02. | 4
20.02. | 5
20.02. | 6
20.02. | 7
20.02. | 8
20.02. | 9
20.02. | 10
20.02. | 11
20.02. | 12
20.02. | 13
20.02. | 14
20.02. | 15
20.02. | 16
20.02. | 17
20.02. | 18
20.02. | 19
20.02. | 20
20.02. | 21
20.02. | 22
20.02. | 23
20.02. | 24
21.02. | 1
21.02. | 2
21.02. | 3
21.02. | 4
21.02. | 5
21.02. | 6
21.02. | 7
21.02. | 8
21.02. | 9
21.02. | 10
21.02. | 11
21.02. | 12
21.02. | 13
21.02. | 14
21.02. | 15
21.02. | 16
21.02. | 17
21.02. | 18
21.02. | 19
21.02. | 20
21.02. | 21
21.02. | 22
21.02. | 23
21.02. | 24
22.02. | 1
22.02. | 2
22.02. | 3
22.02. | 4
22.02. | 5
22.02. | 6
22.02. | 7
22.02. | 8
22.02. | 9
22.02. | 10
22.02. | 11
22.02. | 12
22.02. | 13
22.02. | 14
22.02. | 15
22.02. | 16
22.02. | 17
22.02. | 18
22.02. | 19
22.02. | 20
22.02. | 21
22.02. | 22
22.02. | 23
22.02. | 24
23.02. | 1
23.02. | 2
23.02. | 3
23.02. | 4
23.02. | 5
23.02. | 6
23.02. | 7
23.02. | 8
23.02. | 9
23.02. | 10
23.02. | 11
23.02. | 12
23.02. | 13
23.02. | 14
23.02. | 15
23.02. | 16
23.02. | 17
23.02. | 18
23.02. | 19
23.02. | 20
23.02. | 21
23.02. | 22
23.02. | 23
23.02. | 24
24.02. | 1
24.02. | 2
24.02. | 3
24.02. | 4
24.02. | 5
24.02. | 6
24.02. | 7
24.02. | 8
24.02. | 9
24.02. | 10
24.02. | 11
24.02. | 12
24.02. | 13
24.02. | 14
24.02. | 15
24.02. | 16
24.02. | 17
24.02. | 18
24.02. | 19
24.02. | 20
24.02. | 21
24.02. | 22
24.02. | 23
24.02. | 24
25.02. | 1
25.02. | 2
25.02. | 3
25.02. | 4
25.02. | 5
25.02. | 6
25.02. | 7
25.02. | 8
25.02. | 9
25.02. | 10
25.02. | 11
25.02. | 12
25.02. | 13
25.02. | 14
25.02. | 15
25.02. | 16
25.02. | 17
25.02. | 18
25.02. | 19
25.02. | 20
25.02. | 21
25.02. | 22
25.02. | 23
25.02. | 24
26.02. | 1
26.02. | 2
26.02. | 3
26.02. | 4
26.02. | 5
26.02. | 6
26.02. | 7
26.02. | 8
26.02. | 9
26.02. | 10
26.02. | 11
26.02. | 12
26.02. | 13
26.02. | 14
26.02. | 15
26.02. | 16
26.02. | 17
26.02. | 18
26.02. | 19
26.02. | 20
26.02. | 21
26.02. | 22
26.02. | 23
26.02. | 24
27.02. | 1
27.02. | 2
27.02. | 3
27.02. | 4
27.02. | 5
27.02. | 6
27.02. | 7
27.02. | 8
27.02. | 9
27.02. | 10
27.02. | 11
27.02. | 12
27.02. | 13
27.02. | 14
27.02. | 15
27.02. | 16
27.02. | 17
27.02. | 18
27.02. | 19
27.02. | 20
27.02. | 21
27.02. | 22
27.02. | 23
27.02. | 24
28.02. | 1
28.02. | 2
28.02. | 3
28.02. | 4
28.02. | 5
28.02. | 6
28.02. | 7
28.02. | 8
28.02. | 9
28.02. | 10
28.02. | 11
28.02. | 12
28.02. | 13
28.02. | 14
28.02. | 15
28.02. | 16
28.02. | 17
28.02. | 18
28.02. | 19
28.02. | 20
28.02. | 21
28.02. | 22
28.02. | 23
28.02. | 24
01.03. | 1
01.03. | 2
01.03. | 3
01.03. | 4
01.03. | 5
01.03. | 6
01.03. | 7
01.03. | 8
01.03. | 9
01.03. | 10
01.03. | 11
01.03. | 12
01.03. | 13
01.03. | 14
01.03. | 15
01.03. | 16
01.03. | 17
01.03. | 18
01.03. | 19
01.03. | 20
01.03. | 21
01.03. | 22
01.03. | 23
01.03. | 24
02.03. | 1
02.03. | 2
02.03. | 3
02.03. | 4
02.03. | 5
02.03. | 6
02.03. | 7
02.03. | 8
02.03. | 9
02.03. | 10
02.03. | 11
02.03. | 12
02.03. | 13
02.03. | 14
02.03. | 15
02.03. | 16
02.03. | 17
02.03. | 18
02.03. | 19
02.03. | 20
02.03. | 21
02.03. | 22
02.03. | 23
02.03. | 24
03.03. | 1
03.03. | 2
03.03. | 3
03.03. | 4
03.03. | 5
03.03. | 6
03.03. | 7
03.03. | 8
03.03. | 9
03.03. | 10
03.03. | 11
03.03. | 12
03.03. | 13
03.03. | 14
03.03. | 15
03.03. | 16
03.03. | 17
03.03. | 18
03.03. | 19
03.03. | 20
03.03. | 21
03.03. | 22
03.03. | 23
03.03. | 24
04.03. | 1
04.03. | 2
04.03. | 3
04.03. | 4
04.03. | 5
04.03. | 6
04.03. | 7
04.03. | 8
04.03. | 9
04.03. | 10
04.03. | 11
04.03. | 12
04.03. | 13
04.03. | 14
04.03. | 15
04.03. | 16
04.03. | 17
04.03. | 18
04.03. | 19
04.03. | 20
04.03. | 21
04.03. | 22
04.03. | 23
04.03. | 24
05.03. | 1
05.03. | 2
05.03. | 3
05.03. | 4
05.03. | 5
05.03. | 6
05.03. | 7
05.03. | 8
05.03. | 9
05.03. | 10
05.03. | 11
05.03. | 12
05.03. | 13
05.03. | 14
05.03. | 15
05.03. | 16
05.03. | 17
05.03. | 18
05.03. | 19
05.03. | 20
05.03. | 21
05.03. | 22
05.03. | 23
05.03. | 24
06.03. | 1
06.03. | 2
06.03. | 3
06.03. | 4
06.03. | 5
06.03. | 6
06.03. | 7
06.03. | 8
06.03. | 9
06.03. | 10
06.03. | 11
06.03. | 12
06.03. | 13
06.03. | 14
06.03. | 15
06.03. | 16
06.03. | 17
06.03. | 18
06.03. | 19
06.03. | 20
06.03. | 21
06.03. | 22
06.03. | 23
06.03. | 24
07.03. | 1
07.03. | 2
07.03. | 3
07.03. | 4
07.03. | 5
07.03. | 6
07.03. | 7
07.03. | 8
07.03. | 9
07.03. | 10
07.03. | 11
07.03. | 12
07.03. | 13
07.03. | 14
07.03. | 15
07.03. | 16
07.03. | 17
07.03. | 18
07.03. | 19
07.03. | 20
07.03. | 21
07.03. | 22
07.03. | 23
07.03. | 24
08.03. | 1
08.03. | 2
08.03. | 3
08.03. | 4
08.03. | 5
08.03. | 6
08.03. | 7
08.03. | 8
08.03. | 9
08.03. | 10
08.03. | 11
08.03. | 12
08.03. | 13
08.03. | 14
08.03. | 15
08.03. | 16
08.03. | 17
08.03. | 18
08.03. | 19
08.03. | 20
08.03. | 21
08.03. | 22
08.03. | 23
08.03. | 24
09.03. | 1
09.03. | 2
09.03. | 3
09.03. | 4
09.03. | 5
09.03. | 6
09.03. | 7
09.03. | 8
09.03. | 9
09.03. | 10
09.03. | 11
09.03. | 12
09.03. | 13
09.03. | 14
09.03. | 15
09.03. | 16
09.03. | 17
09.03. | 18
09.03. | 19
09.03. | 20
09.03. | 21
09.03. | 22
09.03. | 23
09.03. | 24
10.03. | 1
10.03. | 2
10.03. | 3
10.03. | 4
10.03. | 5
10.03. | 6
10.03. | 7
10.03. | 8
10.03. | 9
10.03. | 10
10.03. | 11
10.03. | 12
10.03. | 13
10.03. | 14
10.03. | 15
10.03. | 16
10.03. | 17
10.03. | 18
10.03. | 19
10.03. | 20
10.03. | 21
10.03. | 22
10.03. | 23
10.03. | 24
11.03. | 1
11.03. | 2
11.03. | 3
11.03. | 4
11.03. | 5
11.03. | 6
11.03. | 7
11.03. | 8
11.03. | 9
11.03. | 10
11.03. | 11
11.03. | 12
11.03. | 13
11.03. | 14
11.03. | 15
11.03. | 16
11.03. | 17
11.03. | 18
11.03. | 19
11.03. | 20
11.03. | 21
11.03. | 22
11.03. | 23
11.03. | 24
12.03. | 1
12.03. | 2
12.03. | 3
12.03. | 4
12.03. | 5
12.03. | 6
12.03. | 7
12.03. | 8
12.03. | 9
12.03. | 10
12.03. | 11
12.03. | 12
12.03. | 13
12.03. | 14
12.03. | 15
12.03. | 16
12.03. | 17
12.03. | 18
12.03. | 19
12.03. | 20
12.03. | 21
12.03. | 22
12.03. | 23
12.03. | 24
13.03. | 1
13.03. | 2
13.03. | 3
13.03. | 4
13.03. | 5
13.03. | 6
13.03. | 7
13.03. | 8
13.03. | 9
13.03. | 10
13.03. | 11
13.03. | 12
13.03. | 13
13.03. | 14
13.03. | 15
13.03. | 16
13.03. | 17
13.03. | 18
13.03. | 19
13.03. | 20
13.03. | 21
13.03. | 22
13.03. | 23
13.03. | 24
14.03. | 1
14.03. | 2
14.03. | 3
14.03. | 4
14.03. | 5
14.03. | 6
14.03. | 7
14.03. | 8
14.03. | 9
14.03. | 10
14.03. | 11
14.03. | 12
14.03. | 13
14.03. | 14
14.03. | 15
14.03. | 16
14.03. | 17
14.03. | 18
14.03. | 19
14.03. | 20
14.03. | 21
14.03. | 22
14.03. | 23
14.03. | 24
15.03. | 1
15.03. | 2
15.03. | 3
15.03. | 4
15.03. | 5
15.03. | 6
15.03. | 7
15.03. | 8
15.03. | 9
15.03. | 10
15.03. | 11
15.03. | 12
15.03. | 13
15.03. | 14
15.03. | 15
15.03. | 16
15.03. | 17
15.03. | 18
15.03. | 19
15.03. | 20
15.03. | 21
15.03. | 22
15.03. | 23
15.03. | 24
16.03. | 1
16.03. | 2
16.03. | 3
16.03. | 4
16.03. | 5
16.03. | 6
16.03. | 7
16.03. | 8
16.03. | 9
16.03. | 10
16.03. | 11
16.03. | 12
16.03. | 13
16.03. | 14
16.03. | 15
16.03. | 16
16.03. | 17
16.03. | 18
16.03. | 19
16.03. | 20
16.03. | 21
16.03. | 22
16.03. | 23
16.03. | 24
17.03. | 1
17.03. | 2
17.03. | 3
17.03. | 4
17.03. | 5
17.03. | 6
17.03. | 7
17.03. | 8
17.03. | 9
17.03. | 10
17.03. | 11
17.03. | 12
17.03. | 13
17.03. | 14
17.03. | 15
17.03. | 16
17.03. | 17
17.03. | 18
17.03. | 19
17.03. | 20
17.03. | 21
17.03. | 22
17.03. | 23
17.03. | 24
18.03. | 1
18.03. | 2
18.03. | 3
18.03. | 4
18.03. | 5
18.03. | 6
18.03. | 7
18.03. | 8
18.03. | 9
18.03. | 10
18.03. | 11
18.03. | 12
18.03. | 13
18.03. | 14
18.03. | 15
18.03. | 16
18.03. | 17
18.03. | 18
18.03. | 19
18.03. | 20
18.03. | 21
18.03. | 22
18.03. | 23
18.03. | 24
19.03. | 1
19.03. | 2
19.03. | 3
19.03. | 4
19.03. | 5
19.03. | 6
19.03. | 7
19.03. | 8
19.03. | 9
19.03. | 10
19.03. | 11
19.03. | 12
19.03. | 13
19.03. | 14
19.03. | 15
19.03. | 16
19.03. | 17
19.03. | 18
19.03. | 19
19.03. | 20
19.03. | 21
19.03. | 22
19.03. | 23
19.03. | 24
20.03. | 1
20.03. | 2
20.03. | 3
20.03. | 4
20.03. | 5
20.03. | 6
20.03. | 7
20.03. | 8
20.03. | 9
20.03. | 10
20.03. | 11
20.03. | 12
20.03. | 13
20.03. | 14
20.03. | 15
20.03. | 16
20.03. | 17
20.03. | 18
20.03. | 19
20.03. | 20
20.03. | 21
20.03. | 22
20.03. | 23
20.03. | 24
21.03. | 1
21.03. | 2
21.03. | 3
21.03. | 4
21.03. | 5
21.03. | 6
21.03. | 7
21.03. | 8
21.03. | 9
21.03. | 10
21.03. | 11
21.03. | 12
21.03. | 13
21.03. | 14
21.03. | 15
21.03. | 16
21.03. | 17
21.03. | 18
21.03. | 19
21.03. | 20
21.03. | 21
21.03. | 22
21.03. | 23
21.03. | 24
22.03. | 1
22.03. | 2
22.03. | 3
22.03. | 4
22.03. | 5
22.03. | 6
22.03. | 7
22.03. | 8
22.03. | 9
22.03. | 10
22.03. | 11
22.03. | 12
22.03. | 13
22.03. | 14
22.03. | 15
22.03. | 16
22.03. | 17
22.03. | 18
22.03. | 19
22.03. | 20
22.03. | 21
22.03. | 22
22.03. | 23
22.03. | 24
23.03. | 1
23.03. | 2
23.03. | 3
23.03. | 4
23.03. | 5
23.03. | 6
23.03. | 7
23.03. | 8
23.03. | 9
23.03. | 10
23.03. | 11
23.03. | 12
23.03. | 13
23.03. | 14
23.03. | 15
23.03. | 16
23.03. | 17
23.03. | 18
23.03. | 19
23.03. | 20
23.03. | 21
23.03. | 22
23.03. | 23
23.03. | 24
24.03. | 1
24.03. | 2
24.03. | 3
24.03. | 4
24.03. | 5
24.03. | 6
24.03. | 7
24.03. | 8
24.03. | 9
24.03. | 10
24.03. | 11
24.03. | 12
24.03. | 13
24.03. | 14
24.03. | 15
24.03. | 16
24.03. | 17
24.03. | 18
24.03. | 19
24.03. | 20
24.03. | 21
24.03. | 22
24.03. | 23
24.03. | 24
25.03. | 1
25.03. | 2
25.03. | 3
25.03. | 4
25.03. | 5
25.03. | 6
25.03. | 7
25.03. | 8
25.03. | 9
25.03. | 10
25.03. | 11
25.03. | 12
25.03. | 13
25.03. | 14
25.03. | 15
25.03. | 16
25.03. | 17
25.03. | 18
25.03. | 19
25.03. | 20
25.03. | 21
25.03. | 22
25.03. | 23
25.03. | 24
26.03. | 1
26.03. | 2
26.03. | 3
26.03. | 4
26.03. | 5
26.03. | 6
26.03. | 7
26.03. | 8
26.03. | 9
26.03. | 10
26.03. | 11
26.03. | 12
26.03. | 13
26.03. | 14
26.03. | 15
26.03. | 16
26.03. | 17
26.03. | 18
26.03. | 19
26.03. | 20
26.03. | 21
26.03. | 22
26.03. | 23
26.03. | 24
27.03. | 1
27.03. | 2
27.03. | 3
27.03. | 4
27.03. | 5
27.03. | 6
27.03. | 7
27.03. | 8
27.03. | 9
27.03. | 10
27.03. | 11
27.03. | 12
27.03. | 13
27.03. | 14
27.03. | 15
27.03. | 16
27.03. | 17
27.03. | 18
27.03. | 19
27.03. | 20
27.03. | 21
27.03. | 22
27.03. | 23
27.03. | 24
28.03. | 1
28.03. | 2
28.03. | 3
28.03. | 4
28.03. | 5
28.03. | 6
28.03. | 7
28.03. | 8
28.03. | 9
28.03. | 10
28.03. | 11
28.03. | 12
28.03. | 13
28.03. | 14
28.03. | 15
28.03. | 16
28.03. | 17
28.03. | 18
28.03. | 19
28.03. | 20
28.03. | 21
28.03. | 22
28.03. | 23
28.03. | 24
29.03. | 1
29.03. | 2
29.03. | 3
29.03. | 4
29.03. | 5
29.03. | 6
29.03. | 7
29.03. | 8
29.03. | 9
29.03. | 10
29.03. | 11
29.03. | 12
29.03. | 13
29.03. | 14
29.03. | 15
29.03. | 16
29.03. | 17
29.03. | 18
29.03. | 19
29.03. | 20
29.03. | 21
29.03. | 22
29.03. | 23
29.03. | 24
30.03. | 1
30.03. | 2
30.03. | 3
30.03. | 4
30.03. | 5
30.03. | 6
30.03. | 7
30.03. | 8
30.03. | 9
30.03. | 10
30.03. | 11
30.03. | 12
30.03. | 13
30.03. | 14
30.03. | 15
30.03. | 16
30.03. | 17
30.03. | 18
30.03. | 19
30.03. | 20
30.03. | 21
30.03. | 22
30.03. | 23
30.03. | 24
31.03. | 1
31.03. | 2
31.03. | 3
31.03. | 4
31.03. | 5
31.03. | 6
31.03. | 7
31.03. | 8
31.03. | 9
31.03. | 10
31.03. | 11
31.03. | 12
31.03. | 13
31.03. | 14
31.03. | 15
31.03. | 16
31.03. | 17
31.03. | 18
31.03. | 19
31.03. | 20
31.03. | 21
31.03. | 22
31.03. | 23
31.03. | 24
01.04. | 1
01.04. | 2
01.04. | 3
01.04. | 4
01.04. | 5
01.04. | 6
01.04. | 7
01.04. | 8
01.04. | 9
01.04. | 10
01.04. | 11
01.04. | 12
01.04. | 13
01.04. | 14
01.04. | 15
01.04. | 16
01.04. | 17
01.04. | 18
01.04. | 19
01.04. | 20
01.04. | 21
01.04. | 22
01.04. | 23
01.04. | 24
02.04. | 1
02.04. | 2
02.04. | 3
02.04. | 4
02.04. | 5
02.04. | 6
02.04. | 7
02.04. | 8
02.04. | 9
02.04. | 10
02.04. | 11
02.04. | 12
02.04. | 13
02.04. | 14
02.04. | 15
02.04. | 16
02.04. | 17
02.04. | 18
02.04. | 19
02.04. | 20
02.04. | 21
02.04. | 22
02.04. | 23
02.04. | 24
03.04. | 1
03.04. | 2
03.04. | 3
03.04. | 4
03.04. | 5
03.04. | 6
03.04. | 7
03.04. | 8
03.04. | 9
03.04. | 10
03.04. | 11
03.04. | 12
03.04. | 13
03.04. | 14
03.04. | 15
03.04. | 16
03.04. | 17
03.04. | 18
03.04. | 19
03.04. | 20
03.04. | 21
03.04. | 22
03.04. | 23
03.04. | 24
04.04. | 1
04.04. | 2
04.04. | 3
04.04. | 4
04.04. | 5
04.04. | 6
04.04. | 7
04.04. | 8
04.04. | 9
04.04. | 10
04.04. | 11
04.04. | 12
04.04. | 13
04.04. | 14
04.04. | 15
04.04. | 16
04.04. | 17
04.04. | 18
04.04. | 19
04.04. | 20
04.04. | 21
04.04. | 22
04.04. | 23
04.04. | 24
05.04. | 1
05.04. | 2
05.04. | 3
05.04. | 4
05.04. | 5
05.04. | 6
05.04. | 7
05.04. | 8
05.04. | 9
05.04. | 10
05.04. | 11
05.04. | 12
05.04. | 13
05.04. | 14
05.04. | 15
05.04. | 16
05.04. | 17
05.04. | 18
05.04. | 19
05.04. | 20
05.04. | 21
05.04. | 22
05.04. | 23
05.04. | 24
06.04. | 1
06.04. | 2
06.04. | 3
06.04. | 4
06.04. | 5
06.04. | 6
06.04. | 7
06.04. | 8
06.04. | 9
06.04. | 10
06.04. | 11
06.04. | 12
06.04. | 13
06.04. | 14
06.04. | 15
06.04. | 16
06.04. | 17
06.04. | 18
06.04. | 19
06.04. | 20
06.04. | 21
06.04. | 22
06.04. | 23
06.04. | 24
07.04. | 1
07.04. | 2
07.04. | 3
07.04. | 4
07.04. | 5
07.04. | 6
07.04. | 7
07.04. | 8
07.04. | 9
07.04. | 10
07.04. | 11
07.04. | 12
07.04. | 13
07.04. | 14
07.04. | 15
07.04. | 16
07.04. | 17
07.04. | 18
07.04. | 19
07.04. | 20
07.04. | 21
07.04. | 22
07.04. | 23
07.04. | 24
08.04. | 1
08.04. | 2
08.04. | 3
08.04. | 4
08.04. | 5
08.04. | 6
08.04. | 7
08.04. | 8
08.04. | 9
08.04. | 10
08.04. | 11
08.04. | 12
08.04. | 13
08.04. | 14
08.04. | 15
08.04. | 16
08.04. | 17
08.04. | 18
08.04. | 19
08.04. | 20
08.04. | 21
08.04. | 22
08.04. | 23
08.04. | 24
09.04. | 1
09.04. | 2
09.04. | 3
09.04. | 4
09.04. | 5
09.04. | 6
09.04. | 7
09.04. | 8
09.04. | 9
09.04. | 10
09.04. | 11
09.04. | 12
09.04. | 13
09.04. | 14
09.04. | 15
09.04. | 16
09.04. | 17
09.04. | 18
09.04. | 19
09.04. | 20
09.04. | 21
09.04. | 22
09.04. | 23
09.04. | 24
10.04. | 1
10.04. | 2
10.04. | 3
10.04. | 4
10.04. | 5
10.04. | 6
10.04. | 7
10.04. | 8
10.04. | 9
10.04. | 10
10.04. | 11
10.04. | 12
10.04. | 13
10.04. | 14
10.04. | 15
10.04. | 16
10.04. | 17
10.04. | 18
10.04. | 19
10.04. | 20
10.04. | 21
10.04. | 22
10.04. | 23
10.04. | 24
11.04. | 1
11.04. | 2
11.04. | 3
11.04. | 4
11.04. | 5
11.04. | 6
11.04. | 7
11.04. | 8
11.04. | 9
11.04. | 10
11.04. | 11
11.04. | 12
11.04. | 13
11.04. | 14
11.04. | 15
11.04. | 16
11.04. | 17
11.04. | 18
11.04. | 19
11.04. | 20
11.04. | 21
11.04. | 22
11.04. | 23
11.04. | 24
12.04. | 1
12.04. | 2
12.04. | 3
12.04. | 4
12.04. | 5
12.04. | 6
12.04. | 7
12.04. | 8
12.04. | 9
12.04. | 10
12.04. | 11
12.04. | 12
12.04. | 13
12.04. | 14
12.04. | 15
12.04. | 16
12.04. | 17
12.04. | 18
12.04. | 19
12.04. | 20
12.04. | 21
12.04. | 22
12.04. | 23
12.04. | 24
13.04. | 1
13.04. | 2
13.04. | 3
13.04. | 4
13.04. | 5
13.04. | 6
13.04. | 7
13.04. | 8
13.04. | 9
13.04. | 10
13.04. | 11
13.04. | 12
13.04. | 13
13.04. | 14
13.04. | 15
13.04. | 16
13.04. | 17
13.04. | 18
13.04. | 19
13.04. | 20
13.04. | 21
13.04. | 22
13.04. | 23
13.04. | 24
14.04. | 1
14.04. | 2
14.04. | 3
14.04. | 4
14.04. | 5
14.04. | 6
14.04. | 7
14.04. | 8
14.04. | 9
14.04. | 10
14.04. | 11
14.04. | 12
14.04. | 13
14.04. | 14
14.04. | 15
14.04. | 16
14.04. | 17
14.04. | 18
14.04. | 19
14.04. | 20
14.04. | 21
14.04. | 22
14.04. | 23
14.04. | 24
15.04. | 1
15.04. | 2
15.04. | 3
15.04. | 4
15.04. | 5
15.04. | 6
15.04. | 7
15.04. | 8
15.04. | 9
15.04. | 10
15.04. | 11
15.04. | 12
15.04. | 13
15.04. | 14
15.04. | 15
15.04. | 16
15.04. | 17
15.04. | 18
15.04. | 19
15.04. | 20
15.04. | 21
15.04. | 22
15.04. | 23
15.04. | 24
16.04. | 1
16.04. | 2
16.04. | 3
16.04. | 4
16.04. | 5
16.04. | 6
16.04. | 7
16.04. | 8
16.04. | 9
16.04. | 10
16.04. | 11
16.04. | 12
16.04. | 13
16.04. | 14
16.04. | 15
16.04. | 16
16.04. | 17
16.04. | 18
16.04. | 19
16.04. | 20
16.04. | 21
16.04. | 22
16.04. | 23
16.04. | 24
17.04. | 1
17.04. | 2
17.04. | 3
17.04. | 4
17.04. | 5
17.04. | 6
17.04. | 7
17.04. | 8
17.04. | 9
17.04. | 10
17.04. | 11
17.04. | 12
17.04. | 13
17.04. | 14
17.04. | 15
17.04. | 16
17.04. | 17
17.04. | 18
17.04. | 19
17.04. | 20
17.04. | 21
17.04. | 22
17.04. | 23
17.04. | 24
18.04. | 1
18.04. | 2
18.04. | 3
18.04. | 4
18.04. | 5
18.04. | 6
18.04. | 7
18.04. | 8
18.04. | 9
18.04. | 10
18.04. | 11
18.04. | 12
18.04. | 13
18.04. | 14
18.04. | 15
18.04. | 16
18.04. | 17
18.04. | 18
18.04. | 19
18.04. | 20
18.04. | 21
18.04. | 22
18.04. | 23
18.04. | 24
19.04. | 1
19.04. | 2
19.04. | 3
19.04. | 4
19.04. | 5
19.04. | 6
19.04. | 7
19.04. | 8
19.04. | 9
19.04. | 10
19.04. | 11
19.04. | 12
19.04. | 13
19.04. | 14
19.04. | 15
19.04. | 16
19.04. | 17
19.04. | 18
19.04. | 19
19.04. | 20
19.04. | 21
19.04. | 22
19.04. | 23
19.04. | 24
20.04. | 1
20.04. | 2
20.04. | 3
20.04. | 4
20.04. | 5
20.04. | 6
20.04. | 7
20.04. | 8
20.04. | 9
20.04. | 10
20.04. | 11
20.04. | 12
20.04. | 13
20.04. | 14
20.04. | 15
20.04. | 16
20.04. | 17
20.04. | 18
20.04. | 19
20.04. | 20
20.04. | 21
20.04. | 22
20.04. | 23
20.04. | 24
21.04. | 1
21.04. | 2
21.04. | 3
21.04. | 4
21.04. | 5
21.04. | 6
21.04. | 7
21.04. | 8
21.04. | 9
21.04. | 10
21.04. | 11
21.04. | 12
21.04. | 13
21.04. | 14
21.04. | 15
21.04. | 16
21.04. | 17
21.04. | 18
21.04. | 19
21.04. | 20
21.04. | 21
21.04. | 22
21.04. | 23
21.04. | 24
22.04. | 1
22.04. | 2
22.04. | 3
22.04. | 4
22.04. | 5
22.04. | 6
22.04. | 7
22.04. | 8
22.04. | 9
22.04. | 10
22.04. | 11
22.04. | 12
22.04. | 13
22.04. | 14
22.04. | 15
22.04. | 16
22.04. | 17
22.04. | 18
22.04. | 19
22.04. | 20
22.04. | 21
22.04. | 22
22.04. | 23
22.04. | 24
23.04. | 1
23.04. | 2
23.04. | 3
23.04. | 4
23.04. | 5
23.04. | 6
23.04. | 7
23.04. | 8
23.04. | 9
23.04. | 10
23.04. | 11
23.04. | 12
23.04. | 13
23.04. | 14
23.04. | 15
23.04. | 16
23.04. | 17
23.04. | 18
23.04. | 19
23.04. | 20
23.04. | 21
23.04. | 22
23.04. | 23
23.04. | 24
24.04. | 1
24.04. | 2
24.04. | 3
24.04. | 4
24.04. | 5
24.04. | 6
24.04. | 7
24.04. | 8
24.04. | 9
24.04. | 10
24.04. | 11
24.04. | 12
24.04. | 13
24.04. | 14
24.04. | 15
24.04. | 16
24.04. | 17
24.04. | 18
24.04. | 19
24.04. | 20
24.04. | 21
24.04. | 22
24.04. | 23
24.04. | 24
25.04. | 1
25.04. | 2
25.04. | 3
25.04. | 4
25.04. | 5
25.04. | 6
25.04. | 7
25.04. | 8
25.04. | 9
25.04. | 10
25.04. | 11
25.04. | 12
25.04. | 13
25.04. | 14
25.04. | 15
25.04. | 16
25.04. | 17
25.04. | 18
25.04. | 19
25.04. | 20
25.04. | 21
25.04. | 22
25.04. | 23
25.04. | 24
26.04. | 1
26.04. | 2
26.04. | 3
26.04. | 4
26.04. | 5
26.04. | 6
26.04. | 7
26.04. | 8
26.04. | 9
26.04. | 10
26.04. | 11
26.04. | 12
26.04. | 13
26.04. | 14
26.04. | 15
26.04. | 16
26.04. | 17
26.04. | 18
26.04. | 19
26.04. | 20
26.04. | 21
26.04. | 22
26.04. | 23
26.04. | 24
27.04. | 1
27.04. | 2
27.04. | 3
27.04. | 4
27.04. | 5
27.04. | 6
27.04. | 7
27.04. | 8
27.04. | 9
27.04. | 10
27.04. | 11
27.04. | 12
27.04. | 13
27.04. | 14
27.04. | 15
27.04. | 16
27.04. | 17
27.04. | 18
27.04. | 19
27.04. | 20
27.04. | 21
27.04. | 22
27.04. | 23
27.04. | 24
28.04. | 1
28.04. | 2
28.04. | 3
28.04. | 4
28.04. | 5
28.04. | 6
28.04. | 7
28.04. | 8
28.04. | 9
28.04. | 10
28.04. | 11
28.04. | 12
28.04. | 13
28.04. | 14
28.04. | 15
28.04. | 16
28.04. | 17
28.04. | 18
28.04. | 19
28.04. | 20
28.04. | 21
28.04. | 22
28.04. | 23
28.04. | 24
29.04. | 1
29.04. | 2
29.04. | 3
29.04. | 4
29.04. | 5
29.04. | 6
29.04. | 7
29.04. | 8
29.04. | 9
29.04. | 10
29.04. | 11
29.04. | 12
29.04. | 13
29.04. | 14
29.04. | 15
29.04. | 16
29.04. | 17
29.04. | 18
29.04. | 19
29.04. | 20
29.04. | 21
29.04. | 22
29.04. | 23
29.04. | 24
30.04. | 1
30.04. | 2
30.04. | 3
30.04. | 4
30.04. | 5
30.04. | 6
30.04. | 7
30.04. | 8
30.04. | 9
30.04. | 10
30.04. | 11
30.04. | 12
30.04. | 13
30.04. | 14
30.04. | 15
30.04. | 16
30.04. | 17
30.04. | 18
30.04. | 19
30.04. | 20
30.04. | 21
30.04. | 22
30.04. | 23
30.04. | 24
01.05. | 1
01.05. | 2
01.05. | 3
01.05. | 4
01.05. | 5
01.05. | 6
01.05. | 7
01.05. | 8
01.05. | 9
01.05. | 10
01.05. | 11
01.05. | 12
01.05. | 13
01.05. | 14
01.05. | 15
01.05. | 16
01.05. | 17
01.05. | 18
01.05. | 19
01.05. | 20
01.05. | 21
01.05. | 22
01.05. | 23
01.05. | 24
02.05. | 1
02.05. | 2
02.05. | 3
02.05. | 4
02.05. | 5
02.05. | 6
02.05. | 7
02.05. | 8
02.05. | 9
02.05. | 10
02.05. | 11
02.05. | 12
02.05. | 13
02.05. | 14
02.05. | 15
02.05. | 16
02.05. | 17
02.05. | 18
02.05. | 19
02.05. | 20
02.05. | 21
02.05. | 22
02.05. | 23
02.05. | 24
03.05. | 1
03.05. | 2
03.05. | 3
03.05. | 4
03.05. | 5
03.05. | 6
03.05. | 7
03.05. | 8
03.05. | 9
03.05. | 10
03.05. | 11
03.05. | 12
03.05. | 13
03.05. | 14
03.05. | 15
03.05. | 16
03.05. | 17
03.05. | 18
03.05. | 19
03.05. | 20
03.05. | 21
03.05. | 22
03.05. | 23
03.05. | 24
04.05. | 1
04.05. | 2
04.05. | 3
04.05. | 4
04.05. | 5
04.05. | 6
04.05. | 7
04.05. | 8
04.05. | 9
04.05. | 10
04.05. | 11
04.05. | 12
04.05. | 13
04.05. | 14
04.05. | 15
04.05. | 16
04.05. | 17
04.05. | 18
04.05. | 19
04.05. | 20
04.05. | 21
04.05. | 22
04.05. | 23
04.05. | 24
05.05. | 1
05.05. | 2
05.05. | 3
05.05. | 4
05.05. | 5
05.05. | 6
05.05. | 7
05.05. | 8
05.05. | 9
05.05. | 10
05.05. | 11
05.05. | 12
05.05. | 13
05.05. | 14
05.05. | 15
05.05. | 16
05.05. | 17
05.05. | 18
05.05. | 19
05.05. | 20
05.05. | 21
05.05. | 22
05.05. | 23
05.05. | 24
06.05. | 1
06.05. | 2
06.05. | 3
06.05. | 4
06.05. | 5
06.05. | 6
06.05. | 7
06.05. | 8
06.05. | 9
06.05. | 10
06.05. | 11
06.05. | 12
06.05. | 13
06.05. | 14
06.05. | 15
06.05. | 16
06.05. | 17
06.05. | 18
06.05. | 19
06.05. | 20
06.05. | 21
06.05. | 22
06.05. | 23
06.05. | 24
07.05. | 1
07.05. | 2
07.05. | 3
07.05. | 4
07.05. | 5
07.05. | 6
07.05. | 7
07.05. | 8
07.05. | 9
07.05. | 10
07.05. | 11
07.05. | 12
07.05. | 13
07.05. | 14
07.05. | 15
07.05. | 16
07.05. | 17
07.05. | 18
07.05. | 19
07.05. | 20
07.05. | 21
07.05. | 22
07.05. | 23
07.05. | 24
08.05. | 1
08.05. | 2
08.05. | 3
08.05. | 4
08.05. | 5
08.05. | 6
08.05. | 7
08.05. | 8
08.05. | 9
08.05. | 10
08.05. | 11
08.05. | 12
08.05. | 13
08.05. | 14
08.05. | 15
08.05. | 16
08.05. | 17
08.05. | 18
08.05. | 19
08.05. | 20
08.05. | 21
08.05. | 22
08.05. | 23
08.05. | 24
09.05. | 1
09.05. | 2
09.05. | 3
09.05. | 4
09.05. | 5
09.05. | 6
09.05. | 7
09.05. | 8
09.05. | 9
09.05. | 10
09.05. | 11
09.05. | 12
09.05. | 13
09.05. | 14
09.05. | 15
09.05. | 16
09.05. | 17
09.05. | 18
09.05. | 19
09.05. | 20
09.05. | 21
09.05. | 22
09.05. | 23
09.05. | 24
10.05. | 1
10.05. | 2
10.05. | 3
10.05. | 4
10.05. | 5
10.05. | 6
10.05. | 7
10.05. | 8
10.05. | 9
10.05. | 10
10.05. | 11
10.05. | 12
10.05. | 13
10.05. | 14
10.05. | 15
10.05. | 16
10.05. | 17
10.05. | 18
10.05. | 19
10.05. | 20
10.05. | 21
10.05. | 22
10.05. | 23
10.05. | 24
11.05. | 1
11.05. | 2
11.05. | 3
11.05. | 4
11.05. | 5
11.05. | 6
11.05. | 7
11.05. | 8
11.05. | 9
11.05. | 10
11.05. | 11
11.05. | 12
11.05. | 13
11.05. | 14
11.05. | 15
11.05. | 16
11.05. | 17
11.05. | 18
11.05. | 19
11.05. | 20
11.05. | 21
11.05. | 22
11.05. | 23
11.05. | 24
12.05. | 1
12.05. | 2
12.05. | 3
12.05. | 4
12.05. | 5
12.05. | 6
12.05. | 7
12.05. | 8
12.05. | 9
12.05. | 10
12.05. | 11
12.05. | 12
12.05. | 13
12.05. | 14
12.05. | 15
12.05. | 16
12.05. | 17
12.05. | 18
12.05. | 19
12.05. | 20
12.05. | 21
12.05. | 22
12.05. | 23
12.05. | 24
13.05. | 1
13.05. | 2
13.05. | 3
13.05. | 4
13.05. | 5
13.05. | 6
13.05. | 7
13.05. | 8
13.05. | 9
13.05. | 10
13.05. | 11
13.05. | 12
13.05. | 13
13.05. | 14
13.05. | 15
13.05. | 16
13.05. | 17
13.05. | 18
13.05. | 19
13.05. | 20
13.05. | 21
13.05. | 22
13.05. | 23
13.05. | 24
14.05. | 1
14.05. | 2
14.05. | 3
14.05. | 4
14.05. | 5
14.05. | 6
14.05. | 7
14.05. | 8
14.05. | 9
14.05. | 10
14.05. | 11
14.05. | 12
14.05. | 13
14.05. | 14
14.05. | 15
14.05. | 16
14.05. | 17
14.05. | 18
14.05. | 19
14.05. | 20
14.05. | 21
14.05. | 22
14.05. | 23
14.05. | 24
15.05. | 1
15.05. | 2
15.05. | 3
15.05. | 4
15.05. | 5
15.05. | 6
15.05. | 7
15.05. | 8
15.05. | 9
15.05. | 10
15.05. | 11
15.05. | 12
15.05. | 13
15.05. | 14
15.05. | 15
15.05. | 16
15.05. | 17
15.05. | 18
15.05. | 19
15.05. | 20
15.05. | 21
15.05. | 22
15.05. | 23
15.05. | 24
16.05. | 1
16.05. | 2
16.05. | 3
16.05. | 4
16.05. | 5
16.05. | 6
16.05. | 7
16.05. | 8
16.05. | 9
16.05. | 10
16.05. | 11
16.05. | 12
16.05. | 13
16.05. | 14
16.05. | 15
16.05. | 16
16.05. | 17
16.05. | 18
16.05. | 19
16.05. | 20
16.05. | 21
16.05. | 22
16.05. | 23
16.05. | 24
17.05. | 1
17.05. | 2
17.05. | 3
17.05. | 4
17.05. | 5
17.05. | 6
17.05. | 7
17.05. | 8
17.05. | 9
17.05. | 10
17.05. | 11
17.05. | 12
17.05. | 13
17.05. | 14
17.05. | 15
17.05. | 16
17.05. | 17
17.05. | 18
17.05. | 19
17.05. | 20
17.05. | 21
17.05. | 22
17.05. | 23
17.05. | 24
18.05. | 1
18.05. | 2
18.05. | 3
18.05. | 4
18.05. | 5
18.05. | 6
18.05. | 7
18.05. | 8
18.05. | 9
18.05. | 10
18.05. | 11
18.05. | 12
18.05. | 13
18.05. | 14
18.05. | 15
18.05. | 16
18.05. | 17
18.05. | 18
18.05. | 19
18.05. | 20
18.05. | 21
18.05. | 22
18.05. | 23
18.05. | 24
19.05. | 1
19.05. | 2
19.05. | 3
19.05. | 4
19.05. | 5
19.05. | 6
19.05. | 7
19.05. | 8
19.05. | 9
19.05. | 10
19.05. | 11
19.05. | 12
19.05. | 13
19.05. | 14
19.05. | 15
19.05. | 16
19.05. | 17
19.05. | 18
19.05. | 19
19.05. | 20
19.05. | 21
19.05. | 22
19.05. | 23
19.05. | 24
20.05. | 1
20.05. | 2
20.05. | 3
20.05. | 4
20.05. | 5
20.05. | 6
20.05. | 7
20.05. | 8
20.05. | 9
20.05. | 10
20.05. | 11
20.05. | 12
20.05. | 13
20.05. | 14
20.05. | 15
20.05. | 16
20.05. | 17
20.05. | 18
20.05. | 19
20.05. | 20
20.05. | 21
20.05. | 22
20.05. | 23
20.05. | 24
21.05. | 1
21.05. | 2
21.05. | 3
21.05. | 4
21.05. | 5
21.05. | 6
21.05. | 7
21.05. | 8
21.05. | 9
21.05. | 10
21.05. | 11
21.05. | 12
21.05. | 13
21.05. | 14
21.05. | 15
21.05. | 16
21.05. | 17
21.05. | 18
21.05. | 19
21.05. | 20
21.05. | 21
21.05. | 22
21.05. | 23
21.05. | 24
22.05. | 1
22.05. | 2
22.05. | 3
22.05. | 4
22.05. | 5
22.05. | 6
22.05. | 7
22.05. | 8
22.05. | 9
22.05. | 10
22.05. | 11
22.05. | 12
22.05. | 13
22.05. | 14
22.05. | 15
22.05. | 16
22.05. | 17
22.05. | 18
22.05. | 19
22.05. | 20
22.05. | 21
22.05. | 22
22.05. | 23
22.05. | 24
23.05. | 1
23.05. | 2
23.05. | 3
23.05. | 4
23.05. | 5
23.05. | 6
23.05. | 7
23.05. | 8
23.05. | 9
23.05. | 10
23.05. | 11
23.05. | 12
23.05. | 13
23.05. | 14
23.05. | 15
23.05. | 16
23.05. | 17
23.05. | 18
23.05. | 19
23.05. | 20
23.05. | 21
23.05. | 22
23.05. | 23
23.05. | 24
24.05. | 1
24.05. | 2
24.05. | 3
24.05. | 4
24.05. | 5
24.05. | 6
24.05. | 7
24.05. | 8
24.05. | 9
24.05. | 10
24.05. | 11
24.05. | 12
24.05. | 13
24.05. | 14
24.05. | 15
24.05. | 16
24.05. | 17
24.05. | 18
24.05. | 19
24.05. | 20
24.05. | 21
24.05. | 22
24.05. | 23
24.05. | 24
25.05. | 1
25.05. | 2
25.05. | 3
25.05. | 4
25.05. | 5
25.05. | 6
25.05. | 7
25.05. | 8
25.05. | 9
25.05. | 10
25.05. | 11
25.05. | 12
25.05. | 13
25.05. | 14
25.05. | 15
25.05. | 16
25.05. | 17
25.05. | 18
25.05. | 19
25.05. | 20
25.05. | 21
25.05. | 22
25.05. | 23
25.05. | 24
26.05. | 1
26.05. | 2
26.05. | 3
26.05. | 4
26.05. | 5
26.05. | 6
26.05. | 7
26.05. | 8
26.05. | 9
26.05. | 10
26.05. | 11
26.05. | 12
26.05. | 13
26.05. | 14
26.05. | 15
26.05. | 16
26.05. | 17
26.05. | 18
26.05. | 19
26.05. | 20
26.05. | 21
26.05. | 22
26.05. | 23
26.05. | 24
27.05. | 1
27.05. | 2
27.05. | 3
27.05. | 4
27.05. | 5
27.05. | 6
27.05. | 7
27.05. | 8
27.05. | 9
27.05. | 10
27.05. | 11
27.05. | 12
27.05. | 13
27.05. | 14
27.05. | 15
27.05. | 16
27.05. | 17
27.05. | 18
27.05. | 19
27.05. | 20
27.05. | 21
27.05. | 22
27.05. | 23
27.05. | 24
28.05. | 1
28.05. | 2
28.05. | 3
28.05. | 4
28.05. | 5
28.05. | 6
28.05. | 7
28.05. | 8
28.05. | 9
28.05. | 10
28.05. | 11
28.05. | 12
28.05. | 13
28.05. | 14
28.05. | 15
28.05. | 16
28.05. | 17
28.05. | 18
28.05. | 19
28.05. | 20
28.05. | 21
28.05. | 22
28.05. | 23
28.05. | 24
29.05. | 1
29.05. | 2
29.05. | 3
29.05. | 4
29.05. | 5
29.05. | 6
29.05. | 7
29.05. | 8
29.05. | 9
29.05. | 10
29.05. | 11
29.05. | 12
29.05. | 13
29.05. | 14
29.05. | 15
29.05. | 16
29.05. | 17
29.05. | 18
29.05. | 19
29.05. | 20
29.05. | 21
29.05. | 22
29.05. | 23
29.05. | 24
30.05. | 1
30.05. | 2
30.05. | 3
30.05. | 4
30.05. | 5
30.05. | 6
30.05. | 7
30.05. | 8
30.05. | 9
30.05. | 10
30.05. | 11
30.05. | 12
30.05. | 13
30.05. | 14
30.05. | 15
30.05. | 16
30.05. | 17
30.05. | 18
30.05. | 19
30.05. | 20
30.05. | 21
30.05. | 22
30.05. | 23
30.05. | 24
31.05. | 1
31.05. | 2
31.05. | 3
31.05. | 4
31.05. | 5
31.05. | 6
31.05. | 7
31.05. | 8
31.05. | 9
31.05. | 10
31.05. | 11
31.05. | 12
31.05. | 13
31.05. | 14
31.05. | 15
31.05. | 16
31.05. | 17
31.05. | 18
31.05. | 19
31.05. | 20
31.05. | 21
31.05. | 22
31.05. | 23
31.05. | 24
01.06. | 1
01.06. | 2
01.06. | 3
01.06. | 4
01.06. | 5
01.06. | 6
01.06. | 7
01.06. | 8
01.06. | 9
01.06. | 10
01.06. | 11
01.06. | 12
01.06. | 13
01.06. | 14
01.06. | 15
01.06. | 16
01.06. | 17
01.06. | 18
01.06. | 19
01.06. | 20
01.06. | 21
01.06. | 22
01.06. | 23
01.06. | 24
02.06. | 1
02.06. | 2
02.06. | 3
02.06. | 4
02.06. | 5
02.06. | 6
02.06. | 7
02.06. | 8
02.06. | 9
02.06. | 10
02.06. | 11
02.06. | 12
02.06. | 13
02.06. | 14
02.06. | 15
02.06. | 16
02.06. | 17
02.06. | 18
02.06. | 19
02.06. | 20
02.06. | 21
02.06. | 22
02.06. | 23
02.06. | 24
03.06. | 1
03.06. | 2
03.06. | 3
03.06. | 4
03.06. | 5
03.06. | 6
03.06. | 7
03.06. | 8
03.06. | 9
03.06. | 10
03.06. | 11
03.06. | 12
03.06. | 13
03.06. | 14
03.06. | 15
03.06. | 16
03.06. | 17
03.06. | 18
03.06. | 19
03.06. | 20
03.06. | 21
03.06. | 22
03.06. | 23
03.06. | 24
04.06. | 1
04.06. | 2
04.06. | 3
04.06. | 4
04.06. | 5
04.06. | 6
04.06. | 7
04.06. | 8
04.06. | 9
04.06. | 10
04.06. | 11
04.06. | 12
04.06. | 13
04.06. | 14
04.06. | 15
04.06. | 16
04.06. | 17
04.06. | 18
04.06. | 19
04.06. | 20
04.06. | 21
04.06. | 22
04.06. | 23
04.06. | 24
05.06. | 1
05.06. | 2
05.06. | 3
05.06. | 4
05.06. | 5
05.06. | 6
05.06. | 7
05.06. | 8
05.06. | 9
05.06. | 10
05.06. | 11
05.06. | 12
05.06. | 13
05.06. | 14
05.06. | 15
05.06. | 16
05.06. | 17
05.06. | 18
05.06. | 19
05.06. | 20
05.06. | 21
05.06. | 22
05.06. | 23
05.06. | 24
06.06. | 1
06.06. | 2
06.06. | 3
06.06. | 4
06.06. | 5
06.06. | 6
06.06. | 7
06.06. | 8
06.06. | 9
06.06. | 10
06.06. | 11
06.06. | 12
06.06. | 13
06.06. | 14
06.06. | 15
06.06. | 16
06.06. | 17
06.06. | 18
06.06. | 19
06.06. | 20
06.06. | 21
06.06. | 22
06.06. | 23
06.06. | 24
07.06. | 1
07.06. | 2
07.06. | 3
07.06. | 4
07.06. | 5
07.06. | 6
07.06. | 7
07.06. | 8
07.06. | 9
07.06. | 10
07.06. | 11
07.06. | 12
07.06. | 13
07.06. | 14
07.06. | 15
07.06. | 16
07.06. | 17
07.06. | 18
07.06. | 19
07.06. | 20
07.06. | 21
07.06. | 22
07.06. | 23
07.06. | 24
08.06. | 1
08.06. | 2
08.06. | 3
08.06. | 4
08.06. | 5
08.06. | 6
08.06. | 7
08.06. | 8
08.06. | 9
08.06. | 10
08.06. | 11
08.06. | 12
08.06. | 13
08.06. | 14
08.06. | 15
08.06. | 16
08.06. | 17
08.06. | 18
08.06. | 19
08.06. | 20
08.06. | 21
08.06. | 22
08.06. | 23
08.06. | 24
09.06. | 1
09.06. | 2
09.06. | 3
09.06. | 4
09.06. | 5
09.06. | 6
09.06. | 7
09.06. | 8
09.06. | 9
09.06. | 10
09.06. | 11
09.06. | 12
09.06. | 13
09.06. | 14
09.06. | 15
09.06. | 16
09.06. | 17
09.06. | 18
09.06. | 19
09.06. | 20
09.06. | 21
09.06. | 22
09.06. | 23
09.06. | 24
10.06. | 1
10.06. | 2
10.06. | 3
10.06. | 4
10.06. | 5
10.06. | 6
10.06. | 7
10.06. | 8
10.06. | 9
10.06. | 10
10.06. | 11
10.06. | 12
10.06. | 13
10.06. | 14
10.06. | 15
10.06. | 16
10.06. | 17
10.06. | 18
10.06. | 19
10.06. | 20
10.06. | 21
10.06. | 22
10.06. | 23
10.06. | 24
11.06. | 1
11.06. | 2
11.06. | 3
11.06. | 4
11.06. | 5
11.06. | 6
11.06. | 7
11.06. | 8
11.06. | 9
11.06. | 10
11.06. | 11
11.06. | 12
11.06. | 13
11.06. | 14
11.06. | 15
11.06. | 16
11.06. | 17
11.06. | 18
11.06. | 19
11.06. | 20
11.06. | 21
11.06. | 22
11.06. | 23
11.06. | 24
12.06. | 1
12.06. | 2
12.06. | 3
12.06. | 4
12.06. | 5
12.06. | 6
12.06. | 7
12.06. | 8
12.06. | 9
12.06. | 10
12.06. | 11
12.06. | 12
12.06. | 13
12.06. | 14
12.06. | 15
12.06. | 16
12.06. | 17
12.06. | 18
12.06. | 19
12.06. | 20
12.06. | 21
12.06. | 22
12.06. | 23
12.06. | 24
13.06. | 1
13.06. | 2
13.06. | 3
13.06. | 4
13.06. | 5
13.06. | 6
13.06. | 7
13.06. | 8
13.06. | 9
13.06. | 10
13.06. | 11
13.06. | 12
13.06. | 13
13.06. | 14
13.06. | 15
13.06. | 16
13.06. | 17
13.06. | 18
13.06. | 19
13.06. | 20
13.06. | 21
13.06. | 22
13.06. | 23
13.06. | 24
14.06. | 1
14.06. | 2
14.06. | 3
14.06. | 4
14.06. | 5
14.06. | 6
14.06. | 7
14.06. | 8
14.06. | 9
14.06. | 10
14.06. | 11
14.06. | 12
14.06. | 13
14.06. | 14
14.06. | 15
14.06. | 16
14.06. | 17
14.06. | 18
14.06. | 19
14.06. | 20
14.06. | 21
14.06. | 22
14.06. | 23
14.06. | 24
15.06. | 1
15.06. | 2
15.06. | 3
15.06. | 4
15.06. | 5
15.06. | 6
15.06. | 7
15.06. | 8
15.06. | 9
15.06. | 10
15.06. | 11
15.06. | 12
15.06. | 13
15.06. | 14
15.06. | 15
15.06. | 16
15.06. | 17
15.06. | 18
15.06. | 19
15.06. | 20
15.06. | 21
15.06. | 22
15.06. | 23
15.06. | 24
16.06. | 1
16.06. | 2
16.06. | 3
16.06. | 4
16.06. | 5
16.06. | 6
16.06. | 7
16.06. | 8
16.06. | 9
16.06. | 10
16.06. | 11
16.06. | 12
16.06. | 13
16.06. | 14
16.06. | 15
16.06. | 16
16.06. | 17
16.06. | 18
16.06. | 19
16.06. | 20
16.06. | 21
16.06. | 22
16.06. | 23
16.06. | 24
17.06. | 1
17.06. | 2
17.06. | 3
17.06. | 4
17.06. | 5
17.06. | 6
17.06. | 7
17.06. | 8
17.06. | 9
17.06. | 10
17.06. | 11
17.06. | 12
17.06. | 13
17.06. | 14
17.06. | 15
17.06. | 16
17.06. | 17
17.06. | 18
17.06. | 19
17.06. | 20
17.06. | 21
17.06. | 22
17.06. | 23
17.06. | 24
18.06. | 1
18.06. | 2
18.06. | 3
18.06. | 4
18.06. | 5
18.06. | 6
18.06. | 7
18.06. | 8
18.06. | 9
18.06. | 10
18.06. | 11
18.06. | 12
18.06. | 13
18.06. | 14
18.06. | 15
18.06. | 16
18.06. | 17
18.06. | 18
18.06. | 19
18.06. | 20
18.06. | 21
18.06. | 22
18.06. | 23
18.06. | 24
19.06. | 1
19.06. | 2
19.06. | 3
19.06. | 4
19.06. | 5
19.06. | 6
19.06. | 7
19.06. | 8
19.06. | 9
19.06. | 10
19.06. | 11
19.06. | 12
19.06. | 13
19.06. | 14
19.06. | 15
19.06. | 16
19.06. | 17
19.06. | 18
19.06. | 19
19.06. | 20
19.06. | 21
19.06. | 22
19.06. | 23
19.06. | 24
20.06. | 1
20.06. | 2
20.06. | 3
20.06. | 4
20.06. | 5
20.06. | 6
20.06. | 7
20.06. | 8
20.06. | 9
20.06. | 10
20.06. | 11
20.06. | 12
20.06. | 13
20.06. | 14
20.06. | 15
20.06. | 16
20.06. | 17
20.06. | 18
20.06. | 19
20.06. | 20
20.06. | 21
20.06. | 22
20.06. | 23
20.06. | 24
21.06. | 1
21.06. | 2
21.06. | 3
21.06. | 4
21.06. | 5
21.06. | 6
21.06. | 7
21.06. | 8
21.06. | 9
21.06. | 10
21.06. | 11
21.06. | 12
21.06. | 13
21.06. | 14
21.06. | 15
21.06. | 16
21.06. | 17
21.06. | 18
21.06. | 19
21.06. | 20
21.06. | 21
21.06. | 22
21.06. | 23
21.06. | 24
22.06. | 1
22.06. | 2
22.06. | 3
22.06. | 4
22.06. | 5
22.06. | 6
22.06. | 7
22.06. | 8
22.06. | 9
22.06. | 10
22.06. | 11
22.06. | 12
22.06. | 13
22.06. | 14
22.06. | 15
22.06. | 16
22.06. | 17
22.06. | 18
22.06. | 19
22.06. | 20
22.06. | 21
22.06. | 22
22.06. | 23
22.06. | 24
23.06. | 1
23.06. | 2
23.06. | 3
23.06. | 4
23.06. | 5
23.06. | 6
23.06. | 7
23.06. | 8
23.06. | 9
23.06. | 10
23.06. | 11
23.06. | 12
23.06. | 13
23.06. | 14
23.06. | 15
23.06. | 16
23.06. | 17
23.06. | 18
23.06. | 19
23.06. | 20
23.06. | 21
23.06. | 22
23.06. | 23
23.06. | 24
24.06. | 1
24.06. | 2
24.06. | 3
24.06. | 4
24.06. | 5
24.06. | 6
24.06. | 7
24.06. | 8
24.06. | 9
24.06. | 10
24.06. | 11
24.06. | 12
24.06. | 13
24.06. | 14
24.06. | 15
24.06. | 16
24.06. | 17
24.06. | 18
24.06. | 19
24.06. | 20
24.06. | 21
24.06. | 22
24.06. | 23
24.06. | 24
25.06. | 1
25.06. | 2
25.06. | 3
25.06. | 4
25.06. | 5
25.06. | 6
25.06. | 7
25.06. | 8
25.06. | 9
25.06. | 10
25.06. | 11
25.06. | 12
25.06. | 13
25.06. | 14
25.06. | 15
25.06. | 16
25.06. | 17
25.06. | 18
25.06. | 19
25.06. | 20
25.06. | 21
25.06. | 22
25.06. | 23
25.06. | 24
26.06. | 1
26.06. | 2
26.06. | 3
26.06. | 4
26.06. | 5
26.06. | 6
26.06. | 7
26.06. | 8
26.06. | 9
26.06. | 10
26.06. | 11
26.06. | 12
26.06. | 13
26.06. | 14
26.06. | 15
26.06. | 16
26.06. | 17
26.06. | 18
26.06. | 19
26.06. | 20
26.06. | 21
26.06. | 22
26.06. | 23
26.06. | 24
27.06. | 1
27.06. | 2
27.06. | 3
27.06. | 4
27.06. | 5
27.06. | 6
27.06. | 7
27.06. | 8
27.06. | 9
27.06. | 10
27.06. | 11
27.06. | 12
27.06. | 13
27.06. | 14
27.06. | 15
27.06. | 16
27.06. | 17
27.06. | 18
27.06. | 19
27.06. | 20
27.06. | 21
27.06. | 22
27.06. | 23
27.06. | 24
28.06. | 1
28.06. | 2
28.06. | 3
28.06. | 4
28.06. | 5
28.06. | 6
28.06. | 7
28.06. | 8
28.06. | 9
28.06. | 10
28.06. | 11
28.06. | 12
28.06. | 13
28.06. | 14
28.06. | 15
28.06. | 16
28.06. | 17
28.06. | 18
28.06. | 19
28.06. | 20
28.06. | 21
28.06. | 22
28.06. | 23
28.06. | 24
29.06. | 1
29.06. | 2
29.06. | 3
29.06. | 4
29.06. | 5
29.06. | 6
29.06. | 7
29.06. | 8
29.06. | 9
29.06. | 10
29.06. | 11
29.06. | 12
29.06. | 13
29.06. | 14
29.06. | 15
29.06. | 16
29.06. | 17
29.06. | 18
29.06. | 19
29.06. | 20
29.06. | 21
29.06. | 22
29.06. | 23
29.06. | 24
30.06. | 1
30.06. | 2
30.06. | 3
30.06. | 4
30.06. | 5
30.06. | 6
30.06. | 7
30.06. | 8
30.06. | 9
30.06. | 10
30.06. | 11
30.06. | 12
30.06. | 13
30.06. | 14
30.06. | 15
30.06. | 16
30.06. | 17
30.06. | 18
30.06. | 19
30.06. | 20
30.06. | 21
30.06. | 22
30.06. | 23
30.06. | 24
01.07. | 1
01.07. | 2
01.07. | 3
01.07. | 4
01.07. | 5
01.07. | 6
01.07. | 7
01.07. | 8
01.07. | 9
01.07. | 10
01.07. | 11
01.07. | 12
01.07. | 13
01.07. | 14
01.07. | 15
01.07. | 16
01.07. | 17
01.07. | 18
01.07. | 19
01.07. | 20
01.07. | 21
01.07. | 22
01.07. | 23
01.07. | 24
02.07. | 1
02.07. | 2
02.07. | 3
02.07. | 4
02.07. | 5
02.07. | 6
02.07. | 7
02.07. | 8
02.07. | 9
02.07. | 10
02.07. | 11
02.07. | 12
02.07. | 13
02.07. | 14
02.07. | 15
02.07. | 16
02.07. | 17
02.07. | 18
02.07. | 19
02.07. | 20
02.07. | 21
02.07. | 22
02.07. | 23
02.07. | 24
03.07. | 1
03.07. | 2
03.07. | 3
03.07. | 4
03.07. | 5
03.07. | 6
03.07. | 7
03.07. | 8
03.07. | 9
03.07. | 10
03.07. | 11
03.07. | 12
03.07. | 13
03.07. | 14
03.07. | 15
03.07. | 16
03.07. | 17
03.07. | 18
03.07. | 19
03.07. | 20
03.07. | 21
03.07. | 22
03.07. | 23
03.07. | 24
04.07. | 1
04.07. | 2
04.07. | 3
04.07. | 4
04.07. | 5
04.07. | 6
04.07. | 7
04.07. | 8
04.07. | 9
04.07. | 10
04.07. | 11
04.07. | 12
04.07. | 13
04.07. | 14
04.07. | 15
04.07. | 16
04.07. | 17
04.07. | 18
04.07. | 19
04.07. | 20
04.07. | 21
04.07. | 22
04.07. | 23
04.07. | 24
05.07. | 1
05.07. | 2
05.07. | 3
05.07. | 4
05.07. | 5
05.07. | 6
05.07. | 7
05.07. | 8
05.07. | 9
05.07. | 10
05.07. | 11
05.07. | 12
05.07. | 13
05.07. | 14
05.07. | 15
05.07. | 16
05.07. | 17
05.07. | 18
05.07. | 19
05.07. | 20
05.07. | 21
05.07. | 22
05.07. | 23
05.07. | 24
06.07. | 1
06.07. | 2
06.07. | 3
06.07. | 4
06.07. | 5
06.07. | 6
06.07. | 7
06.07. | 8
06.07. | 9
06.07. | 10
06.07. | 11
06.07. | 12
06.07. | 13
06.07. | 14
06.07. | 15
06.07. | 16
06.07. | 17
06.07. | 18
06.07. | 19
06.07. | 20
06.07. | 21
06.07. | 22
06.07. | 23
06.07. | 24
07.07. | 1
07.07. | 2
07.07. | 3
07.07. | 4
07.07. | 5
07.07. | 6
07.07. | 7
07.07. | 8
07.07. | 9
07.07. | 10
07.07. | 11
07.07. | 12
07.07. | 13
07.07. | 14
07.07. | 15
07.07. | 16
07.07. | 17
07.07. | 18
07.07. | 19
07.07. | 20
07.07. | 21
07.07. | 22
07.07. | 23
07.07. | 24
08.07. | 1
08.07. | 2
08.07. | 3
08.07. | 4
08.07. | 5
08.07. | 6
08.07. | 7
08.07. | 8
08.07. | 9
08.07. | 10
08.07. | 11
08.07. | 12
08.07. | 13
08.07. | 14
08.07. | 15
08.07. | 16
08.07. | 17
08.07. | 18
08.07. | 19
08.07. | 20
08.07. | 21
08.07. | 22
08.07. | 23
08.07. | 24
09.07. | 1
09.07. | 2
09.07. | 3
09.07. | 4
09.07. | 5
09.07. | 6
09.07. | 7
09.07. | 8
09.07. | 9
09.07. | 10
09.07. | 11
09.07. | 12
09.07. | 13
09.07. | 14
09.07. | 15
09.07. | 16
09.07. | 17
09.07. | 18
09.07. | 19
09.07. | 20
09.07. | 21
09.07. | 22
09.07. | 23
09.07. | 24
10.07. | 1
10.07. | 2
10.07. | 3
10.07. | 4
10.07. | 5
10.07. | 6
10.07. | 7
10.07. | 8
10.07. | 9
10.07. | 10
10.07. | 11
10.07. | 12
10.07. | 13
10.07. | 14
10.07. | 15
10.07. | 16
10.07. | 17
10.07. | 18
10.07. | 19
10.07. | 20
10.07. | 21
10.07. | 22
10.07. | 23
10.07. | 24
11.07. | 1
11.07. | 2
11.07. | 3
11.07. | 4
11.07. | 5
11.07. | 6
11.07. | 7
11.07. | 8
11.07. | 9
11.07. | 10
11.07. | 11
11.07. | 12
11.07. | 13
11.07. | 14
11.07. | 15
11.07. | 16
11.07. | 17
11.07. | 18
11.07. | 19
11.07. | 20
11.07. | 21
11.07. | 22
11.07. | 23
11.07. | 24
12.07. | 1
12.07. | 2
12.07. | 3
12.07. | 4
12.07. | 5
12.07. | 6
12.07. | 7
12.07. | 8
12.07. | 9
12.07. | 10
12.07. | 11
12.07. | 12
12.07. | 13
12.07. | 14
12.07. | 15
12.07. | 16
12.07. | 17
12.07. | 18
12.07. | 19
12.07. | 20
12.07. | 21
12.07. | 22
12.07. | 23
12.07. | 24
13.07. | 1
13.07. | 2
13.07. | 3
13.07. | 4
13.07. | 5
13.07. | 6
13.07. | 7
13.07. | 8
13.07. | 9
13.07. | 10
13.07. | 11
13.07. | 12
13.07. | 13
13.07. | 14
13.07. | 15
13.07. | 16
13.07. | 17
13.07. | 18
13.07. | 19
13.07. | 20
13.07. | 21
13.07. | 22
13.07. | 23
13.07. | 24
14.07. | 1
14.07. | 2
14.07. | 3
14.07. | 4
14.07. | 5
14.07. | 6
14.07. | 7
14.07. | 8
14.07. | 9
14.07. | 10
14.07. | 11
14.07. | 12
14.07. | 13
14.07. | 14
14.07. | 15
14.07. | 16
14.07. | 17
14.07. | 18
14.07. | 19
14.07. | 20
14.07. | 21
14.07. | 22
14.07. | 23
14.07. | 24
15.07. | 1
15.07. | 2
15.07. | 3
15.07. | 4
15.07. | 5
15.07. | 6
15.07. | 7
15.07. | 8
15.07. | 9
15.07. | 10
15.07. | 11
15.07. | 12
15.07. | 13
15.07. | 14
15.07. | 15
15.07. | 16
15.07. | 17
15.07. | 18
15.07. | 19
15.07. | 20
15.07. | 21
15.07. | 22
15.07. | 23
15.07. | 24
16.07. | 1
16.07. | 2
16.07. | 3
16.07. | 4
16.07. | 5
16.07. | 6
16.07. | 7
16.07. | 8
16.07. | 9
16.07. | 10
16.07. | 11
16.07. | 12
16.07. | 13
16.07. | 14
16.07. | 15
16.07. | 16
16.07. | 17
16.07. | 18
16.07. | 19
16.07. | 20
16.07. | 21
16.07. | 22
16.07. | 23
16.07. | 24
17.07. | 1
17.07. | 2
17.07. | 3
17.07. | 4
17.07. | 5
17.07. | 6
17.07. | 7
17.07. | 8
17.07. | 9
17.07. | 10
17.07. | 11
17.07. | 12
17.07. | 13
17.07. | 14
17.07. | 15
17.07. | 16
17.07. | 17
17.07. | 18
17.07. | 19
17.07. | 20
17.07. | 21
17.07. | 22
17.07. | 23
17.07. | 24
18.07. | 1
18.07. | 2
18.07. | 3
18.07. | 4
18.07. | 5
18.07. | 6
18.07. | 7
18.07. | 8
18.07. | 9
18.07. | 10
18.07. | 11
18.07. | 12
18.07. | 13
18.07. | 14
18.07. | 15
18.07. | 16
18.07. | 17
18.07. | 18
18.07. | 19
18.07. | 20
18.07. | 21
18.07. | 22
18.07. | 23
18.07. | 24
19.07. | 1
19.07. | 2
19.07. | 3
19.07. | 4
19.07. | 5
19.07. | 6
19.07. | 7
19.07. | 8
19.07. | 9
19.07. | 10
19.07. | 11
19.07. | 12
19.07. | 13
19.07. | 14
19.07. | 15
19.07. | 16
19.07. | 17
19.07. | 18
19.07. | 19
19.07. | 20
19.07. | 21
19.07. | 22
19.07. | 23
19.07. | 24
20.07. | 1
20.07. | 2
20.07. | 3
20.07. | 4
20.07. | 5
20.07. | 6
20.07. | 7
20.07. | 8
20.07. | 9
20.07. | 10
20.07. | 11
20.07. | 12
20.07. | 13
20.07. | 14
20.07. | 15
20.07. | 16
20.07. | 17
20.07. | 18
20.07. | 19
20.07. | 20
20.07. | 21
20.07. | 22
20.07. | 23
20.07. | 24
21.07. | 1
21.07. | 2
21.07. | 3
21.07. | 4
21.07. | 5
21.07. | 6
21.07. | 7
21.07. | 8
21.07. | 9
21.07. | 10
21.07. | 11
21.07. | 12
21.07. | 13
21.07. | 14
21.07. | 15
21.07. | 16
21.07. | 17
21.07. | 18
21.07. | 19
21.07. | 20
21.07. | 21
21.07. | 22
21.07. | 23
21.07. | 24
22.07. | 1
22.07. | 2
22.07. | 3
22.07. | 4
22.07. | 5
22.07. | 6
22.07. | 7
22.07. | 8
22.07. | 9
22.07. | 10
22.07. | 11
22.07. | 12
22.07. | 13
22.07. | 14
22.07. | 15
22.07. | 16
22.07. | 17
22.07. | 18
22.07. | 19
22.07. | 20
22.07. | 21
22.07. | 22
22.07. | 23
22.07. | 24
23.07. | 1
23.07. | 2
23.07. | 3
23.07. | 4
23.07. | 5
23.07. | 6
23.07. | 7
23.07. | 8
23.07. | 9
23.07. | 10
23.07. | 11
23.07. | 12
23.07. | 13
23.07. | 14
23.07. | 15
23.07. | 16
23.07. | 17
23.07. | 18
23.07. | 19
23.07. | 20
23.07. | 21
23.07. | 22
23.07. | 23
23.07. | 24
24.07. | 1
24.07. | 2
24.07. | 3
24.07. | 4
24.07. | 5
24.07. | 6
24.07. | 7
24.07. | 8
24.07. | 9
24.07. | 10
24.07. | 11
24.07. | 12
24.07. | 13
24.07. | 14
24.07. | 15
24.07. | 16
24.07. | 17
24.07. | 18
24.07. | 19
24.07. | 20
24.07. | 21
24.07. | 22
24.07. | 23
24.07. | 24
25.07. | 1
25.07. | 2
25.07. | 3
25.07. | 4
25.07. | 5
25.07. | 6
25.07. | 7
25.07. | 8
25.07. | 9
25.07. | 10
25.07. | 11
25.07. | 12
25.07. | 13
25.07. | 14
25.07. | 15
25.07. | 16
25.07. | 17
25.07. | 18
25.07. | 19
25.07. | 20
25.07. | 21
25.07. | 22
25.07. | 23
25.07. | 24
26.07. | 1
26.07. | 2
26.07. | 3
26.07. | 4
26.07. | 5
26.07. | 6
26.07. | 7
26.07. | 8
26.07. | 9
26.07. | 10
26.07. | 11
26.07. | 12
26.07. | 13
26.07. | 14
26.07. | 15
26.07. | 16
26.07. | 17
26.07. | 18
26.07. | 19
26.07. | 20
26.07. | 21
26.07. | 22
26.07. | 23
26.07. | 24
27.07. | 1
27.07. | 2
27.07. | 3
27.07. | 4
27.07. | 5
27.07. | 6
27.07. | 7
27.07. | 8
27.07. | 9
27.07. | 10
27.07. | 11
27.07. | 12
27.07. | 13
27.07. | 14
27.07. | 15
27.07. | 16
27.07. | 17
27.07. | 18
27.07. | 19
27.07. | 20
27.07. | 21
27.07. | 22
27.07. | 23
27.07. | 24
28.07. | 1
28.07. | 2
28.07. | 3
28.07. | 4
28.07. | 5
28.07. | 6
28.07. | 7
28.07. | 8
28.07. | 9
28.07. | 10
28.07. | 11
28.07. | 12
28.07. | 13
28.07. | 14
28.07. | 15
28.07. | 16
28.07. | 17
28.07. | 18
28.07. | 19
28.07. | 20
28.07. | 21
28.07. | 22
28.07. | 23
28.07. | 24
29.07. | 1
29.07. | 2
29.07. | 3
29.07. | 4
29.07. | 5
29.07. | 6
29.07. | 7
29.07. | 8
29.07. | 9
29.07. | 10
29.07. | 11
29.07. | 12
29.07. | 13
29.07. | 14
29.07. | 15
29.07. | 16
29.07. | 17
29.07. | 18
29.07. | 19
29.07. | 20
29.07. | 21
29.07. | 22
29.07. | 23
29.07. | 24
30.07. | 1
30.07. | 2
30.07. | 3
30.07. | 4
30.07. | 5
30.07. | 6
30.07. | 7
30.07. | 8
30.07. | 9
30.07. | 10
30.07. | 11
30.07. | 12
30.07. | 13
30.07. | 14
30.07. | 15
30.07. | 16
30.07. | 17
30.07. | 18
30.07. | 19
30.07. | 20
30.07. | 21
30.07. | 22
30.07. | 23
30.07. | 24
31.07. | 1
31.07. | 2
31.07. | 3
31.07. | 4
31.07. | 5
31.07. | 6
31.07. | 7
31.07. | 8
31.07. | 9
31.07. | 10
31.07. | 11
31.07. | 12
31.07. | 13
31.07. | 14
31.07. | 15
31.07. | 16
31.07. | 17
31.07. | 18
31.07. | 19
31.07. | 20
31.07. | 21
31.07. | 22
31.07. | 23
31.07. | 24
01.08. | 1
01.08. | 2
01.08. | 3
01.08. | 4
01.08. | 5
01.08. | 6
01.08. | 7
01.08. | 8
01.08. | 9
01.08. | 10
01.08. | 11
01.08. | 12
01.08. | 13
01.08. | 14
01.08. | 15
01.08. | 16
01.08. | 17
01.08. | 18
01.08. | 19
01.08. | 20
01.08. | 21
01.08. | 22
01.08. | 23
01.08. | 24
02.08. | 1
02.08. | 2
02.08. | 3
02.08. | 4
02.08. | 5
02.08. | 6
02.08. | 7
02.08. | 8
02.08. | 9
02.08. | 10
02.08. | 11
02.08. | 12
02.08. | 13
02.08. | 14
02.08. | 15
02.08. | 16
02.08. | 17
02.08. | 18
02.08. | 19
02.08. | 20
02.08. | 21
02.08. | 22
02.08. | 23
02.08. | 24
03.08. | 1
03.08. | 2
03.08. | 3
03.08. | 4
03.08. | 5
03.08. | 6
03.08. | 7
03.08. | 8
03.08. | 9
03.08. | 10
03.08. | 11
03.08. | 12
03.08. | 13
03.08. | 14
03.08. | 15
03.08. | 16
03.08. | 17
03.08. | 18
03.08. | 19
03.08. | 20
03.08. | 21
03.08. | 22
03.08. | 23
03.08. | 24
04.08. | 1
04.08. | 2
04.08. | 3
04.08. | 4
04.08. | 5
04.08. | 6
04.08. | 7
04.08. | 8
04.08. | 9
04.08. | 10
04.08. | 11
04.08. | 12
04.08. | 13
04.08. | 14
04.08. | 15
04.08. | 16
04.08. | 17
04.08. | 18
04.08. | 19
04.08. | 20
04.08. | 21
04.08. | 22
04.08. | 23
04.08. | 24
05.08. | 1
05.08. | 2
05.08. | 3
05.08. | 4
05.08. | 5
05.08. | 6
05.08. | 7
05.08. | 8
05.08. | 9
05.08. | 10
05.08. | 11
05.08. | 12
05.08. | 13
05.08. | 14
05.08. | 15
05.08. | 16
05.08. | 17
05.08. | 18
05.08. | 19
05.08. | 20
05.08. | 21
05.08. | 22
05.08. | 23
05.08. | 24
06.08. | 1
06.08. | 2
06.08. | 3
06.08. | 4
06.08. | 5
06.08. | 6
06.08. | 7
06.08. | 8
06.08. | 9
06.08. | 10
06.08. | 11
06.08. | 12
06.08. | 13
06.08. | 14
06.08. | 15
06.08. | 16
06.08. | 17
06.08. | 18
06.08. | 19
06.08. | 20
06.08. | 21
06.08. | 22
06.08. | 23
06.08. | 24
07.08. | 1
07.08. | 2
07.08. | 3
07.08. | 4
07.08. | 5
07.08. | 6
07.08. | 7
07.08. | 8
07.08. | 9
07.08. | 10
07.08. | 11
07.08. | 12
07.08. | 13
07.08. | 14
07.08. | 15
07.08. | 16
07.08. | 17
07.08. | 18
07.08. | 19
07.08. | 20
07.08. | 21
07.08. | 22
07.08. | 23
07.08. | 24
08.08. | 1
08.08. | 2
08.08. | 3
08.08. | 4
08.08. | 5
08.08. | 6
08.08. | 7
08.08. | 8
08.08. | 9
08.08. | 10
08.08. | 11
08.08. | 12
08.08. | 13
08.08. | 14
08.08. | 15
08.08. | 16
08.08. | 17
08.08. | 18
08.08. | 19
08.08. | 20
08.08. | 21
08.08. | 22
08.08. | 23
08.08. | 24
09.08. | 1
09.08. | 2
09.08. | 3
09.08. | 4
09.08. | 5
09.08. | 6
09.08. | 7
09.08. | 8
09.08. | 9
09.08. | 10
09.08. | 11
09.08. | 12
09.08. | 13
09.08. | 14
09.08. | 15
09.08. | 16
09.08. | 17
09.08. | 18
09.08. | 19
09.08. | 20
09.08. | 21
09.08. | 22
09.08. | 23
09.08. | 24
10.08. | 1
10.08. | 2
10.08. | 3
10.08. | 4
10.08. | 5
10.08. | 6
10.08. | 7
10.08. | 8
10.08. | 9
10.08. | 10
10.08. | 11
10.08. | 12
10.08. | 13
10.08. | 14
10.08. | 15
10.08. | 16
10.08. | 17
10.08. | 18
10.08. | 19
10.08. | 20
10.08. | 21
10.08. | 22
10.08. | 23
10.08. | 24
11.08. | 1
11.08. | 2
11.08. | 3
11.08. | 4
11.08. | 5
11.08. | 6
11.08. | 7
11.08. | 8
11.08. | 9
11.08. | 10
11.08. | 11
11.08. | 12
11.08. | 13
11.08. | 14
11.08. | 15
11.08. | 16
11.08. | 17
11.08. | 18
11.08. | 19
11.08. | 20
11.08. | 21
11.08. | 22
11.08. | 23
11.08. | 24
12.08. | 1
12.08. | 2
12.08. | 3
12.08. | 4
12.08. | 5
12.08. | 6
12.08. | 7
12.08. | 8
12.08. | 9
12.08. | 10
12.08. | 11
12.08. | 12
12.08. | 13
12.08. | 14
12.08. | 15
12.08. | 16
12.08. | 17
12.08. | 18
12.08. | 19
12.08. | 20
12.08. | 21
12.08. | 22
12.08. | 23
12.08. | 24
13.08. | 1
13.08. | 2
13.08. | 3
13.08. | 4
13.08. | 5
13.08. | 6
13.08. | 7
13.08. | 8
13.08. | 9
13.08. | 10
13.08. | 11
13.08. | 12
13.08. | 13
13.08. | 14
13.08. | 15
13.08. | 16
13.08. | 17
13.08. | 18
13.08. | 19
13.08. | 20
13.08. | 21
13.08. | 22
13.08. | 23
13.08. | 24
14.08. | 1
14.08. | 2
14.08. | 3
14.08. | 4
14.08. | 5
14.08. | 6
14.08. | 7
14.08. | 8
14.08. | 9
14.08. | 10
14.08. | 11
14.08. | 12
14.08. | 13
14.08. | 14
14.08. | 15
14.08. | 16
14.08. | 17
14.08. | 18
14.08. | 19
14.08. | 20
14.08. | 21
14.08. | 22
14.08. | 23
14.08. | 24
15.08. | 1
15.08. | 2
15.08. | 3
15.08. | 4
15.08. | 5
15.08. | 6
15.08. | 7
15.08. | 8
15.08. | 9
15.08. | 10
15.08. | 11
15.08. | 12
15.08. | 13
15.08. | 14
15.08. | 15
15.08. | 16
15.08. | 17
15.08. | 18
15.08. | 19
15.08. | 20
15.08. | 21
15.08. | 22
15.08. | 23
15.08. | 24
16.08. | 1
16.08. | 2
16.08. | 3
16.08. | 4
16.08. | 5
16.08. | 6
16.08. | 7
16.08. | 8
16.08. | 9
16.08. | 10
16.08. | 11
16.08. | 12
16.08. | 13
16.08. | 14
16.08. | 15
16.08. | 16
16.08. | 17
16.08. | 18
16.08. | 19
16.08. | 20
16.08. | 21
16.08. | 22
16.08. | 23
16.08. | 24
17.08. | 1
17.08. | 2
17.08. | 3
17.08. | 4
17.08. | 5
17.08. | 6
17.08. | 7
17.08. | 8
17.08. | 9
17.08. | 10
17.08. | 11
17.08. | 12
17.08. | 13
17.08. | 14
17.08. | 15
17.08. | 16
17.08. | 17
17.08. | 18
17.08. | 19
17.08. | 20
17.08. | 21
17.08. | 22
17.08. | 23
17.08. | 24
18.08. | 1
18.08. | 2
18.08. | 3
18.08. | 4
18.08. | 5
18.08. | 6
18.08. | 7
18.08. | 8
18.08. | 9
18.08. | 10
18.08. | 11
18.08. | 12
18.08. | 13
18.08. | 14
18.08. | 15
18.08. | 16
18.08. | 17
18.08. | 18
18.08. | 19
18.08. | 20
18.08. | 21
18.08. | 22
18.08. | 23
18.08. | 24
19.08. | 1
19.08. | 2
19.08. | 3
19.08. | 4
19.08. | 5
19.08. | 6
19.08. | 7
19.08. | 8
19.08. | 9
19.08. | 10
19.08. | 11
19.08. | 12
19.08. | 13
19.08. | 14
19.08. | 15
19.08. | 16
19.08. | 17
19.08. | 18
19.08. | 19
19.08. | 20
19.08. | 21
19.08. | 22
19.08. | 23
19.08. | 24
20.08. | 1
20.08. | 2
20.08. | 3
20.08. | 4
20.08. | 5
20.08. | 6
20.08. | 7
20.08. | 8
20.08. | 9
20.08. | 10
20.08. | 11
20.08. | 12
20.08. | 13
20.08. | 14
20.08. | 15
20.08. | 16
20.08. | 17
20.08. | 18
20.08. | 19
20.08. | 20
20.08. | 21
20.08. | 22
20.08. | 23
20.08. | 24
21.08. | 1
21.08. | 2
21.08. | 3
21.08. | 4
21.08. | 5
21.08. | 6
21.08. | 7
21.08. | 8
21.08. | 9
21.08. | 10
21.08. | 11
21.08. | 12
21.08. | 13
21.08. | 14
21.08. | 15
21.08. | 16
21.08. | 17
21.08. | 18
21.08. | 19
21.08. | 20
21.08. | 21
21.08. | 22
21.08. | 23
21.08. | 24
22.08. | 1
22.08. | 2
22.08. | 3
22.08. | 4
22.08. | 5
22.08. | 6
22.08. | 7
22.08. | 8
22.08. | 9
22.08. | 10
22.08. | 11
22.08. | 12
22.08. | 13
22.08. | 14
22.08. | 15
22.08. | 16
22.08. | 17
22.08. | 18
22.08. | 19
22.08. | 20
22.08. | 21
22.08. | 22
22.08. | 23
22.08. | 24
23.08. | 1
23.08. | 2
23.08. | 3
23.08. | 4
23.08. | 5
23.08. | 6
23.08. | 7
23.08. | 8
23.08. | 9
23.08. | 10
23.08. | 11
23.08. | 12
23.08. | 13
23.08. | 14
23.08. | 15
23.08. | 16
23.08. | 17
23.08. | 18
23.08. | 19
23.08. | 20
23.08. | 21
23.08. | 22
23.08. | 23
23.08. | 24
24.08. | 1
24.08. | 2
24.08. | 3
24.08. | 4
24.08. | 5
24.08. | 6
24.08. | 7
24.08. | 8
24.08. | 9
24.08. | 10
24.08. | 11
24.08. | 12
24.08. | 13
24.08. | 14
24.08. | 15
24.08. | 16
24.08. | 17
24.08. | 18
24.08. | 19
24.08. | 20
24.08. | 21
24.08. | 22
24.08. | 23
24.08. | 24
25.08. | 1
25.08. | 2
25.08. | 3
25.08. | 4
25.08. | 5
25.08. | 6
25.08. | 7
25.08. | 8
25.08. | 9
25.08. | 10
25.08. | 11
25.08. | 12
25.08. | 13
25.08. | 14
25.08. | 15
25.08. | 16
25.08. | 17
25.08. | 18
25.08. | 19
25.08. | 20
25.08. | 21
25.08. | 22
25.08. | 23
25.08. | 24
26.08. | 1
26.08. | 2
26.08. | 3
26.08. | 4
26.08. | 5
26.08. | 6
26.08. | 7
26.08. | 8
26.08. | 9
26.08. | 10
26.08. | 11
26.08. | 12
26.08. | 13
26.08. | 14
26.08. | 15
26.08. | 16
26.08. | 17
26.08. | 18
26.08. | 19
26.08. | 20
26.08. | 21
26.08. | 22
26.08. | 23
26.08. | 24
27.08. | 1
27.08. | 2
27.08. | 3
27.08. | 4
27.08. | 5
27.08. | 6
27.08. | 7
27.08. | 8
27.08. | 9
27.08. | 10
27.08. | 11
27.08. | 12
27.08. | 13
27.08. | 14
27.08. | 15
27.08. | 16
27.08. | 17
27.08. | 18
27.08. | 19
27.08. | 20
27.08. | 21
27.08. | 22
27.08. | 23
27.08. | 24
28.08. | 1
28.08. | 2
28.08. | 3
28.08. | 4
28.08. | 5
28.08. | 6
28.08. | 7
28.08. | 8
28.08. | 9
28.08. | 10
28.08. | 11
28.08. | 12
28.08. | 13
28.08. | 14
28.08. | 15
28.08. | 16
28.08. | 17
28.08. | 18
28.08. | 19
28.08. | 20
28.08. | 21
28.08. | 22
28.08. | 23
28.08. | 24
29.08. | 1
29.08. | 2
29.08. | 3
29.08. | 4
29.08. | 5
29.08. | 6
29.08. | 7
29.08. | 8
29.08. | 9
29.08. | 10
29.08. | 11
29.08. | 12
29.08. | 13
29.08. | 14
29.08. | 15
29.08. | 16
29.08. | 17
29.08. | 18
29.08. | 19
29.08. | 20
29.08. | 21
29.08. | 22
29.08. | 23
29.08. | 24
30.08. | 1
30.08. | 2
30.08. | 3
30.08. | 4
30.08. | 5
30.08. | 6
30.08. | 7
30.08. | 8
30.08. | 9
30.08. | 10
30.08. | 11
30.08. | 12
30.08. | 13
30.08. | 14
30.08. | 15
30.08. | 16
30.08. | 17
30.08. | 18
30.08. | 19
30.08. | 20
30.08. | 21
30.08. | 22
30.08. | 23
30.08. | 24
31.08. | 1
31.08. | 2
31.08. | 3
31.08. | 4
31.08. | 5
31.08. | 6
31.08. | 7
31.08. | 8
31.08. | 9
31.08. | 10
31.08. | 11
31.08. | 12
31.08. | 13
31.08. | 14
31.08. | 15
31.08. | 16
31.08. | 17
31.08. | 18
31.08. | 19
31.08. | 20
31.08. | 21
31.08. | 22
31.08. | 23
31.08. | 24
01.09. | 1
01.09. | 2
01.09. | 3
01.09. | 4
01.09. | 5
01.09. | 6
01.09. | 7
01.09. | 8
01.09. | 9
01.09. | 10
01.09. | 11
01.09. | 12
01.09. | 13
01.09. | 14
01.09. | 15
01.09. | 16
01.09. | 17
01.09. | 18
01.09. | 19
01.09. | 20
01.09. | 21
01.09. | 22
01.09. | 23
01.09. | 24
02.09. | 1
02.09. | 2
02.09. | 3
02.09. | 4
02.09. | 5
02.09. | 6
02.09. | 7
02.09. | 8
02.09. | 9
02.09. | 10
02.09. | 11
02.09. | 12
02.09. | 13
02.09. | 14
02.09. | 15
02.09. | 16
02.09. | 17
02.09. | 18
02.09. | 19
02.09. | 20
02.09. | 21
02.09. | 22
02.09. | 23
02.09. | 24
03.09. | 1
03.09. | 2
03.09. | 3
03.09. | 4
03.09. | 5
03.09. | 6
03.09. | 7
03.09. | 8
03.09. | 9
03.09. | 10
03.09. | 11
03.09. | 12
03.09. | 13
03.09. | 14
03.09. | 15
03.09. | 16
03.09. | 17
03.09. | 18
03.09. | 19
03.09. | 20
03.09. | 21
03.09. | 22
03.09. | 23
03.09. | 24
04.09. | 1
04.09. | 2
04.09. | 3
04.09. | 4
04.09. | 5
04.09. | 6
04.09. | 7
04.09. | 8
04.09. | 9
04.09. | 10
04.09. | 11
04.09. | 12
04.09. | 13
04.09. | 14
04.09. | 15
04.09. | 16
04.09. | 17
04.09. | 18
04.09. | 19
04.09. | 20
04.09. | 21
04.09. | 22
04.09. | 23
04.09. | 24
05.09. | 1
05.09. | 2
05.09. | 3
05.09. | 4
05.09. | 5
05.09. | 6
05.09. | 7
05.09. | 8
05.09. | 9
05.09. | 10
05.09. | 11
05.09. | 12
05.09. | 13
05.09. | 14
05.09. | 15
05.09. | 16
05.09. | 17
05.09. | 18
05.09. | 19
05.09. | 20
05.09. | 21
05.09. | 22
05.09. | 23
05.09. | 24
06.09. | 1
06.09. | 2
06.09. | 3
06.09. | 4
06.09. | 5
06.09. | 6
06.09. | 7
06.09. | 8
06.09. | 9
06.09. | 10
06.09. | 11
06.09. | 12
06.09. | 13
06.09. | 14
06.09. | 15
06.09. | 16
06.09. | 17
06.09. | 18
06.09. | 19
06.09. | 20
06.09. | 21
06.09. | 22
06.09. | 23
06.09. | 24
07.09. | 1
07.09. | 2
07.09. | 3
07.09. | 4
07.09. | 5
07.09. | 6
07.09. | 7
07.09. | 8
07.09. | 9
07.09. | 10
07.09. | 11
07.09. | 12
07.09. | 13
07.09. | 14
07.09. | 15
07.09. | 16
07.09. | 17
07.09. | 18
07.09. | 19
07.09. | 20
07.09. | 21
07.09. | 22
07.09. | 23
07.09. | 24
08.09. | 1
08.09. | 2
08.09. | 3
08.09. | 4
08.09. | 5
08.09. | 6
08.09. | 7
08.09. | 8
08.09. | 9
08.09. | 10
08.09. | 11
08.09. | 12
08.09. | 13
08.09. | 14
08.09. | 15
08.09. | 16
08.09. | 17
08.09. | 18
08.09. | 19
08.09. | 20
08.09. | 21
08.09. | 22
08.09. | 23
08.09. | 24
09.09. | 1
09.09. | 2
09.09. | 3
09.09. | 4
09.09. | 5
09.09. | 6
09.09. | 7
09.09. | 8
09.09. | 9
09.09. | 10
09.09. | 11
09.09. | 12
09.09. | 13
09.09. | 14
09.09. | 15
09.09. | 16
09.09. | 17
09.09. | 18
09.09. | 19
09.09. | 20
09.09. | 21
09.09. | 22
09.09. | 23
09.09. | 24
10.09. | 1
10.09. | 2
10.09. | 3
10.09. | 4
10.09. | 5
10.09. | 6
10.09. | 7
10.09. | 8
10.09. | 9
10.09. | 10
10.09. | 11
10.09. | 12
10.09. | 13
10.09. | 14
10.09. | 15
10.09. | 16
10.09. | 17
10.09. | 18
10.09. | 19
10.09. | 20
10.09. | 21
10.09. | 22
10.09. | 23
10.09. | 24
11.09. | 1
11.09. | 2
11.09. | 3
11.09. | 4
11.09. | 5
11.09. | 6
11.09. | 7
11.09. | 8
11.09. | 9
11.09. | 10
11.09. | 11
11.09. | 12
11.09. | 13
11.09. | 14
11.09. | 15
11.09. | 16
11.09. | 17
11.09. | 18
11.09. | 19
11.09. | 20
11.09. | 21
11.09. | 22
11.09. | 23
11.09. | 24
12.09. | 1
12.09. | 2
12.09. | 3
12.09. | 4
12.09. | 5
12.09. | 6
12.09. | 7
12.09. | 8
12.09. | 9
12.09. | 10
12.09. | 11
12.09. | 12
12.09. | 13
12.09. | 14
12.09. | 15
12.09. | 16
12.09. | 17
12.09. | 18
12.09. | 19
12.09. | 20
12.09. | 21
12.09. | 22
12.09. | 23
12.09. | 24
13.09. | 1
13.09. | 2
13.09. | 3
13.09. | 4
13.09. | 5
13.09. | 6
13.09. | 7
13.09. | 8
13.09. | 9
13.09. | 10
13.09. | 11
13.09. | 12
13.09. | 13
13.09. | 14
13.09. | 15
13.09. | 16
13.09. | 17
13.09. | 18
13.09. | 19
13.09. | 20
13.09. | 21
13.09. | 22
13.09. | 23
13.09. | 24
14.09. | 1
14.09. | 2
14.09. | 3
14.09. | 4
14.09. | 5
14.09. | 6
14.09. | 7
14.09. | 8
14.09. | 9
14.09. | 10
14.09. | 11
14.09. | 12
14.09. | 13
14.09. | 14
14.09. | 15
14.09. | 16
14.09. | 17
14.09. | 18
14.09. | 19
14.09. | 20
14.09. | 21
14.09. | 22
14.09. | 23
14.09. | 24
15.09. | 1
15.09. | 2
15.09. | 3
15.09. | 4
15.09. | 5
15.09. | 6
15.09. | 7
15.09. | 8
15.09. | 9
15.09. | 10
15.09. | 11
15.09. | 12
15.09. | 13
15.09. | 14
15.09. | 15
15.09. | 16
15.09. | 17
15.09. | 18
15.09. | 19
15.09. | 20
15.09. | 21
15.09. | 22
15.09. | 23
15.09. | 24
16.09. | 1
16.09. | 2
16.09. | 3
16.09. | 4
16.09. | 5
16.09. | 6
16.09. | 7
16.09. | 8
16.09. | 9
16.09. | 10
16.09. | 11
16.09. | 12
16.09. | 13
16.09. | 14
16.09. | 15
16.09. | 16
16.09. | 17
16.09. | 18
16.09. | 19
16.09. | 20
16.09. | 21
16.09. | 22
16.09. | 23
16.09. | 24
17.09. | 1
17.09. | 2
17.09. | 3
17.09. | 4
17.09. | 5
17.09. | 6
17.09. | 7
17.09. | 8
17.09. | 9
17.09. | 10
17.09. | 11
17.09. | 12
17.09. | 13
17.09. | 14
17.09. | 15
17.09. | 16
17.09. | 17
17.09. | 18
17.09. | 19
17.09. | 20
17.09. | 21
17.09. | 22
17.09. | 23
17.09. | 24
18.09. | 1
18.09. | 2
18.09. | 3
18.09. | 4
18.09. | 5
18.09. | 6
18.09. | 7
18.09. | 8
18.09. | 9
18.09. | 10
18.09. | 11
18.09. | 12
18.09. | 13
18.09. | 14
18.09. | 15
18.09. | 16
18.09. | 17
18.09. | 18
18.09. | 19
18.09. | 20
18.09. | 21
18.09. | 22
18.09. | 23
18.09. | 24
19.09. | 1
19.09. | 2
19.09. | 3
19.09. | 4
19.09. | 5
19.09. | 6
19.09. | 7
19.09. | 8
19.09. | 9
19.09. | 10
19.09. | 11
19.09. | 12
19.09. | 13
19.09. | 14
19.09. | 15
19.09. | 16
19.09. | 17
19.09. | 18
19.09. | 19
19.09. | 20
19.09. | 21
19.09. | 22
19.09. | 23
19.09. | 24
20.09. | 1
20.09. | 2
20.09. | 3
20.09. | 4
20.09. | 5
20.09. | 6
20.09. | 7
20.09. | 8
20.09. | 9
20.09. | 10
20.09. | 11
20.09. | 12
20.09. | 13
20.09. | 14
20.09. | 15
20.09. | 16
20.09. | 17
20.09. | 18
20.09. | 19
20.09. | 20
20.09. | 21
20.09. | 22
20.09. | 23
20.09. | 24
21.09. | 1
21.09. | 2
21.09. | 3
21.09. | 4
21.09. | 5
21.09. | 6
21.09. | 7
21.09. | 8
21.09. | 9
21.09. | 10
21.09. | 11
21.09. | 12
21.09. | 13
21.09. | 14
21.09. | 15
21.09. | 16
21.09. | 17
21.09. | 18
21.09. | 19
21.09. | 20
21.09. | 21
21.09. | 22
21.09. | 23
21.09. | 24
22.09. | 1
22.09. | 2
22.09. | 3
22.09. | 4
22.09. | 5
22.09. | 6
22.09. | 7
22.09. | 8
22.09. | 9
22.09. | 10
22.09. | 11
22.09. | 12
22.09. | 13
22.09. | 14
22.09. | 15
22.09. | 16
22.09. | 17
22.09. | 18
22.09. | 19
22.09. | 20
22.09. | 21
22.09. | 22
22.09. | 23
22.09. | 24
23.09. | 1
23.09. | 2
23.09. | 3
23.09. | 4
23.09. | 5
23.09. | 6
23.09. | 7
23.09. | 8
23.09. | 9
23.09. | 10
23.09. | 11
23.09. | 12
23.09. | 13
23.09. | 14
23.09. | 15
23.09. | 16
23.09. | 17
23.09. | 18
23.09. | 19
23.09. | 20
23.09. | 21
23.09. | 22
23.09. | 23
23.09. | 24
24.09. | 1
24.09. | 2
24.09. | 3
24.09. | 4
24.09. | 5
24.09. | 6
24.09. | 7
24.09. | 8
24.09. | 9
24.09. | 10
24.09. | 11
24.09. | 12
24.09. | 13
24.09. | 14
24.09. | 15
24.09. | 16
24.09. | 17
24.09. | 18
24.09. | 19
24.09. | 20
24.09. | 21
24.09. | 22
24.09. | 23
24.09. | 24
25.09. | 1
25.09. | 2
25.09. | 3
25.09. | 4
25.09. | 5
25.09. | 6
25.09. | 7
25.09. | 8
25.09. | 9
25.09. | 10
25.09. | 11
25.09. | 12
25.09. | 13
25.09. | 14
25.09. | 15
25.09. | 16
25.09. | 17
25.09. | 18
25.09. | 19
25.09. | 20
25.09. | 21
25.09. | 22
25.09. | 23
25.09. | 24
26.09. | 1
26.09. | 2
26.09. | 3
26.09. | 4
26.09. | 5
26.09. | 6
26.09. | 7
26.09. | 8
26.09. | 9
26.09. | 10
26.09. | 11
26.09. | 12
26.09. | 13
26.09. | 14
26.09. | 15
26.09. | 16
26.09. | 17
26.09. | 18
26.09. | 19
26.09. | 20
26.09. | 21
26.09. | 22
26.09. | 23
26.09. | 24
27.09. | 1
27.09. | 2
27.09. | 3
27.09. | 4
27.09. | 5
27.09. | 6
27.09. | 7
27.09. | 8
27.09. | 9
27.09. | 10
27.09. | 11
27.09. | 12
27.09. | 13
27.09. | 14
27.09. | 15
27.09. | 16
27.09. | 17
27.09. | 18
27.09. | 19
27.09. | 20
27.09. | 21
27.09. | 22
27.09. | 23
27.09. | 24
28.09. | 1
28.09. | 2
28.09. | 3
28.09. | 4
28.09. | 5
28.09. | 6
28.09. | 7
28.09. | 8
28.09. | 9
28.09. | 10
28.09. | 11
28.09. | 12
28.09. | 13
28.09. | 14
28.09. | 15
28.09. | 16
28.09. | 17
28.09. | 18
28.09. | 19
28.09. | 20
28.09. | 21
28.09. | 22
28.09. | 23
28.09. | 24
29.09. | 1
29.09. | 2
29.09. | 3
29.09. | 4
29.09. | 5
29.09. | 6
29.09. | 7
29.09. | 8
29.09. | 9
29.09. | 10
29.09. | 11
29.09. | 12
29.09. | 13
29.09. | 14
29.09. | 15
29.09. | 16
29.09. | 17
29.09. | 18
29.09. | 19
29.09. | 20
29.09. | 21
29.09. | 22
29.09. | 23
29.09. | 24
30.09. | 1
30.09. | 2
30.09. | 3
30.09. | 4
30.09. | 5
30.09. | 6
30.09. | 7
30.09. | 8
30.09. | 9
30.09. | 10
30.09. | 11
30.09. | 12
30.09. | 13
30.09. | 14
30.09. | 15
30.09. | 16
30.09. | 17
30.09. | 18
30.09. | 19
30.09. | 20
30.09. | 21
30.09. | 22
30.09. | 23
30.09. | 24
01.10. | 1
01.10. | 2
01.10. | 3
01.10. | 4
01.10. | 5
01.10. | 6
01.10. | 7
01.10. | 8
01.10. | 9
01.10. | 10
01.10. | 11
01.10. | 12
01.10. | 13
01.10. | 14
01.10. | 15
01.10. | 16
01.10. | 17
01.10. | 18
01.10. | 19
01.10. | 20
01.10. | 21
01.10. | 22
01.10. | 23
01.10. | 24
02.10. | 1
02.10. | 2
02.10. | 3
02.10. | 4
02.10. | 5
02.10. | 6
02.10. | 7
02.10. | 8
02.10. | 9
02.10. | 10
02.10. | 11
02.10. | 12
02.10. | 13
02.10. | 14
02.10. | 15
02.10. | 16
02.10. | 17
02.10. | 18
02.10. | 19
02.10. | 20
02.10. | 21
02.10. | 22
02.10. | 23
02.10. | 24
03.10. | 1
03.10. | 2
03.10. | 3
03.10. | 4
03.10. | 5
03.10. | 6
03.10. | 7
03.10. | 8
03.10. | 9
03.10. | 10
03.10. | 11
03.10. | 12
03.10. | 13
03.10. | 14
03.10. | 15
03.10. | 16
03.10. | 17
03.10. | 18
03.10. | 19
03.10. | 20
03.10. | 21
03.10. | 22
03.10. | 23
03.10. | 24
04.10. | 1
04.10. | 2
04.10. | 3
04.10. | 4
04.10. | 5
04.10. | 6
04.10. | 7
04.10. | 8
04.10. | 9
04.10. | 10
04.10. | 11
04.10. | 12
04.10. | 13
04.10. | 14
04.10. | 15
04.10. | 16
04.10. | 17
04.10. | 18
04.10. | 19
04.10. | 20
04.10. | 21
04.10. | 22
04.10. | 23
04.10. | 24
05.10. | 1
05.10. | 2
05.10. | 3
05.10. | 4
05.10. | 5
05.10. | 6
05.10. | 7
05.10. | 8
05.10. | 9
05.10. | 10
05.10. | 11
05.10. | 12
05.10. | 13
05.10. | 14
05.10. | 15
05.10. | 16
05.10. | 17
05.10. | 18
05.10. | 19
05.10. | 20
05.10. | 21
05.10. | 22
05.10. | 23
05.10. | 24
06.10. | 1
06.10. | 2
06.10. | 3
06.10. | 4
06.10. | 5
06.10. | 6
06.10. | 7
06.10. | 8
06.10. | 9
06.10. | 10
06.10. | 11
06.10. | 12
06.10. | 13
06.10. | 14
06.10. | 15
06.10. | 16
06.10. | 17
06.10. | 18
06.10. | 19
06.10. | 20
06.10. | 21
06.10. | 22
06.10. | 23
06.10. | 24
07.10. | 1
07.10. | 2
07.10. | 3
07.10. | 4
07.10. | 5
07.10. | 6
07.10. | 7
07.10. | 8
07.10. | 9
07.10. | 10
07.10. | 11
07.10. | 12
07.10. | 13
07.10. | 14
07.10. | 15
07.10. | 16
07.10. | 17
07.10. | 18
07.10. | 19
07.10. | 20
07.10. | 21
07.10. | 22
07.10. | 23
07.10. | 24
08.10. | 1
08.10. | 2
08.10. | 3
08.10. | 4
08.10. | 5
08.10. | 6
08.10. | 7
08.10. | 8
08.10. | 9
08.10. | 10
08.10. | 11
08.10. | 12
08.10. | 13
08.10. | 14
08.10. | 15
08.10. | 16
08.10. | 17
08.10. | 18
08.10. | 19
08.10. | 20
08.10. | 21
08.10. | 22
08.10. | 23
08.10. | 24
09.10. | 1
09.10. | 2
09.10. | 3
09.10. | 4
09.10. | 5
09.10. | 6
09.10. | 7
09.10. | 8
09.10. | 9
09.10. | 10
09.10. | 11
09.10. | 12
09.10. | 13
09.10. | 14
09.10. | 15
09.10. | 16
09.10. | 17
09.10. | 18
09.10. | 19
09.10. | 20
09.10. | 21
09.10. | 22
09.10. | 23
09.10. | 24
10.10. | 1
10.10. | 2
10.10. | 3
10.10. | 4
10.10. | 5
10.10. | 6
10.10. | 7
10.10. | 8
10.10. | 9
10.10. | 10
10.10. | 11
10.10. | 12
10.10. | 13
10.10. | 14
10.10. | 15
10.10. | 16
10.10. | 17
10.10. | 18
10.10. | 19
10.10. | 20
10.10. | 21
10.10. | 22
10.10. | 23
10.10. | 24
11.10. | 1
11.10. | 2
11.10. | 3
11.10. | 4
11.10. | 5
11.10. | 6
11.10. | 7
11.10. | 8
11.10. | 9
11.10. | 10
11.10. | 11
11.10. | 12
11.10. | 13
11.10. | 14
11.10. | 15
11.10. | 16
11.10. | 17
11.10. | 18
11.10. | 19
11.10. | 20
11.10. | 21
11.10. | 22
11.10. | 23
11.10. | 24
12.10. | 1
12.10. | 2
12.10. | 3
12.10. | 4
12.10. | 5
12.10. | 6
12.10. | 7
12.10. | 8
12.10. | 9
12.10. | 10
12.10. | 11
12.10. | 12
12.10. | 13
12.10. | 14
12.10. | 15
12.10. | 16
12.10. | 17
12.10. | 18
12.10. | 19
12.10. | 20
12.10. | 21
12.10. | 22
12.10. | 23
12.10. | 24
13.10. | 1
13.10. | 2
13.10. | 3
13.10. | 4
13.10. | 5
13.10. | 6
13.10. | 7
13.10. | 8
13.10. | 9
13.10. | 10
13.10. | 11
13.10. | 12
13.10. | 13
13.10. | 14
13.10. | 15
13.10. | 16
13.10. | 17
13.10. | 18
13.10. | 19
13.10. | 20
13.10. | 21
13.10. | 22
13.10. | 23
13.10. | 24
14.10. | 1
14.10. | 2
14.10. | 3
14.10. | 4
14.10. | 5
14.10. | 6
14.10. | 7
14.10. | 8
14.10. | 9
14.10. | 10
14.10. | 11
14.10. | 12
14.10. | 13
14.10. | 14
14.10. | 15
14.10. | 16
14.10. | 17
14.10. | 18
14.10. | 19
14.10. | 20
14.10. | 21
14.10. | 22
14.10. | 23
14.10. | 24
15.10. | 1
15.10. | 2
15.10. | 3
15.10. | 4
15.10. | 5
15.10. | 6
15.10. | 7
15.10. | 8
15.10. | 9
15.10. | 10
15.10. | 11
15.10. | 12
15.10. | 13
15.10. | 14
15.10. | 15
15.10. | 16
15.10. | 17
15.10. | 18
15.10. | 19
15.10. | 20
15.10. | 21
15.10. | 22
15.10. | 23
15.10. | 24
16.10. | 1
16.10. | 2
16.10. | 3
16.10. | 4
16.10. | 5
16.10. | 6
16.10. | 7
16.10. | 8
16.10. | 9
16.10. | 10
16.10. | 11
16.10. | 12
16.10. | 13
16.10. | 14
16.10. | 15
16.10. | 16
16.10. | 17
16.10. | 18
16.10. | 19
16.10. | 20
16.10. | 21
16.10. | 22
16.10. | 23
16.10. | 24
17.10. | 1
17.10. | 2
17.10. | 3
17.10. | 4
17.10. | 5
17.10. | 6
17.10. | 7
17.10. | 8
17.10. | 9
17.10. | 10
17.10. | 11
17.10. | 12
17.10. | 13
17.10. | 14
17.10. | 15
17.10. | 16
17.10. | 17
17.10. | 18
17.10. | 19
17.10. | 20
17.10. | 21
17.10. | 22
17.10. | 23
17.10. | 24
18.10. | 1
18.10. | 2
18.10. | 3
18.10. | 4
18.10. | 5
18.10. | 6
18.10. | 7
18.10. | 8
18.10. | 9
18.10. | 10
18.10. | 11
18.10. | 12
18.10. | 13
18.10. | 14
18.10. | 15
18.10. | 16
18.10. | 17
18.10. | 18
18.10. | 19
18.10. | 20
18.10. | 21
18.10. | 22
18.10. | 23
18.10. | 24
19.10. | 1
19.10. | 2
19.10. | 3
19.10. | 4
19.10. | 5
19.10. | 6
19.10. | 7
19.10. | 8
19.10. | 9
19.10. | 10
19.10. | 11
19.10. | 12
19.10. | 13
19.10. | 14
19.10. | 15
19.10. | 16
19.10. | 17
19.10. | 18
19.10. | 19
19.10. | 20
19.10. | 21
19.10. | 22
19.10. | 23
19.10. | 24
20.10. | 1
20.10. | 2
20.10. | 3
20.10. | 4
20.10. | 5
20.10. | 6
20.10. | 7
20.10. | 8
20.10. | 9
20.10. | 10
20.10. | 11
20.10. | 12
20.10. | 13
20.10. | 14
20.10. | 15
20.10. | 16
20.10. | 17
20.10. | 18
20.10. | 19
20.10. | 20
20.10. | 21
20.10. | 22
20.10. | 23
20.10. | 24
21.10. | 1
21.10. | 2
21.10. | 3
21.10. | 4
21.10. | 5
21.10. | 6
21.10. | 7
21.10. | 8
21.10. | 9
21.10. | 10
21.10. | 11
21.10. | 12
21.10. | 13
21.10. | 14
21.10. | 15
21.10. | 16
21.10. | 17
21.10. | 18
21.10. | 19
21.10. | 20
21.10. | 21
21.10. | 22
21.10. | 23
21.10. | 24
22.10. | 1
22.10. | 2
22.10. | 3
22.10. | 4
22.10. | 5
22.10. | 6
22.10. | 7
22.10. | 8
22.10. | 9
22.10. | 10
22.10. | 11
22.10. | 12
22.10. | 13
22.10. | 14
22.10. | 15
22.10. | 16
22.10. | 17
22.10. | 18
22.10. | 19
22.10. | 20
22.10. | 21
22.10. | 22
22.10. | 23
22.10. | 24
23.10. | 1
23.10. | 2
23.10. | 3
23.10. | 4
23.10. | 5
23.10. | 6
23.10. | 7
23.10. | 8
23.10. | 9
23.10. | 10
23.10. | 11
23.10. | 12
23.10. | 13
23.10. | 14
23.10. | 15
23.10. | 16
23.10. | 17
23.10. | 18
23.10. | 19
23.10. | 20
23.10. | 21
23.10. | 22
23.10. | 23
23.10. | 24
24.10. | 1
24.10. | 2
24.10. | 3
24.10. | 4
24.10. | 5
24.10. | 6
24.10. | 7
24.10. | 8
24.10. | 9
24.10. | 10
24.10. | 11
24.10. | 12
24.10. | 13
24.10. | 14
24.10. | 15
24.10. | 16
24.10. | 17
24.10. | 18
24.10. | 19
24.10. | 20
24.10. | 21
24.10. | 22
24.10. | 23
24.10. | 24
25.10. | 1
25.10. | 2
25.10. | 3
25.10. | 4
25.10. | 5
25.10. | 6
25.10. | 7
25.10. | 8
25.10. | 9
25.10. | 10
25.10. | 11
25.10. | 12
25.10. | 13
25.10. | 14
25.10. | 15
25.10. | 16
25.10. | 17
25.10. | 18
25.10. | 19
25.10. | 20
25.10. | 21
25.10. | 22
25.10. | 23
25.10. | 24
26.10. | 1
26.10. | 2
26.10. | 3
26.10. | 4
26.10. | 5
26.10. | 6
26.10. | 7
26.10. | 8
26.10. | 9
26.10. | 10
26.10. | 11
26.10. | 12
26.10. | 13
26.10. | 14
26.10. | 15
26.10. | 16
26.10. | 17
26.10. | 18
26.10. | 19
26.10. | 20
26.10. | 21
26.10. | 22
26.10. | 23
26.10. | 24
27.10. | 1
27.10. | 2
27.10. | 3
27.10. | 4
27.10. | 5
27.10. | 6
27.10. | 7
27.10. | 8
27.10. | 9
27.10. | 10
27.10. | 11
27.10. | 12
27.10. | 13
27.10. | 14
27.10. | 15
27.10. | 16
27.10. | 17
27.10. | 18
27.10. | 19
27.10. | 20
27.10. | 21
27.10. | 22
27.10. | 23
27.10. | 24
28.10. | 1
28.10. | 2
28.10. | 3
28.10. | 4
28.10. | 5
28.10. | 6
28.10. | 7
28.10. | 8
28.10. | 9
28.10. | 10
28.10. | 11
28.10. | 12
28.10. | 13
28.10. | 14
28.10. | 15
28.10. | 16
28.10. | 17
28.10. | 18
28.10. | 19
28.10. | 20
28.10. | 21
28.10. | 22
28.10. | 23
28.10. | 24
29.10. | 1
29.10. | 2
29.10. | 3
29.10. | 4
29.10. | 5
29.10. | 6
29.10. | 7
29.10. | 8
29.10. | 9
29.10. | 10
29.10. | 11
29.10. | 12
29.10. | 13
29.10. | 14
29.10. | 15
29.10. | 16
29.10. | 17
29.10. | 18
29.10. | 19
29.10. | 20
29.10. | 21
29.10. | 22
29.10. | 23
29.10. | 24
30.10. | 1
30.10. | 2
30.10. | 3
30.10. | 4
30.10. | 5
30.10. | 6
30.10. | 7
30.10. | 8
30.10. | 9
30.10. | 10
30.10. | 11
30.10. | 12
30.10. | 13
30.10. | 14
30.10. | 15
30.10. | 16
30.10. | 17
30.10. | 18
30.10. | 19
30.10. | 20
30.10. | 21
30.10. | 22
30.10. | 23
30.10. | 24
31.10. | 1
31.10. | 2
31.10. | 3
31.10. | 4
31.10. | 5
31.10. | 6
31.10. | 7
31.10. | 8
31.10. | 9
31.10. | 10
31.10. | 11
31.10. | 12
31.10. | 13
31.10. | 14
31.10. | 15
31.10. | 16
31.10. | 17
31.10. | 18
31.10. | 19
31.10. | 20
31.10. | 21
31.10. | 22
31.10. | 23
31.10. | 24
01.11. | 1
01.11. | 2
01.11. | 3
01.11. | 4
01.11. | 5
01.11. | 6
01.11. | 7
01.11. | 8
01.11. | 9
01.11. | 10
01.11. | 11
01.11. | 12
01.11. | 13
01.11. | 14
01.11. | 15
01.11. | 16
01.11. | 17
01.11. | 18
01.11. | 19
01.11. | 20
01.11. | 21
01.11. | 22
01.11. | 23
01.11. | 24
02.11. | 1
02.11. | 2
02.11. | 3
02.11. | 4
02.11. | 5
02.11. | 6
02.11. | 7
02.11. | 8
02.11. | 9
02.11. | 10
02.11. | 11
02.11. | 12
02.11. | 13
02.11. | 14
02.11. | 15
02.11. | 16
02.11. | 17
02.11. | 18
02.11. | 19
02.11. | 20
02.11. | 21
02.11. | 22
02.11. | 23
02.11. | 24
03.11. | 1
03.11. | 2
03.11. | 3
03.11. | 4
03.11. | 5
03.11. | 6
03.11. | 7
03.11. | 8
03.11. | 9
03.11. | 10
03.11. | 11
03.11. | 12
03.11. | 13
03.11. | 14
03.11. | 15
03.11. | 16
03.11. | 17
03.11. | 18
03.11. | 19
03.11. | 20
03.11. | 21
03.11. | 22
03.11. | 23
03.11. | 24
04.11. | 1
04.11. | 2
04.11. | 3
04.11. | 4
04.11. | 5
04.11. | 6
04.11. | 7
04.11. | 8
04.11. | 9
04.11. | 10
04.11. | 11
04.11. | 12
04.11. | 13
04.11. | 14
04.11. | 15
04.11. | 16
04.11. | 17
04.11. | 18
04.11. | 19
04.11. | 20
04.11. | 21
04.11. | 22
04.11. | 23
04.11. | 24
05.11. | 1
05.11. | 2
05.11. | 3
05.11. | 4
05.11. | 5
05.11. | 6
05.11. | 7
05.11. | 8
05.11. | 9
05.11. | 10
05.11. | 11
05.11. | 12
05.11. | 13
05.11. | 14
05.11. | 15
05.11. | 16
05.11. | 17
05.11. | 18
05.11. | 19
05.11. | 20
05.11. | 21
05.11. | 22
05.11. | 23
05.11. | 24
06.11. | 1
06.11. | 2
06.11. | 3
06.11. | 4
06.11. | 5
06.11. | 6
06.11. | 7
06.11. | 8
06.11. | 9
06.11. | 10
06.11. | 11
06.11. | 12
06.11. | 13
06.11. | 14
06.11. | 15
06.11. | 16
06.11. | 17
06.11. | 18
06.11. | 19
06.11. | 20
06.11. | 21
06.11. | 22
06.11. | 23
06.11. | 24
07.11. | 1
07.11. | 2
07.11. | 3
07.11. | 4
07.11. | 5
07.11. | 6
07.11. | 7
07.11. | 8
07.11. | 9
07.11. | 10
07.11. | 11
07.11. | 12
07.11. | 13
07.11. | 14
07.11. | 15
07.11. | 16
07.11. | 17
07.11. | 18
07.11. | 19
07.11. | 20
07.11. | 21
07.11. | 22
07.11. | 23
07.11. | 24
08.11. | 1
08.11. | 2
08.11. | 3
08.11. | 4
08.11. | 5
08.11. | 6
08.11. | 7
08.11. | 8
08.11. | 9
08.11. | 10
08.11. | 11
08.11. | 12
08.11. | 13
08.11. | 14
08.11. | 15
08.11. | 16
08.11. | 17
08.11. | 18
08.11. | 19
08.11. | 20
08.11. | 21
08.11. | 22
08.11. | 23
08.11. | 24
09.11. | 1
09.11. | 2
09.11. | 3
09.11. | 4
09.11. | 5
09.11. | 6
09.11. | 7
09.11. | 8
09.11. | 9
09.11. | 10
09.11. | 11
09.11. | 12
09.11. | 13
09.11. | 14
09.11. | 15
09.11. | 16
09.11. | 17
09.11. | 18
09.11. | 19
09.11. | 20
09.11. | 21
09.11. | 22
09.11. | 23
09.11. | 24
10.11. | 1
10.11. | 2
10.11. | 3
10.11. | 4
10.11. | 5
10.11. | 6
10.11. | 7
10.11. | 8
10.11. | 9
10.11. | 10
10.11. | 11
10.11. | 12
10.11. | 13
10.11. | 14
10.11. | 15
10.11. | 16
10.11. | 17
10.11. | 18
10.11. | 19
10.11. | 20
10.11. | 21
10.11. | 22
10.11. | 23
10.11. | 24
11.11. | 1
11.11. | 2
11.11. | 3
11.11. | 4
11.11. | 5
11.11. | 6
11.11. | 7
11.11. | 8
11.11. | 9
11.11. | 10
11.11. | 11
11.11. | 12
11.11. | 13
11.11. | 14
11.11. | 15
11.11. | 16
11.11. | 17
11.11. | 18
11.11. | 19
11.11. | 20
11.11. | 21
11.11. | 22
11.11. | 23
11.11. | 24
12.11. | 1
12.11. | 2
12.11. | 3
12.11. | 4
12.11. | 5
12.11. | 6
12.11. | 7
12.11. | 8
12.11. | 9
12.11. | 10
12.11. | 11
12.11. | 12
12.11. | 13
12.11. | 14
12.11. | 15
12.11. | 16
12.11. | 17
12.11. | 18
12.11. | 19
12.11. | 20
12.11. | 21
12.11. | 22
12.11. | 23
12.11. | 24
13.11. | 1
13.11. | 2
13.11. | 3
13.11. | 4
13.11. | 5
13.11. | 6
13.11. | 7
13.11. | 8
13.11. | 9
13.11. | 10
13.11. | 11
13.11. | 12
13.11. | 13
13.11. | 14
13.11. | 15
13.11. | 16
13.11. | 17
13.11. | 18
13.11. | 19
13.11. | 20
13.11. | 21
13.11. | 22
13.11. | 23
13.11. | 24
14.11. | 1
14.11. | 2
14.11. | 3
14.11. | 4
14.11. | 5
14.11. | 6
14.11. | 7
14.11. | 8
14.11. | 9
14.11. | 10
14.11. | 11
14.11. | 12
14.11. | 13
14.11. | 14
14.11. | 15
14.11. | 16
14.11. | 17
14.11. | 18
14.11. | 19
14.11. | 20
14.11. | 21
14.11. | 22
14.11. | 23
14.11. | 24
15.11. | 1
15.11. | 2
15.11. | 3
15.11. | 4
15.11. | 5
15.11. | 6
15.11. | 7
15.11. | 8
15.11. | 9
15.11. | 10
15.11. | 11
15.11. | 12
15.11. | 13
15.11. | 14
15.11. | 15
15.11. | 16
15.11. | 17
15.11. | 18
15.11. | 19
15.11. | 20
15.11. | 21
15.11. | 22
15.11. | 23
15.11. | 24
16.11. | 1
16.11. | 2
16.11. | 3
16.11. | 4
16.11. | 5
16.11. | 6
16.11. | 7
16.11. | 8
16.11. | 9
16.11. | 10
16.11. | 11
16.11. | 12
16.11. | 13
16.11. | 14
16.11. | 15
16.11. | 16
16.11. | 17
16.11. | 18
16.11. | 19
16.11. | 20
16.11. | 21
16.11. | 22
16.11. | 23
16.11. | 24
17.11. | 1
17.11. | 2
17.11. | 3
17.11. | 4
17.11. | 5
17.11. | 6
17.11. | 7
17.11. | 8
17.11. | 9
17.11. | 10
17.11. | 11
17.11. | 12
17.11. | 13
17.11. | 14
17.11. | 15
17.11. | 16
17.11. | 17
17.11. | 18
17.11. | 19
17.11. | 20
17.11. | 21
17.11. | 22
17.11. | 23
17.11. | 24
18.11. | 1
18.11. | 2
18.11. | 3
18.11. | 4
18.11. | 5
18.11. | 6
18.11. | 7
18.11. | 8
18.11. | 9
18.11. | 10
18.11. | 11
18.11. | 12
18.11. | 13
18.11. | 14
18.11. | 15
18.11. | 16
18.11. | 17
18.11. | 18
18.11. | 19
18.11. | 20
18.11. | 21
18.11. | 22
18.11. | 23
18.11. | 24
19.11. | 1
19.11. | 2
19.11. | 3
19.11. | 4
19.11. | 5
19.11. | 6
19.11. | 7
19.11. | 8
19.11. | 9
19.11. | 10
19.11. | 11
19.11. | 12
19.11. | 13
19.11. | 14
19.11. | 15
19.11. | 16
19.11. | 17
19.11. | 18
19.11. | 19
19.11. | 20
19.11. | 21
19.11. | 22
19.11. | 23
19.11. | 24
20.11. | 1
20.11. | 2
20.11. | 3
20.11. | 4
20.11. | 5
20.11. | 6
20.11. | 7
20.11. | 8
20.11. | 9
20.11. | 10
20.11. | 11
20.11. | 12
20.11. | 13
20.11. | 14
20.11. | 15
20.11. | 16
20.11. | 17
20.11. | 18
20.11. | 19
20.11. | 20
20.11. | 21
20.11. | 22
20.11. | 23
20.11. | 24
21.11. | 1
21.11. | 2
21.11. | 3
21.11. | 4
21.11. | 5
21.11. | 6
21.11. | 7
21.11. | 8
21.11. | 9
21.11. | 10
21.11. | 11
21.11. | 12
21.11. | 13
21.11. | 14
21.11. | 15
21.11. | 16
21.11. | 17
21.11. | 18
21.11. | 19
21.11. | 20
21.11. | 21
21.11. | 22
21.11. | 23
21.11. | 24
22.11. | 1
22.11. | 2
22.11. | 3
22.11. | 4
22.11. | 5
22.11. | 6
22.11. | 7
22.11. | 8
22.11. | 9
22.11. | 10
22.11. | 11
22.11. | 12
22.11. | 13
22.11. | 14
22.11. | 15
22.11. | 16
22.11. | 17
22.11. | 18
22.11. | 19
22.11. | 20
22.11. | 21
22.11. | 22
22.11. | 23
22.11. | 24
23.11. | 1
23.11. | 2
23.11. | 3
23.11. | 4
23.11. | 5
23.11. | 6
23.11. | 7
23.11. | 8
23.11. | 9
23.11. | 10
23.11. | 11
23.11. | 12
23.11. | 13
23.11. | 14
23.11. | 15
23.11. | 16
23.11. | 17
23.11. | 18
23.11. | 19
23.11. | 20
23.11. | 21
23.11. | 22
23.11. | 23
23.11. | 24
24.11. | 1
24.11. | 2
24.11. | 3
24.11. | 4
24.11. | 5
24.11. | 6
24.11. | 7
24.11. | 8
24.11. | 9
24.11. | 10
24.11. | 11
24.11. | 12
24.11. | 13
24.11. | 14
24.11. | 15
24.11. | 16
24.11. | 17
24.11. | 18
24.11. | 19
24.11. | 20
24.11. | 21
24.11. | 22
24.11. | 23
24.11. | 24
25.11. | 1
25.11. | 2
25.11. | 3
25.11. | 4
25.11. | 5
25.11. | 6
25.11. | 7
25.11. | 8
25.11. | 9
25.11. | 10
25.11. | 11
25.11. | 12
25.11. | 13
25.11. | 14
25.11. | 15
25.11. | 16
25.11. | 17
25.11. | 18
25.11. | 19
25.11. | 20
25.11. | 21
25.11. | 22
25.11. | 23
25.11. | 24
26.11. | 1
26.11. | 2
26.11. | 3
26.11. | 4
26.11. | 5
26.11. | 6
26.11. | 7
26.11. | 8
26.11. | 9
26.11. | 10
26.11. | 11
26.11. | 12
26.11. | 13
26.11. | 14
26.11. | 15
26.11. | 16
26.11. | 17
26.11. | 18
26.11. | 19
26.11. | 20
26.11. | 21
26.11. | 22
26.11. | 23
26.11. | 24
27.11. | 1
27.11. | 2
27.11. | 3
27.11. | 4
27.11. | 5
27.11. | 6
27.11. | 7
27.11. | 8
27.11. | 9
27.11. | 10
27.11. | 11
27.11. | 12
27.11. | 13
27.11. | 14
27.11. | 15
27.11. | 16
27.11. | 17
27.11. | 18
27.11. | 19
27.11. | 20
27.11. | 21
27.11. | 22
27.11. | 23
27.11. | 24
28.11. | 1
28.11. | 2
28.11. | 3
28.11. | 4
28.11. | 5
28.11. | 6
28.11. | 7
28.11. | 8
28.11. | 9
28.11. | 10
28.11. | 11
28.11. | 12
28.11. | 13
28.11. | 14
28.11. | 15
28.11. | 16
28.11. | 17
28.11. | 18
28.11. | 19
28.11. | 20
28.11. | 21
28.11. | 22
28.11. | 23
28.11. | 24
29.11. | 1
29.11. | 2
29.11. | 3
29.11. | 4
29.11. | 5
29.11. | 6
29.11. | 7
29.11. | 8
29.11. | 9
29.11. | 10
29.11. | 11
29.11. | 12
29.11. | 13
29.11. | 14
29.11. | 15
29.11. | 16
29.11. | 17
29.11. | 18
29.11. | 19
29.11. | 20
29.11. | 21
29.11. | 22
29.11. | 23
29.11. | 24
30.11. | 1
30.11. | 2
30.11. | 3
30.11. | 4
30.11. | 5
30.11. | 6
30.11. | 7
30.11. | 8
30.11. | 9
30.11. | 10
30.11. | 11
30.11. | 12
30.11. | 13
30.11. | 14
30.11. | 15
30.11. | 16
30.11. | 17
30.11. | 18
30.11. | 19
30.11. | 20
30.11. | 21
30.11. | 22
30.11. | 23
30.11. | 24
01.12. | 1
01.12. | 2
01.12. | 3
01.12. | 4
01.12. | 5
01.12. | 6
01.12. | 7
01.12. | 8
01.12. | 9
01.12. | 10
01.12. | 11
01.12. | 12
01.12. | 13
01.12. | 14
01.12. | 15
01.12. | 16
01.12. | 17
01.12. | 18
01.12. | 19
01.12. | 20
01.12. | 21
01.12. | 22
01.12. | 23
01.12. | 24
02.12. | 1
02.12. | 2
02.12. | 3
02.12. | 4
02.12. | 5
02.12. | 6
02.12. | 7
02.12. | 8
02.12. | 9
02.12. | 10
02.12. | 11
02.12. | 12
02.12. | 13
02.12. | 14
02.12. | 15
02.12. | 16
02.12. | 17
02.12. | 18
02.12. | 19
02.12. | 20
02.12. | 21
02.12. | 22
02.12. | 23
02.12. | 24
03.12. | 1
03.12. | 2
03.12. | 3
03.12. | 4
03.12. | 5
03.12. | 6
03.12. | 7
03.12. | 8
03.12. | 9
03.12. | 10
03.12. | 11
03.12. | 12
03.12. | 13
03.12. | 14
03.12. | 15
03.12. | 16
03.12. | 17
03.12. | 18
03.12. | 19
03.12. | 20
03.12. | 21
03.12. | 22
03.12. | 23
03.12. | 24
04.12. | 1
04.12. | 2
04.12. | 3
04.12. | 4
04.12. | 5
04.12. | 6
04.12. | 7
04.12. | 8
04.12. | 9
04.12. | 10
04.12. | 11
04.12. | 12
04.12. | 13
04.12. | 14
04.12. | 15
04.12. | 16
04.12. | 17
04.12. | 18
04.12. | 19
04.12. | 20
04.12. | 21
04.12. | 22
04.12. | 23
04.12. | 24
05.12. | 1
05.12. | 2
05.12. | 3
05.12. | 4
05.12. | 5
05.12. | 6
05.12. | 7
05.12. | 8
05.12. | 9
05.12. | 10
05.12. | 11
05.12. | 12
05.12. | 13
05.12. | 14
05.12. | 15
05.12. | 16
05.12. | 17
05.12. | 18
05.12. | 19
05.12. | 20
05.12. | 21
05.12. | 22
05.12. | 23
05.12. | 24
06.12. | 1
06.12. | 2
06.12. | 3
06.12. | 4
06.12. | 5
06.12. | 6
06.12. | 7
06.12. | 8
06.12. | 9
06.12. | 10
06.12. | 11
06.12. | 12
06.12. | 13
06.12. | 14
06.12. | 15
06.12. | 16
06.12. | 17
06.12. | 18
06.12. | 19
06.12. | 20
06.12. | 21
06.12. | 22
06.12. | 23
06.12. | 24
07.12. | 1
07.12. | 2
07.12. | 3
07.12. | 4
07.12. | 5
07.12. | 6
07.12. | 7
07.12. | 8
07.12. | 9
07.12. | 10
07.12. | 11
07.12. | 12
07.12. | 13
07.12. | 14
07.12. | 15
07.12. | 16
07.12. | 17
07.12. | 18
07.12. | 19
07.12. | 20
07.12. | 21
07.12. | 22
07.12. | 23
07.12. | 24
08.12. | 1
08.12. | 2
08.12. | 3
08.12. | 4
08.12. | 5
08.12. | 6
08.12. | 7
08.12. | 8
08.12. | 9
08.12. | 10
08.12. | 11
08.12. | 12
08.12. | 13
08.12. | 14
08.12. | 15
08.12. | 16
08.12. | 17
08.12. | 18
08.12. | 19
08.12. | 20
08.12. | 21
08.12. | 22
08.12. | 23
08.12. | 24
09.12. | 1
09.12. | 2
09.12. | 3
09.12. | 4
09.12. | 5
09.12. | 6
09.12. | 7
09.12. | 8
09.12. | 9
09.12. | 10
09.12. | 11
09.12. | 12
09.12. | 13
09.12. | 14
09.12. | 15
09.12. | 16
09.12. | 17
09.12. | 18
09.12. | 19
09.12. | 20
09.12. | 21
09.12. | 22
09.12. | 23
09.12. | 24
10.12. | 1
10.12. | 2
10.12. | 3
10.12. | 4
10.12. | 5
10.12. | 6
10.12. | 7
10.12. | 8
10.12. | 9
10.12. | 10
10.12. | 11
10.12. | 12
10.12. | 13
10.12. | 14
10.12. | 15
10.12. | 16
10.12. | 17
10.12. | 18
10.12. | 19
10.12. | 20
10.12. | 21
10.12. | 22
10.12. | 23
10.12. | 24
11.12. | 1
11.12. | 2
11.12. | 3
11.12. | 4
11.12. | 5
11.12. | 6
11.12. | 7
11.12. | 8
11.12. | 9
11.12. | 10
11.12. | 11
11.12. | 12
11.12. | 13
11.12. | 14
11.12. | 15
11.12. | 16
11.12. | 17
11.12. | 18
11.12. | 19
11.12. | 20
11.12. | 21
11.12. | 22
11.12. | 23
11.12. | 24
12.12. | 1
12.12. | 2
12.12. | 3
12.12. | 4
12.12. | 5
12.12. | 6
12.12. | 7
12.12. | 8
12.12. | 9
12.12. | 10
12.12. | 11
12.12. | 12
12.12. | 13
12.12. | 14
12.12. | 15
12.12. | 16
12.12. | 17
12.12. | 18
12.12. | 19
12.12. | 20
12.12. | 21
12.12. | 22
12.12. | 23
12.12. | 24
13.12. | 1
13.12. | 2
13.12. | 3
13.12. | 4
13.12. | 5
13.12. | 6
13.12. | 7
13.12. | 8
13.12. | 9
13.12. | 10
13.12. | 11
13.12. | 12
13.12. | 13
13.12. | 14
13.12. | 15
13.12. | 16
13.12. | 17
13.12. | 18
13.12. | 19
13.12. | 20
13.12. | 21
13.12. | 22
13.12. | 23
13.12. | 24
14.12. | 1
14.12. | 2
14.12. | 3
14.12. | 4
14.12. | 5
14.12. | 6
14.12. | 7
14.12. | 8
14.12. | 9
14.12. | 10
14.12. | 11
14.12. | 12
14.12. | 13
14.12. | 14
14.12. | 15
14.12. | 16
14.12. | 17
14.12. | 18
14.12. | 19
14.12. | 20
14.12. | 21
14.12. | 22
14.12. | 23
14.12. | 24
15.12. | 1
15.12. | 2
15.12. | 3
15.12. | 4
15.12. | 5
15.12. | 6
15.12. | 7
15.12. | 8
15.12. | 9
15.12. | 10
15.12. | 11
15.12. | 12
15.12. | 13
15.12. | 14
15.12. | 15
15.12. | 16
15.12. | 17
15.12. | 18
15.12. | 19
15.12. | 20
15.12. | 21
15.12. | 22
15.12. | 23
15.12. | 24
16.12. | 1
16.12. | 2
16.12. | 3
16.12. | 4
16.12. | 5
16.12. | 6
16.12. | 7
16.12. | 8
16.12. | 9
16.12. | 10
16.12. | 11
16.12. | 12
16.12. | 13
16.12. | 14
16.12. | 15
16.12. | 16
16.12. | 17
16.12. | 18
16.12. | 19
16.12. | 20
16.12. | 21
16.12. | 22
16.12. | 23
16.12. | 24
17.12. | 1
17.12. | 2
17.12. | 3
17.12. | 4
17.12. | 5
17.12. | 6
17.12. | 7
17.12. | 8
17.12. | 9
17.12. | 10
17.12. | 11
17.12. | 12
17.12. | 13
17.12. | 14
17.12. | 15
17.12. | 16
17.12. | 17
17.12. | 18
17.12. | 19
17.12. | 20
17.12. | 21
17.12. | 22
17.12. | 23
17.12. | 24
18.12. | 1
18.12. | 2
18.12. | 3
18.12. | 4
18.12. | 5
18.12. | 6
18.12. | 7
18.12. | 8
18.12. | 9
18.12. | 10
18.12. | 11
18.12. | 12
18.12. | 13
18.12. | 14
18.12. | 15
18.12. | 16
18.12. | 17
18.12. | 18
18.12. | 19
18.12. | 20
18.12. | 21
18.12. | 22
18.12. | 23
18.12. | 24
19.12. | 1
19.12. | 2
19.12. | 3
19.12. | 4
19.12. | 5
19.12. | 6
19.12. | 7
19.12. | 8
19.12. | 9
19.12. | 10
19.12. | 11
19.12. | 12
19.12. | 13
19.12. | 14
19.12. | 15
19.12. | 16
19.12. | 17
19.12. | 18
19.12. | 19
19.12. | 20
19.12. | 21
19.12. | 22
19.12. | 23
19.12. | 24
20.12. | 1
20.12. | 2
20.12. | 3
20.12. | 4
20.12. | 5
20.12. | 6
20.12. | 7
20.12. | 8
20.12. | 9
20.12. | 10
20.12. | 11
20.12. | 12
20.12. | 13
20.12. | 14
20.12. | 15
20.12. | 16
20.12. | 17
20.12. | 18
20.12. | 19
20.12. | 20
20.12. | 21
20.12. | 22
20.12. | 23
20.12. | 24
21.12. | 1
21.12. | 2
21.12. | 3
21.12. | 4
21.12. | 5
21.12. | 6
21.12. | 7
21.12. | 8
21.12. | 9
21.12. | 10
21.12. | 11
21.12. | 12
21.12. | 13
21.12. | 14
21.12. | 15
21.12. | 16
21.12. | 17
21.12. | 18
21.12. | 19
21.12. | 20
21.12. | 21
21.12. | 22
21.12. | 23
21.12. | 24
22.12. | 1
22.12. | 2
22.12. | 3
22.12. | 4
22.12. | 5
22.12. | 6
22.12. | 7
22.12. | 8
22.12. | 9
22.12. | 10
22.12. | 11
22.12. | 12
22.12. | 13
22.12. | 14
22.12. | 15
22.12. | 16
22.12. | 17
22.12. | 18
22.12. | 19
22.12. | 20
22.12. | 21
22.12. | 22
22.12. | 23
22.12. | 24
23.12. | 1
23.12. | 2
23.12. | 3
23.12. | 4
23.12. | 5
23.12. | 6
23.12. | 7
23.12. | 8
23.12. | 9
23.12. | 10
23.12. | 11
23.12. | 12
23.12. | 13
23.12. | 14
23.12. | 15
23.12. | 16
23.12. | 17
23.12. | 18
23.12. | 19
23.12. | 20
23.12. | 21
23.12. | 22
23.12. | 23
23.12. | 24
24.12. | 1
24.12. | 2
24.12. | 3
24.12. | 4
24.12. | 5
24.12. | 6
24.12. | 7
24.12. | 8
24.12. | 9
24.12. | 10
24.12. | 11
24.12. | 12
24.12. | 13
24.12. | 14
24.12. | 15
24.12. | 16
24.12. | 17
24.12. | 18
24.12. | 19
24.12. | 20
24.12. | 21
24.12. | 22
24.12. | 23
24.12. | 24
25.12. | 1
25.12. | 2
25.12. | 3
25.12. | 4
25.12. | 5
25.12. | 6
25.12. | 7
25.12. | 8
25.12. | 9
25.12. | 10
25.12. | 11
25.12. | 12
25.12. | 13
25.12. | 14
25.12. | 15
25.12. | 16
25.12. | 17
25.12. | 18
25.12. | 19
25.12. | 20
25.12. | 21
25.12. | 22
25.12. | 23
25.12. | 24
26.12. | 1
26.12. | 2
26.12. | 3
26.12. | 4
26.12. | 5
26.12. | 6
26.12. | 7
26.12. | 8
26.12. | 9
26.12. | 10
26.12. | 11
26.12. | 12
26.12. | 13
26.12. | 14
26.12. | 15
26.12. | 16
26.12. | 17
26.12. | 18
26.12. | 19
26.12. | 20
26.12. | 21
26.12. | 22
26.12. | 23
26.12. | 24
27.12. | 1
27.12. | 2
27.12. | 3
27.12. | 4
27.12. | 5
27.12. | 6
27.12. | 7
27.12. | 8
27.12. | 9
27.12. | 10
27.12. | 11
27.12. | 12
27.12. | 13
27.12. | 14
27.12. | 15
27.12. | 16
27.12. | 17
27.12. | 18
27.12. | 19
27.12. | 20
27.12. | 21
27.12. | 22
27.12. | 23
27.12. | 24
28.12. | 1
28.12. | 2
28.12. | 3
28.12. | 4
28.12. | 5
28.12. | 6
28.12. | 7
28.12. | 8
28.12. | 9
28.12. | 10
28.12. | 11
28.12. | 12
28.12. | 13
28.12. | 14
28.12. | 15
28.12. | 16
28.12. | 17
28.12. | 18
28.12. | 19
28.12. | 20
28.12. | 21
28.12. | 22
28.12. | 23
28.12. | 24
29.12. | 1
29.12. | 2
29.12. | 3
29.12. | 4
29.12. | 5
29.12. | 6
29.12. | 7
29.12. | 8
29.12. | 9
29.12. | 10
29.12. | 11
29.12. | 12
29.12. | 13
29.12. | 14
29.12. | 15
29.12. | 16
29.12. | 17
29.12. | 18
29.12. | 19
29.12. | 20
29.12. | 21
29.12. | 22
29.12. | 23
29.12. | 24
30.12. | 1
30.12. | 2
30.12. | 3
30.12. | 4
30.12. | 5
30.12. | 6
30.12. | 7
30.12. | 8
30.12. | 9
30.12. | 10
30.12. | 11
30.12. | 12
30.12. | 13
30.12. | 14
30.12. | 15
30.12. | 16
30.12. | 17
30.12. | 18
30.12. | 19
30.12. | 20
30.12. | 21
30.12. | 22
30.12. | 23
30.12. | 24
31.12. | 1
31.12. | 2
31.12. | 3
31.12. | 4
31.12. | 5
31.12. | 6
31.12. | 7
31.12. | 8
31.12. | 9
31.12. | 10
31.12. | 11
31.12. | 12
31.12. | 13
31.12. | 14
31.12. | 15
31.12. | 16
31.12. | 17
31.12. | 18
31.12. | 19
31.12. | 20
31.12. | 21
31.12. | 22
31.12. | 23
31.12. | 24

## Battery
ENTSO-E Market Modelling Database: Batteries
Country:
Market Node: | TR00
Year:
Climate year
Scenario
Type |  | Net maximum capacity - generation perspective (MW) | Net maximum capacity - demand perspective (MW) | Storage capacity (MWh) | Number of units | Average efficiency | Ramp up rate (MW/h) | Ramp down rate (MW/h)
Battery Total |  | 0 | 0 | 0 | 0 | 0 | 0 | 0
Battery Utility Scale |  | 0 | 0 | 0 | 0 | 0 | 0 | 0
Battery Residential |  | 0 | 0 | 0 | 0 | 0 | 0 | 0

## Electrolyser
ENTSO-E Market Modelling Database: Electrolysers
Country:
Market Node: | TR00
Year:
Climate year
Scenario
Type |  | Net maximum capacity (MW) | Number of units | Average efficiency | H2 storage (GWh) | Ramp up rate (MW/h) | Ramp down rate (MW/h) | Fixed generation reduction (% of max power output)
Electrolyser e-market Z1 |  | 0 | 0 | 0 | 0 | 0 | 0 | 100
Electrolyser e-market Z2 |  | 0 | 0 | 0 | 0 | 0 | 0 | 100
Electrolyser Shared RES Z1 |  | 0 | 0 | 0 | 0 | 0 | 0 | 100
Electrolyser Shared RES Z2 |  | 0 | 0 | 0 | 0 | 0 | 0 | 100
Electrolyser Dedicated RES Z1 |  | 0 | 0 | 0 | 0 | 0 | 0 | 100
Electrolyser Dedicated RES Z2 |  | 0 | 0 | 0 | 0 | 0 | 0 | 100

## Wind
ENTSO-E Market Modelling Database: Wind
Country:
Market Node: | TR00
Year:
Scenario
Installed capacities Onshore wind Total(GW): | 17.5
Installed capacities Onshore wind e-market (GW): | 17.5
Installed capacities Onshore wind dedicated (GW): | 0
Installed capacities Onshore wind Shared RES - H2Z1 (GW): | 0
Installed capacities Onshore wind Shared RES - H2Z2 (GW): | 0
Installed capacities Offshore wind Total (GW): | 0
Installed capacities Offshore wind e-market - hub ready (GW): | 0
Installed capacities Offshore wind dedicated - hub ready (GW): | 0
Installed capacities Offshore wind Shared RES - H2Z1 - hub ready (GW): | 0
Installed capacities Offshore wind Shared RES - H2Z2 - hub ready (GW): | 0
Installed capacities Offshore wind e-market - radial (GW): | 0
Installed capacities Offshore wind dedicated - radial (GW): | 0
Installed capacities Offshore wind Shared RES - H2Z1 - radial (GW): | 0
Installed capacities Offshore wind Shared RES - H2Z2 - radial (GW): | 0

## Solar
ENTSO-E Market Modelling Database: Solar
Country:
Market Node: | TR00
Year:
Scenario
Installed capacities Thermal Solar (GW): | 0
Installed capacities Photovoltaic (GW): | 59.15
Installed capacities Photovoltaic e-market (GW): | 59.15
Installed capacities Photovoltaic dedicated (GW): | 0
Installed capacities Photovoltaic Shared RES - H2Z1 (GW): | 0
Installed capacities Photovoltaic Shared RES - H2Z2 (GW): | 0
Installed capacities Rooftop (GW): | 0
Installed capacities Solar Thermal with Storage (GW): | 0
Storage capacities Solar Thermal with Storage (GWh): | 0

## Hydro
ENTSO-E Market Modelling Database: Hydro
Country:
Market Node: | TR00
Year:
Scenario
Hydro PEMMDB 3.4
Run of River - Total turbining capacity (MW) | 19464.337
Pondage - Total reservoir capacity (GWh) | 0
Pondage - Total turbining capacity (MW) | 0
Reservoir - Total reservoir capacity (GWh) | 73083.397
Reservoir - Total turbining capacity (MW) | 24347.042
Pump Storage (open loop, with natural inflows) - Total reservoir capacity (GWh) | 0
Pump Storage (open loop, with natural inflows) - Total turbining capacity (MW) | 0
Pump Storage (open loop, with natural inflows) - Total pumping capacity (MW) | 0
Pure Pump Storage (closed loop, no natural inflows) - Total reservoir capacity (GWh) | 0
Pure Pump Storage (closed loop, no natural inflows) - Total turbining capacity (MW) | 0
Pure Pump Storage (closed loop, no natural inflows) - Total pumping capacity (MW) | 0

## Other RES
ENTSO-E Market Modelling Database: Other RES
Country:
Market Node: | TR00
Year:
Scenario:
Installed capacity excl. clim.dependent bands (MW): | 0 |  |  | Small Biomass | Geothermal | Marine | Waste | Not Defined / Splitting not known
N.B. use convention first January always Monday (2007 calendar year) --> see guidelines for further details |  |  | Installed capacity (MW): | 0 | 0 | 0 | 0 | 0
Date | Hour | TOTAL Other RES Output (MW) (excl. climate dependent bands) |  | Output (MW) | Output (MW) | Output (MW) | Output (MW) | Output (MW)
01.01. | 1 | 0 |  | 0 | 0 | 0 | 0 | 0
01.01. | 2 | 0 |  | 0 | 0 | 0 | 0 | 0
01.01. | 3 | 0 |  | 0 | 0 | 0 | 0 | 0
01.01. | 4 | 0 |  | 0 | 0 | 0 | 0 | 0
01.01. | 5 | 0 |  | 0 | 0 | 0 | 0 | 0
01.01. | 6 | 0 |  | 0 | 0 | 0 | 0 | 0
01.01. | 7 | 0 |  | 0 | 0 | 0 | 0 | 0
01.01. | 8 | 0 |  | 0 | 0 | 0 | 0 | 0
01.01. | 9 | 0 |  | 0 | 0 | 0 | 0 | 0
01.01. | 10 | 0 |  | 0 | 0 | 0 | 0 | 0
01.01. | 11 | 0 |  | 0 | 0 | 0 | 0 | 0
01.01. | 12 | 0 |  | 0 | 0 | 0 | 0 | 0
01.01. | 13 | 0 |  | 0 | 0 | 0 | 0 | 0
01.01. | 14 | 0 |  | 0 | 0 | 0 | 0 | 0
01.01. | 15 | 0 |  | 0 | 0 | 0 | 0 | 0
01.01. | 16 | 0 |  | 0 | 0 | 0 | 0 | 0
01.01. | 17 | 0 |  | 0 | 0 | 0 | 0 | 0
01.01. | 18 | 0 |  | 0 | 0 | 0 | 0 | 0
01.01. | 19 | 0 |  | 0 | 0 | 0 | 0 | 0
01.01. | 20 | 0 |  | 0 | 0 | 0 | 0 | 0
01.01. | 21 | 0 |  | 0 | 0 | 0 | 0 | 0
01.01. | 22 | 0 |  | 0 | 0 | 0 | 0 | 0
01.01. | 23 | 0 |  | 0 | 0 | 0 | 0 | 0
01.01. | 24 | 0 |  | 0 | 0 | 0 | 0 | 0
02.01. | 1 | 0 |  | 0 | 0 | 0 | 0 | 0
02.01. | 2 | 0 |  | 0 | 0 | 0 | 0 | 0
02.01. | 3 | 0 |  | 0 | 0 | 0 | 0 | 0
02.01. | 4 | 0 |  | 0 | 0 | 0 | 0 | 0
02.01. | 5 | 0 |  | 0 | 0 | 0 | 0 | 0
02.01. | 6 | 0 |  | 0 | 0 | 0 | 0 | 0
02.01. | 7 | 0 |  | 0 | 0 | 0 | 0 | 0
02.01. | 8 | 0 |  | 0 | 0 | 0 | 0 | 0
02.01. | 9 | 0 |  | 0 | 0 | 0 | 0 | 0
02.01. | 10 | 0 |  | 0 | 0 | 0 | 0 | 0
02.01. | 11 | 0 |  | 0 | 0 | 0 | 0 | 0
02.01. | 12 | 0 |  | 0 | 0 | 0 | 0 | 0
02.01. | 13 | 0 |  | 0 | 0 | 0 | 0 | 0
02.01. | 14 | 0 |  | 0 | 0 | 0 | 0 | 0
02.01. | 15 | 0 |  | 0 | 0 | 0 | 0 | 0
02.01. | 16 | 0 |  | 0 | 0 | 0 | 0 | 0
02.01. | 17 | 0 |  | 0 | 0 | 0 | 0 | 0
02.01. | 18 | 0 |  | 0 | 0 | 0 | 0 | 0
02.01. | 19 | 0 |  | 0 | 0 | 0 | 0 | 0
02.01. | 20 | 0 |  | 0 | 0 | 0 | 0 | 0
02.01. | 21 | 0 |  | 0 | 0 | 0 | 0 | 0
02.01. | 22 | 0 |  | 0 | 0 | 0 | 0 | 0
02.01. | 23 | 0 |  | 0 | 0 | 0 | 0 | 0
02.01. | 24 | 0 |  | 0 | 0 | 0 | 0 | 0
03.01. | 1 | 0 |  | 0 | 0 | 0 | 0 | 0
03.01. | 2 | 0 |  | 0 | 0 | 0 | 0 | 0
03.01. | 3 | 0 |  | 0 | 0 | 0 | 0 | 0
03.01. | 4 | 0 |  | 0 | 0 | 0 | 0 | 0
03.01. | 5 | 0 |  | 0 | 0 | 0 | 0 | 0
03.01. | 6 | 0 |  | 0 | 0 | 0 | 0 | 0
03.01. | 7 | 0 |  | 0 | 0 | 0 | 0 | 0
03.01. | 8 | 0 |  | 0 | 0 | 0 | 0 | 0
03.01. | 9 | 0 |  | 0 | 0 | 0 | 0 | 0
03.01. | 10 | 0 |  | 0 | 0 | 0 | 0 | 0
03.01. | 11 | 0 |  | 0 | 0 | 0 | 0 | 0
03.01. | 12 | 0 |  | 0 | 0 | 0 | 0 | 0
03.01. | 13 | 0 |  | 0 | 0 | 0 | 0 | 0
03.01. | 14 | 0 |  | 0 | 0 | 0 | 0 | 0
03.01. | 15 | 0 |  | 0 | 0 | 0 | 0 | 0
03.01. | 16 | 0 |  | 0 | 0 | 0 | 0 | 0
03.01. | 17 | 0 |  | 0 | 0 | 0 | 0 | 0
03.01. | 18 | 0 |  | 0 | 0 | 0 | 0 | 0
03.01. | 19 | 0 |  | 0 | 0 | 0 | 0 | 0
03.01. | 20 | 0 |  | 0 | 0 | 0 | 0 | 0
03.01. | 21 | 0 |  | 0 | 0 | 0 | 0 | 0
03.01. | 22 | 0 |  | 0 | 0 | 0 | 0 | 0
03.01. | 23 | 0 |  | 0 | 0 | 0 | 0 | 0
03.01. | 24 | 0 |  | 0 | 0 | 0 | 0 | 0
04.01. | 1 | 0 |  | 0 | 0 | 0 | 0 | 0
04.01. | 2 | 0 |  | 0 | 0 | 0 | 0 | 0
04.01. | 3 | 0 |  | 0 | 0 | 0 | 0 | 0
04.01. | 4 | 0 |  | 0 | 0 | 0 | 0 | 0
04.01. | 5 | 0 |  | 0 | 0 | 0 | 0 | 0
04.01. | 6 | 0 |  | 0 | 0 | 0 | 0 | 0
04.01. | 7 | 0 |  | 0 | 0 | 0 | 0 | 0
04.01. | 8 | 0 |  | 0 | 0 | 0 | 0 | 0
04.01. | 9 | 0 |  | 0 | 0 | 0 | 0 | 0
04.01. | 10 | 0 |  | 0 | 0 | 0 | 0 | 0
04.01. | 11 | 0 |  | 0 | 0 | 0 | 0 | 0
04.01. | 12 | 0 |  | 0 | 0 | 0 | 0 | 0
04.01. | 13 | 0 |  | 0 | 0 | 0 | 0 | 0
04.01. | 14 | 0 |  | 0 | 0 | 0 | 0 | 0
04.01. | 15 | 0 |  | 0 | 0 | 0 | 0 | 0
04.01. | 16 | 0 |  | 0 | 0 | 0 | 0 | 0
04.01. | 17 | 0 |  | 0 | 0 | 0 | 0 | 0
04.01. | 18 | 0 |  | 0 | 0 | 0 | 0 | 0
04.01. | 19 | 0 |  | 0 | 0 | 0 | 0 | 0
04.01. | 20 | 0 |  | 0 | 0 | 0 | 0 | 0
04.01. | 21 | 0 |  | 0 | 0 | 0 | 0 | 0
04.01. | 22 | 0 |  | 0 | 0 | 0 | 0 | 0
04.01. | 23 | 0 |  | 0 | 0 | 0 | 0 | 0
04.01. | 24 | 0 |  | 0 | 0 | 0 | 0 | 0
05.01. | 1 | 0 |  | 0 | 0 | 0 | 0 | 0
05.01. | 2 | 0 |  | 0 | 0 | 0 | 0 | 0
05.01. | 3 | 0 |  | 0 | 0 | 0 | 0 | 0
05.01. | 4 | 0 |  | 0 | 0 | 0 | 0 | 0
05.01. | 5 | 0 |  | 0 | 0 | 0 | 0 | 0
05.01. | 6 | 0 |  | 0 | 0 | 0 | 0 | 0
05.01. | 7 | 0 |  | 0 | 0 | 0 | 0 | 0
05.01. | 8 | 0 |  | 0 | 0 | 0 | 0 | 0
05.01. | 9 | 0 |  | 0 | 0 | 0 | 0 | 0
05.01. | 10 | 0 |  | 0 | 0 | 0 | 0 | 0
05.01. | 11 | 0 |  | 0 | 0 | 0 | 0 | 0
05.01. | 12 | 0 |  | 0 | 0 | 0 | 0 | 0
05.01. | 13 | 0 |  | 0 | 0 | 0 | 0 | 0
05.01. | 14 | 0 |  | 0 | 0 | 0 | 0 | 0
05.01. | 15 | 0 |  | 0 | 0 | 0 | 0 | 0
05.01. | 16 | 0 |  | 0 | 0 | 0 | 0 | 0
05.01. | 17 | 0 |  | 0 | 0 | 0 | 0 | 0
05.01. | 18 | 0 |  | 0 | 0 | 0 | 0 | 0
05.01. | 19 | 0 |  | 0 | 0 | 0 | 0 | 0
05.01. | 20 | 0 |  | 0 | 0 | 0 | 0 | 0
05.01. | 21 | 0 |  | 0 | 0 | 0 | 0 | 0
05.01. | 22 | 0 |  | 0 | 0 | 0 | 0 | 0
05.01. | 23 | 0 |  | 0 | 0 | 0 | 0 | 0
05.01. | 24 | 0 |  | 0 | 0 | 0 | 0 | 0
06.01. | 1 | 0 |  | 0 | 0 | 0 | 0 | 0
06.01. | 2 | 0 |  | 0 | 0 | 0 | 0 | 0
06.01. | 3 | 0 |  | 0 | 0 | 0 | 0 | 0
06.01. | 4 | 0 |  | 0 | 0 | 0 | 0 | 0
06.01. | 5 | 0 |  | 0 | 0 | 0 | 0 | 0
06.01. | 6 | 0 |  | 0 | 0 | 0 | 0 | 0
06.01. | 7 | 0 |  | 0 | 0 | 0 | 0 | 0
06.01. | 8 | 0 |  | 0 | 0 | 0 | 0 | 0
06.01. | 9 | 0 |  | 0 | 0 | 0 | 0 | 0
06.01. | 10 | 0 |  | 0 | 0 | 0 | 0 | 0
06.01. | 11 | 0 |  | 0 | 0 | 0 | 0 | 0
06.01. | 12 | 0 |  | 0 | 0 | 0 | 0 | 0
06.01. | 13 | 0 |  | 0 | 0 | 0 | 0 | 0
06.01. | 14 | 0 |  | 0 | 0 | 0 | 0 | 0
06.01. | 15 | 0 |  | 0 | 0 | 0 | 0 | 0
06.01. | 16 | 0 |  | 0 | 0 | 0 | 0 | 0
06.01. | 17 | 0 |  | 0 | 0 | 0 | 0 | 0
06.01. | 18 | 0 |  | 0 | 0 | 0 | 0 | 0
06.01. | 19 | 0 |  | 0 | 0 | 0 | 0 | 0
06.01. | 20 | 0 |  | 0 | 0 | 0 | 0 | 0
06.01. | 21 | 0 |  | 0 | 0 | 0 | 0 | 0
06.01. | 22 | 0 |  | 0 | 0 | 0 | 0 | 0
06.01. | 23 | 0 |  | 0 | 0 | 0 | 0 | 0
06.01. | 24 | 0 |  | 0 | 0 | 0 | 0 | 0
07.01. | 1 | 0 |  | 0 | 0 | 0 | 0 | 0
07.01. | 2 | 0 |  | 0 | 0 | 0 | 0 | 0
07.01. | 3 | 0 |  | 0 | 0 | 0 | 0 | 0
07.01. | 4 | 0 |  | 0 | 0 | 0 | 0 | 0
07.01. | 5 | 0 |  | 0 | 0 | 0 | 0 | 0
07.01. | 6 | 0 |  | 0 | 0 | 0 | 0 | 0
07.01. | 7 | 0 |  | 0 | 0 | 0 | 0 | 0
07.01. | 8 | 0 |  | 0 | 0 | 0 | 0 | 0
07.01. | 9 | 0 |  | 0 | 0 | 0 | 0 | 0
07.01. | 10 | 0 |  | 0 | 0 | 0 | 0 | 0
07.01. | 11 | 0 |  | 0 | 0 | 0 | 0 | 0
07.01. | 12 | 0 |  | 0 | 0 | 0 | 0 | 0
07.01. | 13 | 0 |  | 0 | 0 | 0 | 0 | 0
07.01. | 14 | 0 |  | 0 | 0 | 0 | 0 | 0
07.01. | 15 | 0 |  | 0 | 0 | 0 | 0 | 0
07.01. | 16 | 0 |  | 0 | 0 | 0 | 0 | 0
07.01. | 17 | 0 |  | 0 | 0 | 0 | 0 | 0
07.01. | 18 | 0 |  | 0 | 0 | 0 | 0 | 0
07.01. | 19 | 0 |  | 0 | 0 | 0 | 0 | 0
07.01. | 20 | 0 |  | 0 | 0 | 0 | 0 | 0
07.01. | 21 | 0 |  | 0 | 0 | 0 | 0 | 0
07.01. | 22 | 0 |  | 0 | 0 | 0 | 0 | 0
07.01. | 23 | 0 |  | 0 | 0 | 0 | 0 | 0
07.01. | 24 | 0 |  | 0 | 0 | 0 | 0 | 0
08.01. | 1 | 0 |  | 0 | 0 | 0 | 0 | 0
08.01. | 2 | 0 |  | 0 | 0 | 0 | 0 | 0
08.01. | 3 | 0 |  | 0 | 0 | 0 | 0 | 0
08.01. | 4 | 0 |  | 0 | 0 | 0 | 0 | 0
08.01. | 5 | 0 |  | 0 | 0 | 0 | 0 | 0
08.01. | 6 | 0 |  | 0 | 0 | 0 | 0 | 0
08.01. | 7 | 0 |  | 0 | 0 | 0 | 0 | 0
08.01. | 8 | 0 |  | 0 | 0 | 0 | 0 | 0
08.01. | 9 | 0 |  | 0 | 0 | 0 | 0 | 0
08.01. | 10 | 0 |  | 0 | 0 | 0 | 0 | 0
08.01. | 11 | 0 |  | 0 | 0 | 0 | 0 | 0
08.01. | 12 | 0 |  | 0 | 0 | 0 | 0 | 0
08.01. | 13 | 0 |  | 0 | 0 | 0 | 0 | 0
08.01. | 14 | 0 |  | 0 | 0 | 0 | 0 | 0
08.01. | 15 | 0 |  | 0 | 0 | 0 | 0 | 0
08.01. | 16 | 0 |  | 0 | 0 | 0 | 0 | 0
08.01. | 17 | 0 |  | 0 | 0 | 0 | 0 | 0
08.01. | 18 | 0 |  | 0 | 0 | 0 | 0 | 0
08.01. | 19 | 0 |  | 0 | 0 | 0 | 0 | 0
08.01. | 20 | 0 |  | 0 | 0 | 0 | 0 | 0
08.01. | 21 | 0 |  | 0 | 0 | 0 | 0 | 0
08.01. | 22 | 0 |  | 0 | 0 | 0 | 0 | 0
08.01. | 23 | 0 |  | 0 | 0 | 0 | 0 | 0
08.01. | 24 | 0 |  | 0 | 0 | 0 | 0 | 0
09.01. | 1 | 0 |  | 0 | 0 | 0 | 0 | 0
09.01. | 2 | 0 |  | 0 | 0 | 0 | 0 | 0
09.01. | 3 | 0 |  | 0 | 0 | 0 | 0 | 0
09.01. | 4 | 0 |  | 0 | 0 | 0 | 0 | 0
09.01. | 5 | 0 |  | 0 | 0 | 0 | 0 | 0
09.01. | 6 | 0 |  | 0 | 0 | 0 | 0 | 0
09.01. | 7 | 0 |  | 0 | 0 | 0 | 0 | 0
09.01. | 8 | 0 |  | 0 | 0 | 0 | 0 | 0
09.01. | 9 | 0 |  | 0 | 0 | 0 | 0 | 0
09.01. | 10 | 0 |  | 0 | 0 | 0 | 0 | 0
09.01. | 11 | 0 |  | 0 | 0 | 0 | 0 | 0
09.01. | 12 | 0 |  | 0 | 0 | 0 | 0 | 0
09.01. | 13 | 0 |  | 0 | 0 | 0 | 0 | 0
09.01. | 14 | 0 |  | 0 | 0 | 0 | 0 | 0
09.01. | 15 | 0 |  | 0 | 0 | 0 | 0 | 0
09.01. | 16 | 0 |  | 0 | 0 | 0 | 0 | 0
09.01. | 17 | 0 |  | 0 | 0 | 0 | 0 | 0
09.01. | 18 | 0 |  | 0 | 0 | 0 | 0 | 0
09.01. | 19 | 0 |  | 0 | 0 | 0 | 0 | 0
09.01. | 20 | 0 |  | 0 | 0 | 0 | 0 | 0
09.01. | 21 | 0 |  | 0 | 0 | 0 | 0 | 0
09.01. | 22 | 0 |  | 0 | 0 | 0 | 0 | 0
09.01. | 23 | 0 |  | 0 | 0 | 0 | 0 | 0
09.01. | 24 | 0 |  | 0 | 0 | 0 | 0 | 0
10.01. | 1 | 0 |  | 0 | 0 | 0 | 0 | 0
10.01. | 2 | 0 |  | 0 | 0 | 0 | 0 | 0
10.01. | 3 | 0 |  | 0 | 0 | 0 | 0 | 0
10.01. | 4 | 0 |  | 0 | 0 | 0 | 0 | 0
10.01. | 5 | 0 |  | 0 | 0 | 0 | 0 | 0
10.01. | 6 | 0 |  | 0 | 0 | 0 | 0 | 0
10.01. | 7 | 0 |  | 0 | 0 | 0 | 0 | 0
10.01. | 8 | 0 |  | 0 | 0 | 0 | 0 | 0
10.01. | 9 | 0 |  | 0 | 0 | 0 | 0 | 0
10.01. | 10 | 0 |  | 0 | 0 | 0 | 0 | 0
10.01. | 11 | 0 |  | 0 | 0 | 0 | 0 | 0
10.01. | 12 | 0 |  | 0 | 0 | 0 | 0 | 0
10.01. | 13 | 0 |  | 0 | 0 | 0 | 0 | 0
10.01. | 14 | 0 |  | 0 | 0 | 0 | 0 | 0
10.01. | 15 | 0 |  | 0 | 0 | 0 | 0 | 0
10.01. | 16 | 0 |  | 0 | 0 | 0 | 0 | 0
10.01. | 17 | 0 |  | 0 | 0 | 0 | 0 | 0
10.01. | 18 | 0 |  | 0 | 0 | 0 | 0 | 0
10.01. | 19 | 0 |  | 0 | 0 | 0 | 0 | 0
10.01. | 20 | 0 |  | 0 | 0 | 0 | 0 | 0
10.01. | 21 | 0 |  | 0 | 0 | 0 | 0 | 0
10.01. | 22 | 0 |  | 0 | 0 | 0 | 0 | 0
10.01. | 23 | 0 |  | 0 | 0 | 0 | 0 | 0
10.01. | 24 | 0 |  | 0 | 0 | 0 | 0 | 0
11.01. | 1 | 0 |  | 0 | 0 | 0 | 0 | 0
11.01. | 2 | 0 |  | 0 | 0 | 0 | 0 | 0
11.01. | 3 | 0 |  | 0 | 0 | 0 | 0 | 0
11.01. | 4 | 0 |  | 0 | 0 | 0 | 0 | 0
11.01. | 5 | 0 |  | 0 | 0 | 0 | 0 | 0
11.01. | 6 | 0 |  | 0 | 0 | 0 | 0 | 0
11.01. | 7 | 0 |  | 0 | 0 | 0 | 0 | 0
11.01. | 8 | 0 |  | 0 | 0 | 0 | 0 | 0
11.01. | 9 | 0 |  | 0 | 0 | 0 | 0 | 0
11.01. | 10 | 0 |  | 0 | 0 | 0 | 0 | 0
11.01. | 11 | 0 |  | 0 | 0 | 0 | 0 | 0
11.01. | 12 | 0 |  | 0 | 0 | 0 | 0 | 0
11.01. | 13 | 0 |  | 0 | 0 | 0 | 0 | 0
11.01. | 14 | 0 |  | 0 | 0 | 0 | 0 | 0
11.01. | 15 | 0 |  | 0 | 0 | 0 | 0 | 0
11.01. | 16 | 0 |  | 0 | 0 | 0 | 0 | 0
11.01. | 17 | 0 |  | 0 | 0 | 0 | 0 | 0
11.01. | 18 | 0 |  | 0 | 0 | 0 | 0 | 0
11.01. | 19 | 0 |  | 0 | 0 | 0 | 0 | 0
11.01. | 20 | 0 |  | 0 | 0 | 0 | 0 | 0
11.01. | 21 | 0 |  | 0 | 0 | 0 | 0 | 0
11.01. | 22 | 0 |  | 0 | 0 | 0 | 0 | 0
11.01. | 23 | 0 |  | 0 | 0 | 0 | 0 | 0
11.01. | 24 | 0 |  | 0 | 0 | 0 | 0 | 0
12.01. | 1 | 0 |  | 0 | 0 | 0 | 0 | 0
12.01. | 2 | 0 |  | 0 | 0 | 0 | 0 | 0
12.01. | 3 | 0 |  | 0 | 0 | 0 | 0 | 0
12.01. | 4 | 0 |  | 0 | 0 | 0 | 0 | 0
12.01. | 5 | 0 |  | 0 | 0 | 0 | 0 | 0
12.01. | 6 | 0 |  | 0 | 0 | 0 | 0 | 0
12.01. | 7 | 0 |  | 0 | 0 | 0 | 0 | 0
12.01. | 8 | 0 |  | 0 | 0 | 0 | 0 | 0
12.01. | 9 | 0 |  | 0 | 0 | 0 | 0 | 0
12.01. | 10 | 0 |  | 0 | 0 | 0 | 0 | 0
12.01. | 11 | 0 |  | 0 | 0 | 0 | 0 | 0
12.01. | 12 | 0 |  | 0 | 0 | 0 | 0 | 0
12.01. | 13 | 0 |  | 0 | 0 | 0 | 0 | 0
12.01. | 14 | 0 |  | 0 | 0 | 0 | 0 | 0
12.01. | 15 | 0 |  | 0 | 0 | 0 | 0 | 0
12.01. | 16 | 0 |  | 0 | 0 | 0 | 0 | 0
12.01. | 17 | 0 |  | 0 | 0 | 0 | 0 | 0
12.01. | 18 | 0 |  | 0 | 0 | 0 | 0 | 0
12.01. | 19 | 0 |  | 0 | 0 | 0 | 0 | 0
12.01. | 20 | 0 |  | 0 | 0 | 0 | 0 | 0
12.01. | 21 | 0 |  | 0 | 0 | 0 | 0 | 0
12.01. | 22 | 0 |  | 0 | 0 | 0 | 0 | 0
12.01. | 23 | 0 |  | 0 | 0 | 0 | 0 | 0
12.01. | 24 | 0 |  | 0 | 0 | 0 | 0 | 0
13.01. | 1 | 0 |  | 0 | 0 | 0 | 0 | 0
13.01. | 2 | 0 |  | 0 | 0 | 0 | 0 | 0
13.01. | 3 | 0 |  | 0 | 0 | 0 | 0 | 0
13.01. | 4 | 0 |  | 0 | 0 | 0 | 0 | 0
13.01. | 5 | 0 |  | 0 | 0 | 0 | 0 | 0
13.01. | 6 | 0 |  | 0 | 0 | 0 | 0 | 0
13.01. | 7 | 0 |  | 0 | 0 | 0 | 0 | 0
13.01. | 8 | 0 |  | 0 | 0 | 0 | 0 | 0
13.01. | 9 | 0 |  | 0 | 0 | 0 | 0 | 0
13.01. | 10 | 0 |  | 0 | 0 | 0 | 0 | 0
13.01. | 11 | 0 |  | 0 | 0 | 0 | 0 | 0
13.01. | 12 | 0 |  | 0 | 0 | 0 | 0 | 0
13.01. | 13 | 0 |  | 0 | 0 | 0 | 0 | 0
13.01. | 14 | 0 |  | 0 | 0 | 0 | 0 | 0
13.01. | 15 | 0 |  | 0 | 0 | 0 | 0 | 0
13.01. | 16 | 0 |  | 0 | 0 | 0 | 0 | 0
13.01. | 17 | 0 |  | 0 | 0 | 0 | 0 | 0
13.01. | 18 | 0 |  | 0 | 0 | 0 | 0 | 0
13.01. | 19 | 0 |  | 0 | 0 | 0 | 0 | 0
13.01. | 20 | 0 |  | 0 | 0 | 0 | 0 | 0
13.01. | 21 | 0 |  | 0 | 0 | 0 | 0 | 0
13.01. | 22 | 0 |  | 0 | 0 | 0 | 0 | 0
13.01. | 23 | 0 |  | 0 | 0 | 0 | 0 | 0
13.01. | 24 | 0 |  | 0 | 0 | 0 | 0 | 0
14.01. | 1 | 0 |  | 0 | 0 | 0 | 0 | 0
14.01. | 2 | 0 |  | 0 | 0 | 0 | 0 | 0
14.01. | 3 | 0 |  | 0 | 0 | 0 | 0 | 0
14.01. | 4 | 0 |  | 0 | 0 | 0 | 0 | 0
14.01. | 5 | 0 |  | 0 | 0 | 0 | 0 | 0
14.01. | 6 | 0 |  | 0 | 0 | 0 | 0 | 0
14.01. | 7 | 0 |  | 0 | 0 | 0 | 0 | 0
14.01. | 8 | 0 |  | 0 | 0 | 0 | 0 | 0
14.01. | 9 | 0 |  | 0 | 0 | 0 | 0 | 0
14.01. | 10 | 0 |  | 0 | 0 | 0 | 0 | 0
14.01. | 11 | 0 |  | 0 | 0 | 0 | 0 | 0
14.01. | 12 | 0 |  | 0 | 0 | 0 | 0 | 0
14.01. | 13 | 0 |  | 0 | 0 | 0 | 0 | 0
14.01. | 14 | 0 |  | 0 | 0 | 0 | 0 | 0
14.01. | 15 | 0 |  | 0 | 0 | 0 | 0 | 0
14.01. | 16 | 0 |  | 0 | 0 | 0 | 0 | 0
14.01. | 17 | 0 |  | 0 | 0 | 0 | 0 | 0
14.01. | 18 | 0 |  | 0 | 0 | 0 | 0 | 0
14.01. | 19 | 0 |  | 0 | 0 | 0 | 0 | 0
14.01. | 20 | 0 |  | 0 | 0 | 0 | 0 | 0
14.01. | 21 | 0 |  | 0 | 0 | 0 | 0 | 0
14.01. | 22 | 0 |  | 0 | 0 | 0 | 0 | 0
14.01. | 23 | 0 |  | 0 | 0 | 0 | 0 | 0
14.01. | 24 | 0 |  | 0 | 0 | 0 | 0 | 0
15.01. | 1 | 0 |  | 0 | 0 | 0 | 0 | 0
15.01. | 2 | 0 |  | 0 | 0 | 0 | 0 | 0
15.01. | 3 | 0 |  | 0 | 0 | 0 | 0 | 0
15.01. | 4 | 0 |  | 0 | 0 | 0 | 0 | 0
15.01. | 5 | 0 |  | 0 | 0 | 0 | 0 | 0
15.01. | 6 | 0 |  | 0 | 0 | 0 | 0 | 0
15.01. | 7 | 0 |  | 0 | 0 | 0 | 0 | 0
15.01. | 8 | 0 |  | 0 | 0 | 0 | 0 | 0
15.01. | 9 | 0 |  | 0 | 0 | 0 | 0 | 0
15.01. | 10 | 0 |  | 0 | 0 | 0 | 0 | 0
15.01. | 11 | 0 |  | 0 | 0 | 0 | 0 | 0
15.01. | 12 | 0 |  | 0 | 0 | 0 | 0 | 0
15.01. | 13 | 0 |  | 0 | 0 | 0 | 0 | 0
15.01. | 14 | 0 |  | 0 | 0 | 0 | 0 | 0
15.01. | 15 | 0 |  | 0 | 0 | 0 | 0 | 0
15.01. | 16 | 0 |  | 0 | 0 | 0 | 0 | 0
15.01. | 17 | 0 |  | 0 | 0 | 0 | 0 | 0
15.01. | 18 | 0 |  | 0 | 0 | 0 | 0 | 0
15.01. | 19 | 0 |  | 0 | 0 | 0 | 0 | 0
15.01. | 20 | 0 |  | 0 | 0 | 0 | 0 | 0
15.01. | 21 | 0 |  | 0 | 0 | 0 | 0 | 0
15.01. | 22 | 0 |  | 0 | 0 | 0 | 0 | 0
15.01. | 23 | 0 |  | 0 | 0 | 0 | 0 | 0
15.01. | 24 | 0 |  | 0 | 0 | 0 | 0 | 0
16.01. | 1 | 0 |  | 0 | 0 | 0 | 0 | 0
16.01. | 2 | 0 |  | 0 | 0 | 0 | 0 | 0
16.01. | 3 | 0 |  | 0 | 0 | 0 | 0 | 0
16.01. | 4 | 0 |  | 0 | 0 | 0 | 0 | 0
16.01. | 5 | 0 |  | 0 | 0 | 0 | 0 | 0
16.01. | 6 | 0 |  | 0 | 0 | 0 | 0 | 0
16.01. | 7 | 0 |  | 0 | 0 | 0 | 0 | 0
16.01. | 8 | 0 |  | 0 | 0 | 0 | 0 | 0
16.01. | 9 | 0 |  | 0 | 0 | 0 | 0 | 0
16.01. | 10 | 0 |  | 0 | 0 | 0 | 0 | 0
16.01. | 11 | 0 |  | 0 | 0 | 0 | 0 | 0
16.01. | 12 | 0 |  | 0 | 0 | 0 | 0 | 0
16.01. | 13 | 0 |  | 0 | 0 | 0 | 0 | 0
16.01. | 14 | 0 |  | 0 | 0 | 0 | 0 | 0
16.01. | 15 | 0 |  | 0 | 0 | 0 | 0 | 0
16.01. | 16 | 0 |  | 0 | 0 | 0 | 0 | 0
16.01. | 17 | 0 |  | 0 | 0 | 0 | 0 | 0
16.01. | 18 | 0 |  | 0 | 0 | 0 | 0 | 0
16.01. | 19 | 0 |  | 0 | 0 | 0 | 0 | 0
16.01. | 20 | 0 |  | 0 | 0 | 0 | 0 | 0
16.01. | 21 | 0 |  | 0 | 0 | 0 | 0 | 0
16.01. | 22 | 0 |  | 0 | 0 | 0 | 0 | 0
16.01. | 23 | 0 |  | 0 | 0 | 0 | 0 | 0
16.01. | 24 | 0 |  | 0 | 0 | 0 | 0 | 0
17.01. | 1 | 0 |  | 0 | 0 | 0 | 0 | 0
17.01. | 2 | 0 |  | 0 | 0 | 0 | 0 | 0
17.01. | 3 | 0 |  | 0 | 0 | 0 | 0 | 0
17.01. | 4 | 0 |  | 0 | 0 | 0 | 0 | 0
17.01. | 5 | 0 |  | 0 | 0 | 0 | 0 | 0
17.01. | 6 | 0 |  | 0 | 0 | 0 | 0 | 0
17.01. | 7 | 0 |  | 0 | 0 | 0 | 0 | 0
17.01. | 8 | 0 |  | 0 | 0 | 0 | 0 | 0
17.01. | 9 | 0 |  | 0 | 0 | 0 | 0 | 0
17.01. | 10 | 0 |  | 0 | 0 | 0 | 0 | 0
17.01. | 11 | 0 |  | 0 | 0 | 0 | 0 | 0
17.01. | 12 | 0 |  | 0 | 0 | 0 | 0 | 0
17.01. | 13 | 0 |  | 0 | 0 | 0 | 0 | 0
17.01. | 14 | 0 |  | 0 | 0 | 0 | 0 | 0
17.01. | 15 | 0 |  | 0 | 0 | 0 | 0 | 0
17.01. | 16 | 0 |  | 0 | 0 | 0 | 0 | 0
17.01. | 17 | 0 |  | 0 | 0 | 0 | 0 | 0
17.01. | 18 | 0 |  | 0 | 0 | 0 | 0 | 0
17.01. | 19 | 0 |  | 0 | 0 | 0 | 0 | 0
17.01. | 20 | 0 |  | 0 | 0 | 0 | 0 | 0
17.01. | 21 | 0 |  | 0 | 0 | 0 | 0 | 0
17.01. | 22 | 0 |  | 0 | 0 | 0 | 0 | 0
17.01. | 23 | 0 |  | 0 | 0 | 0 | 0 | 0
17.01. | 24 | 0 |  | 0 | 0 | 0 | 0 | 0
18.01. | 1 | 0 |  | 0 | 0 | 0 | 0 | 0
18.01. | 2 | 0 |  | 0 | 0 | 0 | 0 | 0
18.01. | 3 | 0 |  | 0 | 0 | 0 | 0 | 0
18.01. | 4 | 0 |  | 0 | 0 | 0 | 0 | 0
18.01. | 5 | 0 |  | 0 | 0 | 0 | 0 | 0
18.01. | 6 | 0 |  | 0 | 0 | 0 | 0 | 0
18.01. | 7 | 0 |  | 0 | 0 | 0 | 0 | 0
18.01. | 8 | 0 |  | 0 | 0 | 0 | 0 | 0
18.01. | 9 | 0 |  | 0 | 0 | 0 | 0 | 0
18.01. | 10 | 0 |  | 0 | 0 | 0 | 0 | 0
18.01. | 11 | 0 |  | 0 | 0 | 0 | 0 | 0
18.01. | 12 | 0 |  | 0 | 0 | 0 | 0 | 0
18.01. | 13 | 0 |  | 0 | 0 | 0 | 0 | 0
18.01. | 14 | 0 |  | 0 | 0 | 0 | 0 | 0
18.01. | 15 | 0 |  | 0 | 0 | 0 | 0 | 0
18.01. | 16 | 0 |  | 0 | 0 | 0 | 0 | 0
18.01. | 17 | 0 |  | 0 | 0 | 0 | 0 | 0
18.01. | 18 | 0 |  | 0 | 0 | 0 | 0 | 0
18.01. | 19 | 0 |  | 0 | 0 | 0 | 0 | 0
18.01. | 20 | 0 |  | 0 | 0 | 0 | 0 | 0
18.01. | 21 | 0 |  | 0 | 0 | 0 | 0 | 0
18.01. | 22 | 0 |  | 0 | 0 | 0 | 0 | 0
18.01. | 23 | 0 |  | 0 | 0 | 0 | 0 | 0
18.01. | 24 | 0 |  | 0 | 0 | 0 | 0 | 0
19.01. | 1 | 0 |  | 0 | 0 | 0 | 0 | 0
19.01. | 2 | 0 |  | 0 | 0 | 0 | 0 | 0
19.01. | 3 | 0 |  | 0 | 0 | 0 | 0 | 0
19.01. | 4 | 0 |  | 0 | 0 | 0 | 0 | 0
19.01. | 5 | 0 |  | 0 | 0 | 0 | 0 | 0
19.01. | 6 | 0 |  | 0 | 0 | 0 | 0 | 0
19.01. | 7 | 0 |  | 0 | 0 | 0 | 0 | 0
19.01. | 8 | 0 |  | 0 | 0 | 0 | 0 | 0
19.01. | 9 | 0 |  | 0 | 0 | 0 | 0 | 0
19.01. | 10 | 0 |  | 0 | 0 | 0 | 0 | 0
19.01. | 11 | 0 |  | 0 | 0 | 0 | 0 | 0
19.01. | 12 | 0 |  | 0 | 0 | 0 | 0 | 0
19.01. | 13 | 0 |  | 0 | 0 | 0 | 0 | 0
19.01. | 14 | 0 |  | 0 | 0 | 0 | 0 | 0
19.01. | 15 | 0 |  | 0 | 0 | 0 | 0 | 0
19.01. | 16 | 0 |  | 0 | 0 | 0 | 0 | 0
19.01. | 17 | 0 |  | 0 | 0 | 0 | 0 | 0
19.01. | 18 | 0 |  | 0 | 0 | 0 | 0 | 0
19.01. | 19 | 0 |  | 0 | 0 | 0 | 0 | 0
19.01. | 20 | 0 |  | 0 | 0 | 0 | 0 | 0
19.01. | 21 | 0 |  | 0 | 0 | 0 | 0 | 0
19.01. | 22 | 0 |  | 0 | 0 | 0 | 0 | 0
19.01. | 23 | 0 |  | 0 | 0 | 0 | 0 | 0
19.01. | 24 | 0 |  | 0 | 0 | 0 | 0 | 0
20.01. | 1 | 0 |  | 0 | 0 | 0 | 0 | 0
20.01. | 2 | 0 |  | 0 | 0 | 0 | 0 | 0
20.01. | 3 | 0 |  | 0 | 0 | 0 | 0 | 0
20.01. | 4 | 0 |  | 0 | 0 | 0 | 0 | 0
20.01. | 5 | 0 |  | 0 | 0 | 0 | 0 | 0
20.01. | 6 | 0 |  | 0 | 0 | 0 | 0 | 0
20.01. | 7 | 0 |  | 0 | 0 | 0 | 0 | 0
20.01. | 8 | 0 |  | 0 | 0 | 0 | 0 | 0
20.01. | 9 | 0 |  | 0 | 0 | 0 | 0 | 0
20.01. | 10 | 0 |  | 0 | 0 | 0 | 0 | 0
20.01. | 11 | 0 |  | 0 | 0 | 0 | 0 | 0
20.01. | 12 | 0 |  | 0 | 0 | 0 | 0 | 0
20.01. | 13 | 0 |  | 0 | 0 | 0 | 0 | 0
20.01. | 14 | 0 |  | 0 | 0 | 0 | 0 | 0
20.01. | 15 | 0 |  | 0 | 0 | 0 | 0 | 0
20.01. | 16 | 0 |  | 0 | 0 | 0 | 0 | 0
20.01. | 17 | 0 |  | 0 | 0 | 0 | 0 | 0
20.01. | 18 | 0 |  | 0 | 0 | 0 | 0 | 0
20.01. | 19 | 0 |  | 0 | 0 | 0 | 0 | 0
20.01. | 20 | 0 |  | 0 | 0 | 0 | 0 | 0
20.01. | 21 | 0 |  | 0 | 0 | 0 | 0 | 0
20.01. | 22 | 0 |  | 0 | 0 | 0 | 0 | 0
20.01. | 23 | 0 |  | 0 | 0 | 0 | 0 | 0
20.01. | 24 | 0 |  | 0 | 0 | 0 | 0 | 0
21.01. | 1 | 0 |  | 0 | 0 | 0 | 0 | 0
21.01. | 2 | 0 |  | 0 | 0 | 0 | 0 | 0
21.01. | 3 | 0 |  | 0 | 0 | 0 | 0 | 0
21.01. | 4 | 0 |  | 0 | 0 | 0 | 0 | 0
21.01. | 5 | 0 |  | 0 | 0 | 0 | 0 | 0
21.01. | 6 | 0 |  | 0 | 0 | 0 | 0 | 0
21.01. | 7 | 0 |  | 0 | 0 | 0 | 0 | 0
21.01. | 8 | 0 |  | 0 | 0 | 0 | 0 | 0
21.01. | 9 | 0 |  | 0 | 0 | 0 | 0 | 0
21.01. | 10 | 0 |  | 0 | 0 | 0 | 0 | 0
21.01. | 11 | 0 |  | 0 | 0 | 0 | 0 | 0
21.01. | 12 | 0 |  | 0 | 0 | 0 | 0 | 0
21.01. | 13 | 0 |  | 0 | 0 | 0 | 0 | 0
21.01. | 14 | 0 |  | 0 | 0 | 0 | 0 | 0
21.01. | 15 | 0 |  | 0 | 0 | 0 | 0 | 0
21.01. | 16 | 0 |  | 0 | 0 | 0 | 0 | 0
21.01. | 17 | 0 |  | 0 | 0 | 0 | 0 | 0
21.01. | 18 | 0 |  | 0 | 0 | 0 | 0 | 0
21.01. | 19 | 0 |  | 0 | 0 | 0 | 0 | 0
21.01. | 20 | 0 |  | 0 | 0 | 0 | 0 | 0
21.01. | 21 | 0 |  | 0 | 0 | 0 | 0 | 0
21.01. | 22 | 0 |  | 0 | 0 | 0 | 0 | 0
21.01. | 23 | 0 |  | 0 | 0 | 0 | 0 | 0
21.01. | 24 | 0 |  | 0 | 0 | 0 | 0 | 0
22.01. | 1 | 0 |  | 0 | 0 | 0 | 0 | 0
22.01. | 2 | 0 |  | 0 | 0 | 0 | 0 | 0
22.01. | 3 | 0 |  | 0 | 0 | 0 | 0 | 0
22.01. | 4 | 0 |  | 0 | 0 | 0 | 0 | 0
22.01. | 5 | 0 |  | 0 | 0 | 0 | 0 | 0
22.01. | 6 | 0 |  | 0 | 0 | 0 | 0 | 0
22.01. | 7 | 0 |  | 0 | 0 | 0 | 0 | 0
22.01. | 8 | 0 |  | 0 | 0 | 0 | 0 | 0
22.01. | 9 | 0 |  | 0 | 0 | 0 | 0 | 0
22.01. | 10 | 0 |  | 0 | 0 | 0 | 0 | 0
22.01. | 11 | 0 |  | 0 | 0 | 0 | 0 | 0
22.01. | 12 | 0 |  | 0 | 0 | 0 | 0 | 0
22.01. | 13 | 0 |  | 0 | 0 | 0 | 0 | 0
22.01. | 14 | 0 |  | 0 | 0 | 0 | 0 | 0
22.01. | 15 | 0 |  | 0 | 0 | 0 | 0 | 0
22.01. | 16 | 0 |  | 0 | 0 | 0 | 0 | 0
22.01. | 17 | 0 |  | 0 | 0 | 0 | 0 | 0
22.01. | 18 | 0 |  | 0 | 0 | 0 | 0 | 0
22.01. | 19 | 0 |  | 0 | 0 | 0 | 0 | 0
22.01. | 20 | 0 |  | 0 | 0 | 0 | 0 | 0
22.01. | 21 | 0 |  | 0 | 0 | 0 | 0 | 0
22.01. | 22 | 0 |  | 0 | 0 | 0 | 0 | 0
22.01. | 23 | 0 |  | 0 | 0 | 0 | 0 | 0
22.01. | 24 | 0 |  | 0 | 0 | 0 | 0 | 0
23.01. | 1 | 0 |  | 0 | 0 | 0 | 0 | 0
23.01. | 2 | 0 |  | 0 | 0 | 0 | 0 | 0
23.01. | 3 | 0 |  | 0 | 0 | 0 | 0 | 0
23.01. | 4 | 0 |  | 0 | 0 | 0 | 0 | 0
23.01. | 5 | 0 |  | 0 | 0 | 0 | 0 | 0
23.01. | 6 | 0 |  | 0 | 0 | 0 | 0 | 0
23.01. | 7 | 0 |  | 0 | 0 | 0 | 0 | 0
23.01. | 8 | 0 |  | 0 | 0 | 0 | 0 | 0
23.01. | 9 | 0 |  | 0 | 0 | 0 | 0 | 0
23.01. | 10 | 0 |  | 0 | 0 | 0 | 0 | 0
23.01. | 11 | 0 |  | 0 | 0 | 0 | 0 | 0
23.01. | 12 | 0 |  | 0 | 0 | 0 | 0 | 0
23.01. | 13 | 0 |  | 0 | 0 | 0 | 0 | 0
23.01. | 14 | 0 |  | 0 | 0 | 0 | 0 | 0
23.01. | 15 | 0 |  | 0 | 0 | 0 | 0 | 0
23.01. | 16 | 0 |  | 0 | 0 | 0 | 0 | 0
23.01. | 17 | 0 |  | 0 | 0 | 0 | 0 | 0
23.01. | 18 | 0 |  | 0 | 0 | 0 | 0 | 0
23.01. | 19 | 0 |  | 0 | 0 | 0 | 0 | 0
23.01. | 20 | 0 |  | 0 | 0 | 0 | 0 | 0
23.01. | 21 | 0 |  | 0 | 0 | 0 | 0 | 0
23.01. | 22 | 0 |  | 0 | 0 | 0 | 0 | 0
23.01. | 23 | 0 |  | 0 | 0 | 0 | 0 | 0
23.01. | 24 | 0 |  | 0 | 0 | 0 | 0 | 0
24.01. | 1 | 0 |  | 0 | 0 | 0 | 0 | 0
24.01. | 2 | 0 |  | 0 | 0 | 0 | 0 | 0
24.01. | 3 | 0 |  | 0 | 0 | 0 | 0 | 0
24.01. | 4 | 0 |  | 0 | 0 | 0 | 0 | 0
24.01. | 5 | 0 |  | 0 | 0 | 0 | 0 | 0
24.01. | 6 | 0 |  | 0 | 0 | 0 | 0 | 0
24.01. | 7 | 0 |  | 0 | 0 | 0 | 0 | 0
24.01. | 8 | 0 |  | 0 | 0 | 0 | 0 | 0
24.01. | 9 | 0 |  | 0 | 0 | 0 | 0 | 0
24.01. | 10 | 0 |  | 0 | 0 | 0 | 0 | 0
24.01. | 11 | 0 |  | 0 | 0 | 0 | 0 | 0
24.01. | 12 | 0 |  | 0 | 0 | 0 | 0 | 0
24.01. | 13 | 0 |  | 0 | 0 | 0 | 0 | 0
24.01. | 14 | 0 |  | 0 | 0 | 0 | 0 | 0
24.01. | 15 | 0 |  | 0 | 0 | 0 | 0 | 0
24.01. | 16 | 0 |  | 0 | 0 | 0 | 0 | 0
24.01. | 17 | 0 |  | 0 | 0 | 0 | 0 | 0
24.01. | 18 | 0 |  | 0 | 0 | 0 | 0 | 0
24.01. | 19 | 0 |  | 0 | 0 | 0 | 0 | 0
24.01. | 20 | 0 |  | 0 | 0 | 0 | 0 | 0
24.01. | 21 | 0 |  | 0 | 0 | 0 | 0 | 0
24.01. | 22 | 0 |  | 0 | 0 | 0 | 0 | 0
24.01. | 23 | 0 |  | 0 | 0 | 0 | 0 | 0
24.01. | 24 | 0 |  | 0 | 0 | 0 | 0 | 0
25.01. | 1 | 0 |  | 0 | 0 | 0 | 0 | 0
25.01. | 2 | 0 |  | 0 | 0 | 0 | 0 | 0
25.01. | 3 | 0 |  | 0 | 0 | 0 | 0 | 0
25.01. | 4 | 0 |  | 0 | 0 | 0 | 0 | 0
25.01. | 5 | 0 |  | 0 | 0 | 0 | 0 | 0
25.01. | 6 | 0 |  | 0 | 0 | 0 | 0 | 0
25.01. | 7 | 0 |  | 0 | 0 | 0 | 0 | 0
25.01. | 8 | 0 |  | 0 | 0 | 0 | 0 | 0
25.01. | 9 | 0 |  | 0 | 0 | 0 | 0 | 0
25.01. | 10 | 0 |  | 0 | 0 | 0 | 0 | 0
25.01. | 11 | 0 |  | 0 | 0 | 0 | 0 | 0
25.01. | 12 | 0 |  | 0 | 0 | 0 | 0 | 0
25.01. | 13 | 0 |  | 0 | 0 | 0 | 0 | 0
25.01. | 14 | 0 |  | 0 | 0 | 0 | 0 | 0
25.01. | 15 | 0 |  | 0 | 0 | 0 | 0 | 0
25.01. | 16 | 0 |  | 0 | 0 | 0 | 0 | 0
25.01. | 17 | 0 |  | 0 | 0 | 0 | 0 | 0
25.01. | 18 | 0 |  | 0 | 0 | 0 | 0 | 0
25.01. | 19 | 0 |  | 0 | 0 | 0 | 0 | 0
25.01. | 20 | 0 |  | 0 | 0 | 0 | 0 | 0
25.01. | 21 | 0 |  | 0 | 0 | 0 | 0 | 0
25.01. | 22 | 0 |  | 0 | 0 | 0 | 0 | 0
25.01. | 23 | 0 |  | 0 | 0 | 0 | 0 | 0
25.01. | 24 | 0 |  | 0 | 0 | 0 | 0 | 0
26.01. | 1 | 0 |  | 0 | 0 | 0 | 0 | 0
26.01. | 2 | 0 |  | 0 | 0 | 0 | 0 | 0
26.01. | 3 | 0 |  | 0 | 0 | 0 | 0 | 0
26.01. | 4 | 0 |  | 0 | 0 | 0 | 0 | 0
26.01. | 5 | 0 |  | 0 | 0 | 0 | 0 | 0
26.01. | 6 | 0 |  | 0 | 0 | 0 | 0 | 0
26.01. | 7 | 0 |  | 0 | 0 | 0 | 0 | 0
26.01. | 8 | 0 |  | 0 | 0 | 0 | 0 | 0
26.01. | 9 | 0 |  | 0 | 0 | 0 | 0 | 0
26.01. | 10 | 0 |  | 0 | 0 | 0 | 0 | 0
26.01. | 11 | 0 |  | 0 | 0 | 0 | 0 | 0
26.01. | 12 | 0 |  | 0 | 0 | 0 | 0 | 0
26.01. | 13 | 0 |  | 0 | 0 | 0 | 0 | 0
26.01. | 14 | 0 |  | 0 | 0 | 0 | 0 | 0
26.01. | 15 | 0 |  | 0 | 0 | 0 | 0 | 0
26.01. | 16 | 0 |  | 0 | 0 | 0 | 0 | 0
26.01. | 17 | 0 |  | 0 | 0 | 0 | 0 | 0
26.01. | 18 | 0 |  | 0 | 0 | 0 | 0 | 0
26.01. | 19 | 0 |  | 0 | 0 | 0 | 0 | 0
26.01. | 20 | 0 |  | 0 | 0 | 0 | 0 | 0
26.01. | 21 | 0 |  | 0 | 0 | 0 | 0 | 0
26.01. | 22 | 0 |  | 0 | 0 | 0 | 0 | 0
26.01. | 23 | 0 |  | 0 | 0 | 0 | 0 | 0
26.01. | 24 | 0 |  | 0 | 0 | 0 | 0 | 0
27.01. | 1 | 0 |  | 0 | 0 | 0 | 0 | 0
27.01. | 2 | 0 |  | 0 | 0 | 0 | 0 | 0
27.01. | 3 | 0 |  | 0 | 0 | 0 | 0 | 0
27.01. | 4 | 0 |  | 0 | 0 | 0 | 0 | 0
27.01. | 5 | 0 |  | 0 | 0 | 0 | 0 | 0
27.01. | 6 | 0 |  | 0 | 0 | 0 | 0 | 0
27.01. | 7 | 0 |  | 0 | 0 | 0 | 0 | 0
27.01. | 8 | 0 |  | 0 | 0 | 0 | 0 | 0
27.01. | 9 | 0 |  | 0 | 0 | 0 | 0 | 0
27.01. | 10 | 0 |  | 0 | 0 | 0 | 0 | 0
27.01. | 11 | 0 |  | 0 | 0 | 0 | 0 | 0
27.01. | 12 | 0 |  | 0 | 0 | 0 | 0 | 0
27.01. | 13 | 0 |  | 0 | 0 | 0 | 0 | 0
27.01. | 14 | 0 |  | 0 | 0 | 0 | 0 | 0
27.01. | 15 | 0 |  | 0 | 0 | 0 | 0 | 0
27.01. | 16 | 0 |  | 0 | 0 | 0 | 0 | 0
27.01. | 17 | 0 |  | 0 | 0 | 0 | 0 | 0
27.01. | 18 | 0 |  | 0 | 0 | 0 | 0 | 0
27.01. | 19 | 0 |  | 0 | 0 | 0 | 0 | 0
27.01. | 20 | 0 |  | 0 | 0 | 0 | 0 | 0
27.01. | 21 | 0 |  | 0 | 0 | 0 | 0 | 0
27.01. | 22 | 0 |  | 0 | 0 | 0 | 0 | 0
27.01. | 23 | 0 |  | 0 | 0 | 0 | 0 | 0
27.01. | 24 | 0 |  | 0 | 0 | 0 | 0 | 0
28.01. | 1 | 0 |  | 0 | 0 | 0 | 0 | 0
28.01. | 2 | 0 |  | 0 | 0 | 0 | 0 | 0
28.01. | 3 | 0 |  | 0 | 0 | 0 | 0 | 0
28.01. | 4 | 0 |  | 0 | 0 | 0 | 0 | 0
28.01. | 5 | 0 |  | 0 | 0 | 0 | 0 | 0
28.01. | 6 | 0 |  | 0 | 0 | 0 | 0 | 0
28.01. | 7 | 0 |  | 0 | 0 | 0 | 0 | 0
28.01. | 8 | 0 |  | 0 | 0 | 0 | 0 | 0
28.01. | 9 | 0 |  | 0 | 0 | 0 | 0 | 0
28.01. | 10 | 0 |  | 0 | 0 | 0 | 0 | 0
28.01. | 11 | 0 |  | 0 | 0 | 0 | 0 | 0
28.01. | 12 | 0 |  | 0 | 0 | 0 | 0 | 0
28.01. | 13 | 0 |  | 0 | 0 | 0 | 0 | 0
28.01. | 14 | 0 |  | 0 | 0 | 0 | 0 | 0
28.01. | 15 | 0 |  | 0 | 0 | 0 | 0 | 0
28.01. | 16 | 0 |  | 0 | 0 | 0 | 0 | 0
28.01. | 17 | 0 |  | 0 | 0 | 0 | 0 | 0
28.01. | 18 | 0 |  | 0 | 0 | 0 | 0 | 0
28.01. | 19 | 0 |  | 0 | 0 | 0 | 0 | 0
28.01. | 20 | 0 |  | 0 | 0 | 0 | 0 | 0
28.01. | 21 | 0 |  | 0 | 0 | 0 | 0 | 0
28.01. | 22 | 0 |  | 0 | 0 | 0 | 0 | 0
28.01. | 23 | 0 |  | 0 | 0 | 0 | 0 | 0
28.01. | 24 | 0 |  | 0 | 0 | 0 | 0 | 0
29.01. | 1 | 0 |  | 0 | 0 | 0 | 0 | 0
29.01. | 2 | 0 |  | 0 | 0 | 0 | 0 | 0
29.01. | 3 | 0 |  | 0 | 0 | 0 | 0 | 0
29.01. | 4 | 0 |  | 0 | 0 | 0 | 0 | 0
29.01. | 5 | 0 |  | 0 | 0 | 0 | 0 | 0
29.01. | 6 | 0 |  | 0 | 0 | 0 | 0 | 0
29.01. | 7 | 0 |  | 0 | 0 | 0 | 0 | 0
29.01. | 8 | 0 |  | 0 | 0 | 0 | 0 | 0
29.01. | 9 | 0 |  | 0 | 0 | 0 | 0 | 0
29.01. | 10 | 0 |  | 0 | 0 | 0 | 0 | 0
29.01. | 11 | 0 |  | 0 | 0 | 0 | 0 | 0
29.01. | 12 | 0 |  | 0 | 0 | 0 | 0 | 0
29.01. | 13 | 0 |  | 0 | 0 | 0 | 0 | 0
29.01. | 14 | 0 |  | 0 | 0 | 0 | 0 | 0
29.01. | 15 | 0 |  | 0 | 0 | 0 | 0 | 0
29.01. | 16 | 0 |  | 0 | 0 | 0 | 0 | 0
29.01. | 17 | 0 |  | 0 | 0 | 0 | 0 | 0
29.01. | 18 | 0 |  | 0 | 0 | 0 | 0 | 0
29.01. | 19 | 0 |  | 0 | 0 | 0 | 0 | 0
29.01. | 20 | 0 |  | 0 | 0 | 0 | 0 | 0
29.01. | 21 | 0 |  | 0 | 0 | 0 | 0 | 0
29.01. | 22 | 0 |  | 0 | 0 | 0 | 0 | 0
29.01. | 23 | 0 |  | 0 | 0 | 0 | 0 | 0
29.01. | 24 | 0 |  | 0 | 0 | 0 | 0 | 0
30.01. | 1 | 0 |  | 0 | 0 | 0 | 0 | 0
30.01. | 2 | 0 |  | 0 | 0 | 0 | 0 | 0
30.01. | 3 | 0 |  | 0 | 0 | 0 | 0 | 0
30.01. | 4 | 0 |  | 0 | 0 | 0 | 0 | 0
30.01. | 5 | 0 |  | 0 | 0 | 0 | 0 | 0
30.01. | 6 | 0 |  | 0 | 0 | 0 | 0 | 0
30.01. | 7 | 0 |  | 0 | 0 | 0 | 0 | 0
30.01. | 8 | 0 |  | 0 | 0 | 0 | 0 | 0
30.01. | 9 | 0 |  | 0 | 0 | 0 | 0 | 0
30.01. | 10 | 0 |  | 0 | 0 | 0 | 0 | 0
30.01. | 11 | 0 |  | 0 | 0 | 0 | 0 | 0
30.01. | 12 | 0 |  | 0 | 0 | 0 | 0 | 0
30.01. | 13 | 0 |  | 0 | 0 | 0 | 0 | 0
30.01. | 14 | 0 |  | 0 | 0 | 0 | 0 | 0
30.01. | 15 | 0 |  | 0 | 0 | 0 | 0 | 0
30.01. | 16 | 0 |  | 0 | 0 | 0 | 0 | 0
30.01. | 17 | 0 |  | 0 | 0 | 0 | 0 | 0
30.01. | 18 | 0 |  | 0 | 0 | 0 | 0 | 0
30.01. | 19 | 0 |  | 0 | 0 | 0 | 0 | 0
30.01. | 20 | 0 |  | 0 | 0 | 0 | 0 | 0
30.01. | 21 | 0 |  | 0 | 0 | 0 | 0 | 0
30.01. | 22 | 0 |  | 0 | 0 | 0 | 0 | 0
30.01. | 23 | 0 |  | 0 | 0 | 0 | 0 | 0
30.01. | 24 | 0 |  | 0 | 0 | 0 | 0 | 0
31.01. | 1 | 0 |  | 0 | 0 | 0 | 0 | 0
31.01. | 2 | 0 |  | 0 | 0 | 0 | 0 | 0
31.01. | 3 | 0 |  | 0 | 0 | 0 | 0 | 0
31.01. | 4 | 0 |  | 0 | 0 | 0 | 0 | 0
31.01. | 5 | 0 |  | 0 | 0 | 0 | 0 | 0
31.01. | 6 | 0 |  | 0 | 0 | 0 | 0 | 0
31.01. | 7 | 0 |  | 0 | 0 | 0 | 0 | 0
31.01. | 8 | 0 |  | 0 | 0 | 0 | 0 | 0
31.01. | 9 | 0 |  | 0 | 0 | 0 | 0 | 0
31.01. | 10 | 0 |  | 0 | 0 | 0 | 0 | 0
31.01. | 11 | 0 |  | 0 | 0 | 0 | 0 | 0
31.01. | 12 | 0 |  | 0 | 0 | 0 | 0 | 0
31.01. | 13 | 0 |  | 0 | 0 | 0 | 0 | 0
31.01. | 14 | 0 |  | 0 | 0 | 0 | 0 | 0
31.01. | 15 | 0 |  | 0 | 0 | 0 | 0 | 0
31.01. | 16 | 0 |  | 0 | 0 | 0 | 0 | 0
31.01. | 17 | 0 |  | 0 | 0 | 0 | 0 | 0
31.01. | 18 | 0 |  | 0 | 0 | 0 | 0 | 0
31.01. | 19 | 0 |  | 0 | 0 | 0 | 0 | 0
31.01. | 20 | 0 |  | 0 | 0 | 0 | 0 | 0
31.01. | 21 | 0 |  | 0 | 0 | 0 | 0 | 0
31.01. | 22 | 0 |  | 0 | 0 | 0 | 0 | 0
31.01. | 23 | 0 |  | 0 | 0 | 0 | 0 | 0
31.01. | 24 | 0 |  | 0 | 0 | 0 | 0 | 0
01.02. | 1 | 0 |  | 0 | 0 | 0 | 0 | 0
01.02. | 2 | 0 |  | 0 | 0 | 0 | 0 | 0
01.02. | 3 | 0 |  | 0 | 0 | 0 | 0 | 0
01.02. | 4 | 0 |  | 0 | 0 | 0 | 0 | 0
01.02. | 5 | 0 |  | 0 | 0 | 0 | 0 | 0
01.02. | 6 | 0 |  | 0 | 0 | 0 | 0 | 0
01.02. | 7 | 0 |  | 0 | 0 | 0 | 0 | 0
01.02. | 8 | 0 |  | 0 | 0 | 0 | 0 | 0
01.02. | 9 | 0 |  | 0 | 0 | 0 | 0 | 0
01.02. | 10 | 0 |  | 0 | 0 | 0 | 0 | 0
01.02. | 11 | 0 |  | 0 | 0 | 0 | 0 | 0
01.02. | 12 | 0 |  | 0 | 0 | 0 | 0 | 0
01.02. | 13 | 0 |  | 0 | 0 | 0 | 0 | 0
01.02. | 14 | 0 |  | 0 | 0 | 0 | 0 | 0
01.02. | 15 | 0 |  | 0 | 0 | 0 | 0 | 0
01.02. | 16 | 0 |  | 0 | 0 | 0 | 0 | 0
01.02. | 17 | 0 |  | 0 | 0 | 0 | 0 | 0
01.02. | 18 | 0 |  | 0 | 0 | 0 | 0 | 0
01.02. | 19 | 0 |  | 0 | 0 | 0 | 0 | 0
01.02. | 20 | 0 |  | 0 | 0 | 0 | 0 | 0
01.02. | 21 | 0 |  | 0 | 0 | 0 | 0 | 0
01.02. | 22 | 0 |  | 0 | 0 | 0 | 0 | 0
01.02. | 23 | 0 |  | 0 | 0 | 0 | 0 | 0
01.02. | 24 | 0 |  | 0 | 0 | 0 | 0 | 0
02.02. | 1 | 0 |  | 0 | 0 | 0 | 0 | 0
02.02. | 2 | 0 |  | 0 | 0 | 0 | 0 | 0
02.02. | 3 | 0 |  | 0 | 0 | 0 | 0 | 0
02.02. | 4 | 0 |  | 0 | 0 | 0 | 0 | 0
02.02. | 5 | 0 |  | 0 | 0 | 0 | 0 | 0
02.02. | 6 | 0 |  | 0 | 0 | 0 | 0 | 0
02.02. | 7 | 0 |  | 0 | 0 | 0 | 0 | 0
02.02. | 8 | 0 |  | 0 | 0 | 0 | 0 | 0
02.02. | 9 | 0 |  | 0 | 0 | 0 | 0 | 0
02.02. | 10 | 0 |  | 0 | 0 | 0 | 0 | 0
02.02. | 11 | 0 |  | 0 | 0 | 0 | 0 | 0
02.02. | 12 | 0 |  | 0 | 0 | 0 | 0 | 0
02.02. | 13 | 0 |  | 0 | 0 | 0 | 0 | 0
02.02. | 14 | 0 |  | 0 | 0 | 0 | 0 | 0
02.02. | 15 | 0 |  | 0 | 0 | 0 | 0 | 0
02.02. | 16 | 0 |  | 0 | 0 | 0 | 0 | 0
02.02. | 17 | 0 |  | 0 | 0 | 0 | 0 | 0
02.02. | 18 | 0 |  | 0 | 0 | 0 | 0 | 0
02.02. | 19 | 0 |  | 0 | 0 | 0 | 0 | 0
02.02. | 20 | 0 |  | 0 | 0 | 0 | 0 | 0
02.02. | 21 | 0 |  | 0 | 0 | 0 | 0 | 0
02.02. | 22 | 0 |  | 0 | 0 | 0 | 0 | 0
02.02. | 23 | 0 |  | 0 | 0 | 0 | 0 | 0
02.02. | 24 | 0 |  | 0 | 0 | 0 | 0 | 0
03.02. | 1 | 0 |  | 0 | 0 | 0 | 0 | 0
03.02. | 2 | 0 |  | 0 | 0 | 0 | 0 | 0
03.02. | 3 | 0 |  | 0 | 0 | 0 | 0 | 0
03.02. | 4 | 0 |  | 0 | 0 | 0 | 0 | 0
03.02. | 5 | 0 |  | 0 | 0 | 0 | 0 | 0
03.02. | 6 | 0 |  | 0 | 0 | 0 | 0 | 0
03.02. | 7 | 0 |  | 0 | 0 | 0 | 0 | 0
03.02. | 8 | 0 |  | 0 | 0 | 0 | 0 | 0
03.02. | 9 | 0 |  | 0 | 0 | 0 | 0 | 0
03.02. | 10 | 0 |  | 0 | 0 | 0 | 0 | 0
03.02. | 11 | 0 |  | 0 | 0 | 0 | 0 | 0
03.02. | 12 | 0 |  | 0 | 0 | 0 | 0 | 0
03.02. | 13 | 0 |  | 0 | 0 | 0 | 0 | 0
03.02. | 14 | 0 |  | 0 | 0 | 0 | 0 | 0
03.02. | 15 | 0 |  | 0 | 0 | 0 | 0 | 0
03.02. | 16 | 0 |  | 0 | 0 | 0 | 0 | 0
03.02. | 17 | 0 |  | 0 | 0 | 0 | 0 | 0
03.02. | 18 | 0 |  | 0 | 0 | 0 | 0 | 0
03.02. | 19 | 0 |  | 0 | 0 | 0 | 0 | 0
03.02. | 20 | 0 |  | 0 | 0 | 0 | 0 | 0
03.02. | 21 | 0 |  | 0 | 0 | 0 | 0 | 0
03.02. | 22 | 0 |  | 0 | 0 | 0 | 0 | 0
03.02. | 23 | 0 |  | 0 | 0 | 0 | 0 | 0
03.02. | 24 | 0 |  | 0 | 0 | 0 | 0 | 0
04.02. | 1 | 0 |  | 0 | 0 | 0 | 0 | 0
04.02. | 2 | 0 |  | 0 | 0 | 0 | 0 | 0
04.02. | 3 | 0 |  | 0 | 0 | 0 | 0 | 0
04.02. | 4 | 0 |  | 0 | 0 | 0 | 0 | 0
04.02. | 5 | 0 |  | 0 | 0 | 0 | 0 | 0
04.02. | 6 | 0 |  | 0 | 0 | 0 | 0 | 0
04.02. | 7 | 0 |  | 0 | 0 | 0 | 0 | 0
04.02. | 8 | 0 |  | 0 | 0 | 0 | 0 | 0
04.02. | 9 | 0 |  | 0 | 0 | 0 | 0 | 0
04.02. | 10 | 0 |  | 0 | 0 | 0 | 0 | 0
04.02. | 11 | 0 |  | 0 | 0 | 0 | 0 | 0
04.02. | 12 | 0 |  | 0 | 0 | 0 | 0 | 0
04.02. | 13 | 0 |  | 0 | 0 | 0 | 0 | 0
04.02. | 14 | 0 |  | 0 | 0 | 0 | 0 | 0
04.02. | 15 | 0 |  | 0 | 0 | 0 | 0 | 0
04.02. | 16 | 0 |  | 0 | 0 | 0 | 0 | 0
04.02. | 17 | 0 |  | 0 | 0 | 0 | 0 | 0
04.02. | 18 | 0 |  | 0 | 0 | 0 | 0 | 0
04.02. | 19 | 0 |  | 0 | 0 | 0 | 0 | 0
04.02. | 20 | 0 |  | 0 | 0 | 0 | 0 | 0
04.02. | 21 | 0 |  | 0 | 0 | 0 | 0 | 0
04.02. | 22 | 0 |  | 0 | 0 | 0 | 0 | 0
04.02. | 23 | 0 |  | 0 | 0 | 0 | 0 | 0
04.02. | 24 | 0 |  | 0 | 0 | 0 | 0 | 0
05.02. | 1 | 0 |  | 0 | 0 | 0 | 0 | 0
05.02. | 2 | 0 |  | 0 | 0 | 0 | 0 | 0
05.02. | 3 | 0 |  | 0 | 0 | 0 | 0 | 0
05.02. | 4 | 0 |  | 0 | 0 | 0 | 0 | 0
05.02. | 5 | 0 |  | 0 | 0 | 0 | 0 | 0
05.02. | 6 | 0 |  | 0 | 0 | 0 | 0 | 0
05.02. | 7 | 0 |  | 0 | 0 | 0 | 0 | 0
05.02. | 8 | 0 |  | 0 | 0 | 0 | 0 | 0
05.02. | 9 | 0 |  | 0 | 0 | 0 | 0 | 0
05.02. | 10 | 0 |  | 0 | 0 | 0 | 0 | 0
05.02. | 11 | 0 |  | 0 | 0 | 0 | 0 | 0
05.02. | 12 | 0 |  | 0 | 0 | 0 | 0 | 0
05.02. | 13 | 0 |  | 0 | 0 | 0 | 0 | 0
05.02. | 14 | 0 |  | 0 | 0 | 0 | 0 | 0
05.02. | 15 | 0 |  | 0 | 0 | 0 | 0 | 0
05.02. | 16 | 0 |  | 0 | 0 | 0 | 0 | 0
05.02. | 17 | 0 |  | 0 | 0 | 0 | 0 | 0
05.02. | 18 | 0 |  | 0 | 0 | 0 | 0 | 0
05.02. | 19 | 0 |  | 0 | 0 | 0 | 0 | 0
05.02. | 20 | 0 |  | 0 | 0 | 0 | 0 | 0
05.02. | 21 | 0 |  | 0 | 0 | 0 | 0 | 0
05.02. | 22 | 0 |  | 0 | 0 | 0 | 0 | 0
05.02. | 23 | 0 |  | 0 | 0 | 0 | 0 | 0
05.02. | 24 | 0 |  | 0 | 0 | 0 | 0 | 0
06.02. | 1 | 0 |  | 0 | 0 | 0 | 0 | 0
06.02. | 2 | 0 |  | 0 | 0 | 0 | 0 | 0
06.02. | 3 | 0 |  | 0 | 0 | 0 | 0 | 0
06.02. | 4 | 0 |  | 0 | 0 | 0 | 0 | 0
06.02. | 5 | 0 |  | 0 | 0 | 0 | 0 | 0
06.02. | 6 | 0 |  | 0 | 0 | 0 | 0 | 0
06.02. | 7 | 0 |  | 0 | 0 | 0 | 0 | 0
06.02. | 8 | 0 |  | 0 | 0 | 0 | 0 | 0
06.02. | 9 | 0 |  | 0 | 0 | 0 | 0 | 0
06.02. | 10 | 0 |  | 0 | 0 | 0 | 0 | 0
06.02. | 11 | 0 |  | 0 | 0 | 0 | 0 | 0
06.02. | 12 | 0 |  | 0 | 0 | 0 | 0 | 0
06.02. | 13 | 0 |  | 0 | 0 | 0 | 0 | 0
06.02. | 14 | 0 |  | 0 | 0 | 0 | 0 | 0
06.02. | 15 | 0 |  | 0 | 0 | 0 | 0 | 0
06.02. | 16 | 0 |  | 0 | 0 | 0 | 0 | 0
06.02. | 17 | 0 |  | 0 | 0 | 0 | 0 | 0
06.02. | 18 | 0 |  | 0 | 0 | 0 | 0 | 0
06.02. | 19 | 0 |  | 0 | 0 | 0 | 0 | 0
06.02. | 20 | 0 |  | 0 | 0 | 0 | 0 | 0
06.02. | 21 | 0 |  | 0 | 0 | 0 | 0 | 0
06.02. | 22 | 0 |  | 0 | 0 | 0 | 0 | 0
06.02. | 23 | 0 |  | 0 | 0 | 0 | 0 | 0
06.02. | 24 | 0 |  | 0 | 0 | 0 | 0 | 0
07.02. | 1 | 0 |  | 0 | 0 | 0 | 0 | 0
07.02. | 2 | 0 |  | 0 | 0 | 0 | 0 | 0
07.02. | 3 | 0 |  | 0 | 0 | 0 | 0 | 0
07.02. | 4 | 0 |  | 0 | 0 | 0 | 0 | 0
07.02. | 5 | 0 |  | 0 | 0 | 0 | 0 | 0
07.02. | 6 | 0 |  | 0 | 0 | 0 | 0 | 0
07.02. | 7 | 0 |  | 0 | 0 | 0 | 0 | 0
07.02. | 8 | 0 |  | 0 | 0 | 0 | 0 | 0
07.02. | 9 | 0 |  | 0 | 0 | 0 | 0 | 0
07.02. | 10 | 0 |  | 0 | 0 | 0 | 0 | 0
07.02. | 11 | 0 |  | 0 | 0 | 0 | 0 | 0
07.02. | 12 | 0 |  | 0 | 0 | 0 | 0 | 0
07.02. | 13 | 0 |  | 0 | 0 | 0 | 0 | 0
07.02. | 14 | 0 |  | 0 | 0 | 0 | 0 | 0
07.02. | 15 | 0 |  | 0 | 0 | 0 | 0 | 0
07.02. | 16 | 0 |  | 0 | 0 | 0 | 0 | 0
07.02. | 17 | 0 |  | 0 | 0 | 0 | 0 | 0
07.02. | 18 | 0 |  | 0 | 0 | 0 | 0 | 0
07.02. | 19 | 0 |  | 0 | 0 | 0 | 0 | 0
07.02. | 20 | 0 |  | 0 | 0 | 0 | 0 | 0
07.02. | 21 | 0 |  | 0 | 0 | 0 | 0 | 0
07.02. | 22 | 0 |  | 0 | 0 | 0 | 0 | 0
07.02. | 23 | 0 |  | 0 | 0 | 0 | 0 | 0
07.02. | 24 | 0 |  | 0 | 0 | 0 | 0 | 0
08.02. | 1 | 0 |  | 0 | 0 | 0 | 0 | 0
08.02. | 2 | 0 |  | 0 | 0 | 0 | 0 | 0
08.02. | 3 | 0 |  | 0 | 0 | 0 | 0 | 0
08.02. | 4 | 0 |  | 0 | 0 | 0 | 0 | 0
08.02. | 5 | 0 |  | 0 | 0 | 0 | 0 | 0
08.02. | 6 | 0 |  | 0 | 0 | 0 | 0 | 0
08.02. | 7 | 0 |  | 0 | 0 | 0 | 0 | 0
08.02. | 8 | 0 |  | 0 | 0 | 0 | 0 | 0
08.02. | 9 | 0 |  | 0 | 0 | 0 | 0 | 0
08.02. | 10 | 0 |  | 0 | 0 | 0 | 0 | 0
08.02. | 11 | 0 |  | 0 | 0 | 0 | 0 | 0
08.02. | 12 | 0 |  | 0 | 0 | 0 | 0 | 0
08.02. | 13 | 0 |  | 0 | 0 | 0 | 0 | 0
08.02. | 14 | 0 |  | 0 | 0 | 0 | 0 | 0
08.02. | 15 | 0 |  | 0 | 0 | 0 | 0 | 0
08.02. | 16 | 0 |  | 0 | 0 | 0 | 0 | 0
08.02. | 17 | 0 |  | 0 | 0 | 0 | 0 | 0
08.02. | 18 | 0 |  | 0 | 0 | 0 | 0 | 0
08.02. | 19 | 0 |  | 0 | 0 | 0 | 0 | 0
08.02. | 20 | 0 |  | 0 | 0 | 0 | 0 | 0
08.02. | 21 | 0 |  | 0 | 0 | 0 | 0 | 0
08.02. | 22 | 0 |  | 0 | 0 | 0 | 0 | 0
08.02. | 23 | 0 |  | 0 | 0 | 0 | 0 | 0
08.02. | 24 | 0 |  | 0 | 0 | 0 | 0 | 0
09.02. | 1 | 0 |  | 0 | 0 | 0 | 0 | 0
09.02. | 2 | 0 |  | 0 | 0 | 0 | 0 | 0
09.02. | 3 | 0 |  | 0 | 0 | 0 | 0 | 0
09.02. | 4 | 0 |  | 0 | 0 | 0 | 0 | 0
09.02. | 5 | 0 |  | 0 | 0 | 0 | 0 | 0
09.02. | 6 | 0 |  | 0 | 0 | 0 | 0 | 0
09.02. | 7 | 0 |  | 0 | 0 | 0 | 0 | 0
09.02. | 8 | 0 |  | 0 | 0 | 0 | 0 | 0
09.02. | 9 | 0 |  | 0 | 0 | 0 | 0 | 0
09.02. | 10 | 0 |  | 0 | 0 | 0 | 0 | 0
09.02. | 11 | 0 |  | 0 | 0 | 0 | 0 | 0
09.02. | 12 | 0 |  | 0 | 0 | 0 | 0 | 0
09.02. | 13 | 0 |  | 0 | 0 | 0 | 0 | 0
09.02. | 14 | 0 |  | 0 | 0 | 0 | 0 | 0
09.02. | 15 | 0 |  | 0 | 0 | 0 | 0 | 0
09.02. | 16 | 0 |  | 0 | 0 | 0 | 0 | 0
09.02. | 17 | 0 |  | 0 | 0 | 0 | 0 | 0
09.02. | 18 | 0 |  | 0 | 0 | 0 | 0 | 0
09.02. | 19 | 0 |  | 0 | 0 | 0 | 0 | 0
09.02. | 20 | 0 |  | 0 | 0 | 0 | 0 | 0
09.02. | 21 | 0 |  | 0 | 0 | 0 | 0 | 0
09.02. | 22 | 0 |  | 0 | 0 | 0 | 0 | 0
09.02. | 23 | 0 |  | 0 | 0 | 0 | 0 | 0
09.02. | 24 | 0 |  | 0 | 0 | 0 | 0 | 0
10.02. | 1 | 0 |  | 0 | 0 | 0 | 0 | 0
10.02. | 2 | 0 |  | 0 | 0 | 0 | 0 | 0
10.02. | 3 | 0 |  | 0 | 0 | 0 | 0 | 0
10.02. | 4 | 0 |  | 0 | 0 | 0 | 0 | 0
10.02. | 5 | 0 |  | 0 | 0 | 0 | 0 | 0
10.02. | 6 | 0 |  | 0 | 0 | 0 | 0 | 0
10.02. | 7 | 0 |  | 0 | 0 | 0 | 0 | 0
10.02. | 8 | 0 |  | 0 | 0 | 0 | 0 | 0
10.02. | 9 | 0 |  | 0 | 0 | 0 | 0 | 0
10.02. | 10 | 0 |  | 0 | 0 | 0 | 0 | 0
10.02. | 11 | 0 |  | 0 | 0 | 0 | 0 | 0
10.02. | 12 | 0 |  | 0 | 0 | 0 | 0 | 0
10.02. | 13 | 0 |  | 0 | 0 | 0 | 0 | 0
10.02. | 14 | 0 |  | 0 | 0 | 0 | 0 | 0
10.02. | 15 | 0 |  | 0 | 0 | 0 | 0 | 0
10.02. | 16 | 0 |  | 0 | 0 | 0 | 0 | 0
10.02. | 17 | 0 |  | 0 | 0 | 0 | 0 | 0
10.02. | 18 | 0 |  | 0 | 0 | 0 | 0 | 0
10.02. | 19 | 0 |  | 0 | 0 | 0 | 0 | 0
10.02. | 20 | 0 |  | 0 | 0 | 0 | 0 | 0
10.02. | 21 | 0 |  | 0 | 0 | 0 | 0 | 0
10.02. | 22 | 0 |  | 0 | 0 | 0 | 0 | 0
10.02. | 23 | 0 |  | 0 | 0 | 0 | 0 | 0
10.02. | 24 | 0 |  | 0 | 0 | 0 | 0 | 0
11.02. | 1 | 0 |  | 0 | 0 | 0 | 0 | 0
11.02. | 2 | 0 |  | 0 | 0 | 0 | 0 | 0
11.02. | 3 | 0 |  | 0 | 0 | 0 | 0 | 0
11.02. | 4 | 0 |  | 0 | 0 | 0 | 0 | 0
11.02. | 5 | 0 |  | 0 | 0 | 0 | 0 | 0
11.02. | 6 | 0 |  | 0 | 0 | 0 | 0 | 0
11.02. | 7 | 0 |  | 0 | 0 | 0 | 0 | 0
11.02. | 8 | 0 |  | 0 | 0 | 0 | 0 | 0
11.02. | 9 | 0 |  | 0 | 0 | 0 | 0 | 0
11.02. | 10 | 0 |  | 0 | 0 | 0 | 0 | 0
11.02. | 11 | 0 |  | 0 | 0 | 0 | 0 | 0
11.02. | 12 | 0 |  | 0 | 0 | 0 | 0 | 0
11.02. | 13 | 0 |  | 0 | 0 | 0 | 0 | 0
11.02. | 14 | 0 |  | 0 | 0 | 0 | 0 | 0
11.02. | 15 | 0 |  | 0 | 0 | 0 | 0 | 0
11.02. | 16 | 0 |  | 0 | 0 | 0 | 0 | 0
11.02. | 17 | 0 |  | 0 | 0 | 0 | 0 | 0
11.02. | 18 | 0 |  | 0 | 0 | 0 | 0 | 0
11.02. | 19 | 0 |  | 0 | 0 | 0 | 0 | 0
11.02. | 20 | 0 |  | 0 | 0 | 0 | 0 | 0
11.02. | 21 | 0 |  | 0 | 0 | 0 | 0 | 0
11.02. | 22 | 0 |  | 0 | 0 | 0 | 0 | 0
11.02. | 23 | 0 |  | 0 | 0 | 0 | 0 | 0
11.02. | 24 | 0 |  | 0 | 0 | 0 | 0 | 0
12.02. | 1 | 0 |  | 0 | 0 | 0 | 0 | 0
12.02. | 2 | 0 |  | 0 | 0 | 0 | 0 | 0
12.02. | 3 | 0 |  | 0 | 0 | 0 | 0 | 0
12.02. | 4 | 0 |  | 0 | 0 | 0 | 0 | 0
12.02. | 5 | 0 |  | 0 | 0 | 0 | 0 | 0
12.02. | 6 | 0 |  | 0 | 0 | 0 | 0 | 0
12.02. | 7 | 0 |  | 0 | 0 | 0 | 0 | 0
12.02. | 8 | 0 |  | 0 | 0 | 0 | 0 | 0
12.02. | 9 | 0 |  | 0 | 0 | 0 | 0 | 0
12.02. | 10 | 0 |  | 0 | 0 | 0 | 0 | 0
12.02. | 11 | 0 |  | 0 | 0 | 0 | 0 | 0
12.02. | 12 | 0 |  | 0 | 0 | 0 | 0 | 0
12.02. | 13 | 0 |  | 0 | 0 | 0 | 0 | 0
12.02. | 14 | 0 |  | 0 | 0 | 0 | 0 | 0
12.02. | 15 | 0 |  | 0 | 0 | 0 | 0 | 0
12.02. | 16 | 0 |  | 0 | 0 | 0 | 0 | 0
12.02. | 17 | 0 |  | 0 | 0 | 0 | 0 | 0
12.02. | 18 | 0 |  | 0 | 0 | 0 | 0 | 0
12.02. | 19 | 0 |  | 0 | 0 | 0 | 0 | 0
12.02. | 20 | 0 |  | 0 | 0 | 0 | 0 | 0
12.02. | 21 | 0 |  | 0 | 0 | 0 | 0 | 0
12.02. | 22 | 0 |  | 0 | 0 | 0 | 0 | 0
12.02. | 23 | 0 |  | 0 | 0 | 0 | 0 | 0
12.02. | 24 | 0 |  | 0 | 0 | 0 | 0 | 0
13.02. | 1 | 0 |  | 0 | 0 | 0 | 0 | 0
13.02. | 2 | 0 |  | 0 | 0 | 0 | 0 | 0
13.02. | 3 | 0 |  | 0 | 0 | 0 | 0 | 0
13.02. | 4 | 0 |  | 0 | 0 | 0 | 0 | 0
13.02. | 5 | 0 |  | 0 | 0 | 0 | 0 | 0
13.02. | 6 | 0 |  | 0 | 0 | 0 | 0 | 0
13.02. | 7 | 0 |  | 0 | 0 | 0 | 0 | 0
13.02. | 8 | 0 |  | 0 | 0 | 0 | 0 | 0
13.02. | 9 | 0 |  | 0 | 0 | 0 | 0 | 0
13.02. | 10 | 0 |  | 0 | 0 | 0 | 0 | 0
13.02. | 11 | 0 |  | 0 | 0 | 0 | 0 | 0
13.02. | 12 | 0 |  | 0 | 0 | 0 | 0 | 0
13.02. | 13 | 0 |  | 0 | 0 | 0 | 0 | 0
13.02. | 14 | 0 |  | 0 | 0 | 0 | 0 | 0
13.02. | 15 | 0 |  | 0 | 0 | 0 | 0 | 0
13.02. | 16 | 0 |  | 0 | 0 | 0 | 0 | 0
13.02. | 17 | 0 |  | 0 | 0 | 0 | 0 | 0
13.02. | 18 | 0 |  | 0 | 0 | 0 | 0 | 0
13.02. | 19 | 0 |  | 0 | 0 | 0 | 0 | 0
13.02. | 20 | 0 |  | 0 | 0 | 0 | 0 | 0
13.02. | 21 | 0 |  | 0 | 0 | 0 | 0 | 0
13.02. | 22 | 0 |  | 0 | 0 | 0 | 0 | 0
13.02. | 23 | 0 |  | 0 | 0 | 0 | 0 | 0
13.02. | 24 | 0 |  | 0 | 0 | 0 | 0 | 0
14.02. | 1 | 0 |  | 0 | 0 | 0 | 0 | 0
14.02. | 2 | 0 |  | 0 | 0 | 0 | 0 | 0
14.02. | 3 | 0 |  | 0 | 0 | 0 | 0 | 0
14.02. | 4 | 0 |  | 0 | 0 | 0 | 0 | 0
14.02. | 5 | 0 |  | 0 | 0 | 0 | 0 | 0
14.02. | 6 | 0 |  | 0 | 0 | 0 | 0 | 0
14.02. | 7 | 0 |  | 0 | 0 | 0 | 0 | 0
14.02. | 8 | 0 |  | 0 | 0 | 0 | 0 | 0
14.02. | 9 | 0 |  | 0 | 0 | 0 | 0 | 0
14.02. | 10 | 0 |  | 0 | 0 | 0 | 0 | 0
14.02. | 11 | 0 |  | 0 | 0 | 0 | 0 | 0
14.02. | 12 | 0 |  | 0 | 0 | 0 | 0 | 0
14.02. | 13 | 0 |  | 0 | 0 | 0 | 0 | 0
14.02. | 14 | 0 |  | 0 | 0 | 0 | 0 | 0
14.02. | 15 | 0 |  | 0 | 0 | 0 | 0 | 0
14.02. | 16 | 0 |  | 0 | 0 | 0 | 0 | 0
14.02. | 17 | 0 |  | 0 | 0 | 0 | 0 | 0
14.02. | 18 | 0 |  | 0 | 0 | 0 | 0 | 0
14.02. | 19 | 0 |  | 0 | 0 | 0 | 0 | 0
14.02. | 20 | 0 |  | 0 | 0 | 0 | 0 | 0
14.02. | 21 | 0 |  | 0 | 0 | 0 | 0 | 0
14.02. | 22 | 0 |  | 0 | 0 | 0 | 0 | 0
14.02. | 23 | 0 |  | 0 | 0 | 0 | 0 | 0
14.02. | 24 | 0 |  | 0 | 0 | 0 | 0 | 0
15.02. | 1 | 0 |  | 0 | 0 | 0 | 0 | 0
15.02. | 2 | 0 |  | 0 | 0 | 0 | 0 | 0
15.02. | 3 | 0 |  | 0 | 0 | 0 | 0 | 0
15.02. | 4 | 0 |  | 0 | 0 | 0 | 0 | 0
15.02. | 5 | 0 |  | 0 | 0 | 0 | 0 | 0
15.02. | 6 | 0 |  | 0 | 0 | 0 | 0 | 0
15.02. | 7 | 0 |  | 0 | 0 | 0 | 0 | 0
15.02. | 8 | 0 |  | 0 | 0 | 0 | 0 | 0
15.02. | 9 | 0 |  | 0 | 0 | 0 | 0 | 0
15.02. | 10 | 0 |  | 0 | 0 | 0 | 0 | 0
15.02. | 11 | 0 |  | 0 | 0 | 0 | 0 | 0
15.02. | 12 | 0 |  | 0 | 0 | 0 | 0 | 0
15.02. | 13 | 0 |  | 0 | 0 | 0 | 0 | 0
15.02. | 14 | 0 |  | 0 | 0 | 0 | 0 | 0
15.02. | 15 | 0 |  | 0 | 0 | 0 | 0 | 0
15.02. | 16 | 0 |  | 0 | 0 | 0 | 0 | 0
15.02. | 17 | 0 |  | 0 | 0 | 0 | 0 | 0
15.02. | 18 | 0 |  | 0 | 0 | 0 | 0 | 0
15.02. | 19 | 0 |  | 0 | 0 | 0 | 0 | 0
15.02. | 20 | 0 |  | 0 | 0 | 0 | 0 | 0
15.02. | 21 | 0 |  | 0 | 0 | 0 | 0 | 0
15.02. | 22 | 0 |  | 0 | 0 | 0 | 0 | 0
15.02. | 23 | 0 |  | 0 | 0 | 0 | 0 | 0
15.02. | 24 | 0 |  | 0 | 0 | 0 | 0 | 0
16.02. | 1 | 0 |  | 0 | 0 | 0 | 0 | 0
16.02. | 2 | 0 |  | 0 | 0 | 0 | 0 | 0
16.02. | 3 | 0 |  | 0 | 0 | 0 | 0 | 0
16.02. | 4 | 0 |  | 0 | 0 | 0 | 0 | 0
16.02. | 5 | 0 |  | 0 | 0 | 0 | 0 | 0
16.02. | 6 | 0 |  | 0 | 0 | 0 | 0 | 0
16.02. | 7 | 0 |  | 0 | 0 | 0 | 0 | 0
16.02. | 8 | 0 |  | 0 | 0 | 0 | 0 | 0
16.02. | 9 | 0 |  | 0 | 0 | 0 | 0 | 0
16.02. | 10 | 0 |  | 0 | 0 | 0 | 0 | 0
16.02. | 11 | 0 |  | 0 | 0 | 0 | 0 | 0
16.02. | 12 | 0 |  | 0 | 0 | 0 | 0 | 0
16.02. | 13 | 0 |  | 0 | 0 | 0 | 0 | 0
16.02. | 14 | 0 |  | 0 | 0 | 0 | 0 | 0
16.02. | 15 | 0 |  | 0 | 0 | 0 | 0 | 0
16.02. | 16 | 0 |  | 0 | 0 | 0 | 0 | 0
16.02. | 17 | 0 |  | 0 | 0 | 0 | 0 | 0
16.02. | 18 | 0 |  | 0 | 0 | 0 | 0 | 0
16.02. | 19 | 0 |  | 0 | 0 | 0 | 0 | 0
16.02. | 20 | 0 |  | 0 | 0 | 0 | 0 | 0
16.02. | 21 | 0 |  | 0 | 0 | 0 | 0 | 0
16.02. | 22 | 0 |  | 0 | 0 | 0 | 0 | 0
16.02. | 23 | 0 |  | 0 | 0 | 0 | 0 | 0
16.02. | 24 | 0 |  | 0 | 0 | 0 | 0 | 0
17.02. | 1 | 0 |  | 0 | 0 | 0 | 0 | 0
17.02. | 2 | 0 |  | 0 | 0 | 0 | 0 | 0
17.02. | 3 | 0 |  | 0 | 0 | 0 | 0 | 0
17.02. | 4 | 0 |  | 0 | 0 | 0 | 0 | 0
17.02. | 5 | 0 |  | 0 | 0 | 0 | 0 | 0
17.02. | 6 | 0 |  | 0 | 0 | 0 | 0 | 0
17.02. | 7 | 0 |  | 0 | 0 | 0 | 0 | 0
17.02. | 8 | 0 |  | 0 | 0 | 0 | 0 | 0
17.02. | 9 | 0 |  | 0 | 0 | 0 | 0 | 0
17.02. | 10 | 0 |  | 0 | 0 | 0 | 0 | 0
17.02. | 11 | 0 |  | 0 | 0 | 0 | 0 | 0
17.02. | 12 | 0 |  | 0 | 0 | 0 | 0 | 0
17.02. | 13 | 0 |  | 0 | 0 | 0 | 0 | 0
17.02. | 14 | 0 |  | 0 | 0 | 0 | 0 | 0
17.02. | 15 | 0 |  | 0 | 0 | 0 | 0 | 0
17.02. | 16 | 0 |  | 0 | 0 | 0 | 0 | 0
17.02. | 17 | 0 |  | 0 | 0 | 0 | 0 | 0
17.02. | 18 | 0 |  | 0 | 0 | 0 | 0 | 0
17.02. | 19 | 0 |  | 0 | 0 | 0 | 0 | 0
17.02. | 20 | 0 |  | 0 | 0 | 0 | 0 | 0
17.02. | 21 | 0 |  | 0 | 0 | 0 | 0 | 0
17.02. | 22 | 0 |  | 0 | 0 | 0 | 0 | 0
17.02. | 23 | 0 |  | 0 | 0 | 0 | 0 | 0
17.02. | 24 | 0 |  | 0 | 0 | 0 | 0 | 0
18.02. | 1 | 0 |  | 0 | 0 | 0 | 0 | 0
18.02. | 2 | 0 |  | 0 | 0 | 0 | 0 | 0
18.02. | 3 | 0 |  | 0 | 0 | 0 | 0 | 0
18.02. | 4 | 0 |  | 0 | 0 | 0 | 0 | 0
18.02. | 5 | 0 |  | 0 | 0 | 0 | 0 | 0
18.02. | 6 | 0 |  | 0 | 0 | 0 | 0 | 0
18.02. | 7 | 0 |  | 0 | 0 | 0 | 0 | 0
18.02. | 8 | 0 |  | 0 | 0 | 0 | 0 | 0
18.02. | 9 | 0 |  | 0 | 0 | 0 | 0 | 0
18.02. | 10 | 0 |  | 0 | 0 | 0 | 0 | 0
18.02. | 11 | 0 |  | 0 | 0 | 0 | 0 | 0
18.02. | 12 | 0 |  | 0 | 0 | 0 | 0 | 0
18.02. | 13 | 0 |  | 0 | 0 | 0 | 0 | 0
18.02. | 14 | 0 |  | 0 | 0 | 0 | 0 | 0
18.02. | 15 | 0 |  | 0 | 0 | 0 | 0 | 0
18.02. | 16 | 0 |  | 0 | 0 | 0 | 0 | 0
18.02. | 17 | 0 |  | 0 | 0 | 0 | 0 | 0
18.02. | 18 | 0 |  | 0 | 0 | 0 | 0 | 0
18.02. | 19 | 0 |  | 0 | 0 | 0 | 0 | 0
18.02. | 20 | 0 |  | 0 | 0 | 0 | 0 | 0
18.02. | 21 | 0 |  | 0 | 0 | 0 | 0 | 0
18.02. | 22 | 0 |  | 0 | 0 | 0 | 0 | 0
18.02. | 23 | 0 |  | 0 | 0 | 0 | 0 | 0
18.02. | 24 | 0 |  | 0 | 0 | 0 | 0 | 0
19.02. | 1 | 0 |  | 0 | 0 | 0 | 0 | 0
19.02. | 2 | 0 |  | 0 | 0 | 0 | 0 | 0
19.02. | 3 | 0 |  | 0 | 0 | 0 | 0 | 0
19.02. | 4 | 0 |  | 0 | 0 | 0 | 0 | 0
19.02. | 5 | 0 |  | 0 | 0 | 0 | 0 | 0
19.02. | 6 | 0 |  | 0 | 0 | 0 | 0 | 0
19.02. | 7 | 0 |  | 0 | 0 | 0 | 0 | 0
19.02. | 8 | 0 |  | 0 | 0 | 0 | 0 | 0
19.02. | 9 | 0 |  | 0 | 0 | 0 | 0 | 0
19.02. | 10 | 0 |  | 0 | 0 | 0 | 0 | 0
19.02. | 11 | 0 |  | 0 | 0 | 0 | 0 | 0
19.02. | 12 | 0 |  | 0 | 0 | 0 | 0 | 0
19.02. | 13 | 0 |  | 0 | 0 | 0 | 0 | 0
19.02. | 14 | 0 |  | 0 | 0 | 0 | 0 | 0
19.02. | 15 | 0 |  | 0 | 0 | 0 | 0 | 0
19.02. | 16 | 0 |  | 0 | 0 | 0 | 0 | 0
19.02. | 17 | 0 |  | 0 | 0 | 0 | 0 | 0
19.02. | 18 | 0 |  | 0 | 0 | 0 | 0 | 0
19.02. | 19 | 0 |  | 0 | 0 | 0 | 0 | 0
19.02. | 20 | 0 |  | 0 | 0 | 0 | 0 | 0
19.02. | 21 | 0 |  | 0 | 0 | 0 | 0 | 0
19.02. | 22 | 0 |  | 0 | 0 | 0 | 0 | 0
19.02. | 23 | 0 |  | 0 | 0 | 0 | 0 | 0
19.02. | 24 | 0 |  | 0 | 0 | 0 | 0 | 0
20.02. | 1 | 0 |  | 0 | 0 | 0 | 0 | 0
20.02. | 2 | 0 |  | 0 | 0 | 0 | 0 | 0
20.02. | 3 | 0 |  | 0 | 0 | 0 | 0 | 0
20.02. | 4 | 0 |  | 0 | 0 | 0 | 0 | 0
20.02. | 5 | 0 |  | 0 | 0 | 0 | 0 | 0
20.02. | 6 | 0 |  | 0 | 0 | 0 | 0 | 0
20.02. | 7 | 0 |  | 0 | 0 | 0 | 0 | 0
20.02. | 8 | 0 |  | 0 | 0 | 0 | 0 | 0
20.02. | 9 | 0 |  | 0 | 0 | 0 | 0 | 0
20.02. | 10 | 0 |  | 0 | 0 | 0 | 0 | 0
20.02. | 11 | 0 |  | 0 | 0 | 0 | 0 | 0
20.02. | 12 | 0 |  | 0 | 0 | 0 | 0 | 0
20.02. | 13 | 0 |  | 0 | 0 | 0 | 0 | 0
20.02. | 14 | 0 |  | 0 | 0 | 0 | 0 | 0
20.02. | 15 | 0 |  | 0 | 0 | 0 | 0 | 0
20.02. | 16 | 0 |  | 0 | 0 | 0 | 0 | 0
20.02. | 17 | 0 |  | 0 | 0 | 0 | 0 | 0
20.02. | 18 | 0 |  | 0 | 0 | 0 | 0 | 0
20.02. | 19 | 0 |  | 0 | 0 | 0 | 0 | 0
20.02. | 20 | 0 |  | 0 | 0 | 0 | 0 | 0
20.02. | 21 | 0 |  | 0 | 0 | 0 | 0 | 0
20.02. | 22 | 0 |  | 0 | 0 | 0 | 0 | 0
20.02. | 23 | 0 |  | 0 | 0 | 0 | 0 | 0
20.02. | 24 | 0 |  | 0 | 0 | 0 | 0 | 0
21.02. | 1 | 0 |  | 0 | 0 | 0 | 0 | 0
21.02. | 2 | 0 |  | 0 | 0 | 0 | 0 | 0
21.02. | 3 | 0 |  | 0 | 0 | 0 | 0 | 0
21.02. | 4 | 0 |  | 0 | 0 | 0 | 0 | 0
21.02. | 5 | 0 |  | 0 | 0 | 0 | 0 | 0
21.02. | 6 | 0 |  | 0 | 0 | 0 | 0 | 0
21.02. | 7 | 0 |  | 0 | 0 | 0 | 0 | 0
21.02. | 8 | 0 |  | 0 | 0 | 0 | 0 | 0
21.02. | 9 | 0 |  | 0 | 0 | 0 | 0 | 0
21.02. | 10 | 0 |  | 0 | 0 | 0 | 0 | 0
21.02. | 11 | 0 |  | 0 | 0 | 0 | 0 | 0
21.02. | 12 | 0 |  | 0 | 0 | 0 | 0 | 0
21.02. | 13 | 0 |  | 0 | 0 | 0 | 0 | 0
21.02. | 14 | 0 |  | 0 | 0 | 0 | 0 | 0
21.02. | 15 | 0 |  | 0 | 0 | 0 | 0 | 0
21.02. | 16 | 0 |  | 0 | 0 | 0 | 0 | 0
21.02. | 17 | 0 |  | 0 | 0 | 0 | 0 | 0
21.02. | 18 | 0 |  | 0 | 0 | 0 | 0 | 0
21.02. | 19 | 0 |  | 0 | 0 | 0 | 0 | 0
21.02. | 20 | 0 |  | 0 | 0 | 0 | 0 | 0
21.02. | 21 | 0 |  | 0 | 0 | 0 | 0 | 0
21.02. | 22 | 0 |  | 0 | 0 | 0 | 0 | 0
21.02. | 23 | 0 |  | 0 | 0 | 0 | 0 | 0
21.02. | 24 | 0 |  | 0 | 0 | 0 | 0 | 0
22.02. | 1 | 0 |  | 0 | 0 | 0 | 0 | 0
22.02. | 2 | 0 |  | 0 | 0 | 0 | 0 | 0
22.02. | 3 | 0 |  | 0 | 0 | 0 | 0 | 0
22.02. | 4 | 0 |  | 0 | 0 | 0 | 0 | 0
22.02. | 5 | 0 |  | 0 | 0 | 0 | 0 | 0
22.02. | 6 | 0 |  | 0 | 0 | 0 | 0 | 0
22.02. | 7 | 0 |  | 0 | 0 | 0 | 0 | 0
22.02. | 8 | 0 |  | 0 | 0 | 0 | 0 | 0
22.02. | 9 | 0 |  | 0 | 0 | 0 | 0 | 0
22.02. | 10 | 0 |  | 0 | 0 | 0 | 0 | 0
22.02. | 11 | 0 |  | 0 | 0 | 0 | 0 | 0
22.02. | 12 | 0 |  | 0 | 0 | 0 | 0 | 0
22.02. | 13 | 0 |  | 0 | 0 | 0 | 0 | 0
22.02. | 14 | 0 |  | 0 | 0 | 0 | 0 | 0
22.02. | 15 | 0 |  | 0 | 0 | 0 | 0 | 0
22.02. | 16 | 0 |  | 0 | 0 | 0 | 0 | 0
22.02. | 17 | 0 |  | 0 | 0 | 0 | 0 | 0
22.02. | 18 | 0 |  | 0 | 0 | 0 | 0 | 0
22.02. | 19 | 0 |  | 0 | 0 | 0 | 0 | 0
22.02. | 20 | 0 |  | 0 | 0 | 0 | 0 | 0
22.02. | 21 | 0 |  | 0 | 0 | 0 | 0 | 0
22.02. | 22 | 0 |  | 0 | 0 | 0 | 0 | 0
22.02. | 23 | 0 |  | 0 | 0 | 0 | 0 | 0
22.02. | 24 | 0 |  | 0 | 0 | 0 | 0 | 0
23.02. | 1 | 0 |  | 0 | 0 | 0 | 0 | 0
23.02. | 2 | 0 |  | 0 | 0 | 0 | 0 | 0
23.02. | 3 | 0 |  | 0 | 0 | 0 | 0 | 0
23.02. | 4 | 0 |  | 0 | 0 | 0 | 0 | 0
23.02. | 5 | 0 |  | 0 | 0 | 0 | 0 | 0
23.02. | 6 | 0 |  | 0 | 0 | 0 | 0 | 0
23.02. | 7 | 0 |  | 0 | 0 | 0 | 0 | 0
23.02. | 8 | 0 |  | 0 | 0 | 0 | 0 | 0
23.02. | 9 | 0 |  | 0 | 0 | 0 | 0 | 0
23.02. | 10 | 0 |  | 0 | 0 | 0 | 0 | 0
23.02. | 11 | 0 |  | 0 | 0 | 0 | 0 | 0
23.02. | 12 | 0 |  | 0 | 0 | 0 | 0 | 0
23.02. | 13 | 0 |  | 0 | 0 | 0 | 0 | 0
23.02. | 14 | 0 |  | 0 | 0 | 0 | 0 | 0
23.02. | 15 | 0 |  | 0 | 0 | 0 | 0 | 0
23.02. | 16 | 0 |  | 0 | 0 | 0 | 0 | 0
23.02. | 17 | 0 |  | 0 | 0 | 0 | 0 | 0
23.02. | 18 | 0 |  | 0 | 0 | 0 | 0 | 0
23.02. | 19 | 0 |  | 0 | 0 | 0 | 0 | 0
23.02. | 20 | 0 |  | 0 | 0 | 0 | 0 | 0
23.02. | 21 | 0 |  | 0 | 0 | 0 | 0 | 0
23.02. | 22 | 0 |  | 0 | 0 | 0 | 0 | 0
23.02. | 23 | 0 |  | 0 | 0 | 0 | 0 | 0
23.02. | 24 | 0 |  | 0 | 0 | 0 | 0 | 0
24.02. | 1 | 0 |  | 0 | 0 | 0 | 0 | 0
24.02. | 2 | 0 |  | 0 | 0 | 0 | 0 | 0
24.02. | 3 | 0 |  | 0 | 0 | 0 | 0 | 0
24.02. | 4 | 0 |  | 0 | 0 | 0 | 0 | 0
24.02. | 5 | 0 |  | 0 | 0 | 0 | 0 | 0
24.02. | 6 | 0 |  | 0 | 0 | 0 | 0 | 0
24.02. | 7 | 0 |  | 0 | 0 | 0 | 0 | 0
24.02. | 8 | 0 |  | 0 | 0 | 0 | 0 | 0
24.02. | 9 | 0 |  | 0 | 0 | 0 | 0 | 0
24.02. | 10 | 0 |  | 0 | 0 | 0 | 0 | 0
24.02. | 11 | 0 |  | 0 | 0 | 0 | 0 | 0
24.02. | 12 | 0 |  | 0 | 0 | 0 | 0 | 0
24.02. | 13 | 0 |  | 0 | 0 | 0 | 0 | 0
24.02. | 14 | 0 |  | 0 | 0 | 0 | 0 | 0
24.02. | 15 | 0 |  | 0 | 0 | 0 | 0 | 0
24.02. | 16 | 0 |  | 0 | 0 | 0 | 0 | 0
24.02. | 17 | 0 |  | 0 | 0 | 0 | 0 | 0
24.02. | 18 | 0 |  | 0 | 0 | 0 | 0 | 0
24.02. | 19 | 0 |  | 0 | 0 | 0 | 0 | 0
24.02. | 20 | 0 |  | 0 | 0 | 0 | 0 | 0
24.02. | 21 | 0 |  | 0 | 0 | 0 | 0 | 0
24.02. | 22 | 0 |  | 0 | 0 | 0 | 0 | 0
24.02. | 23 | 0 |  | 0 | 0 | 0 | 0 | 0
24.02. | 24 | 0 |  | 0 | 0 | 0 | 0 | 0
25.02. | 1 | 0 |  | 0 | 0 | 0 | 0 | 0
25.02. | 2 | 0 |  | 0 | 0 | 0 | 0 | 0
25.02. | 3 | 0 |  | 0 | 0 | 0 | 0 | 0
25.02. | 4 | 0 |  | 0 | 0 | 0 | 0 | 0
25.02. | 5 | 0 |  | 0 | 0 | 0 | 0 | 0
25.02. | 6 | 0 |  | 0 | 0 | 0 | 0 | 0
25.02. | 7 | 0 |  | 0 | 0 | 0 | 0 | 0
25.02. | 8 | 0 |  | 0 | 0 | 0 | 0 | 0
25.02. | 9 | 0 |  | 0 | 0 | 0 | 0 | 0
25.02. | 10 | 0 |  | 0 | 0 | 0 | 0 | 0
25.02. | 11 | 0 |  | 0 | 0 | 0 | 0 | 0
25.02. | 12 | 0 |  | 0 | 0 | 0 | 0 | 0
25.02. | 13 | 0 |  | 0 | 0 | 0 | 0 | 0
25.02. | 14 | 0 |  | 0 | 0 | 0 | 0 | 0
25.02. | 15 | 0 |  | 0 | 0 | 0 | 0 | 0
25.02. | 16 | 0 |  | 0 | 0 | 0 | 0 | 0
25.02. | 17 | 0 |  | 0 | 0 | 0 | 0 | 0
25.02. | 18 | 0 |  | 0 | 0 | 0 | 0 | 0
25.02. | 19 | 0 |  | 0 | 0 | 0 | 0 | 0
25.02. | 20 | 0 |  | 0 | 0 | 0 | 0 | 0
25.02. | 21 | 0 |  | 0 | 0 | 0 | 0 | 0
25.02. | 22 | 0 |  | 0 | 0 | 0 | 0 | 0
25.02. | 23 | 0 |  | 0 | 0 | 0 | 0 | 0
25.02. | 24 | 0 |  | 0 | 0 | 0 | 0 | 0
26.02. | 1 | 0 |  | 0 | 0 | 0 | 0 | 0
26.02. | 2 | 0 |  | 0 | 0 | 0 | 0 | 0
26.02. | 3 | 0 |  | 0 | 0 | 0 | 0 | 0
26.02. | 4 | 0 |  | 0 | 0 | 0 | 0 | 0
26.02. | 5 | 0 |  | 0 | 0 | 0 | 0 | 0
26.02. | 6 | 0 |  | 0 | 0 | 0 | 0 | 0
26.02. | 7 | 0 |  | 0 | 0 | 0 | 0 | 0
26.02. | 8 | 0 |  | 0 | 0 | 0 | 0 | 0
26.02. | 9 | 0 |  | 0 | 0 | 0 | 0 | 0
26.02. | 10 | 0 |  | 0 | 0 | 0 | 0 | 0
26.02. | 11 | 0 |  | 0 | 0 | 0 | 0 | 0
26.02. | 12 | 0 |  | 0 | 0 | 0 | 0 | 0
26.02. | 13 | 0 |  | 0 | 0 | 0 | 0 | 0
26.02. | 14 | 0 |  | 0 | 0 | 0 | 0 | 0
26.02. | 15 | 0 |  | 0 | 0 | 0 | 0 | 0
26.02. | 16 | 0 |  | 0 | 0 | 0 | 0 | 0
26.02. | 17 | 0 |  | 0 | 0 | 0 | 0 | 0
26.02. | 18 | 0 |  | 0 | 0 | 0 | 0 | 0
26.02. | 19 | 0 |  | 0 | 0 | 0 | 0 | 0
26.02. | 20 | 0 |  | 0 | 0 | 0 | 0 | 0
26.02. | 21 | 0 |  | 0 | 0 | 0 | 0 | 0
26.02. | 22 | 0 |  | 0 | 0 | 0 | 0 | 0
26.02. | 23 | 0 |  | 0 | 0 | 0 | 0 | 0
26.02. | 24 | 0 |  | 0 | 0 | 0 | 0 | 0
27.02. | 1 | 0 |  | 0 | 0 | 0 | 0 | 0
27.02. | 2 | 0 |  | 0 | 0 | 0 | 0 | 0
27.02. | 3 | 0 |  | 0 | 0 | 0 | 0 | 0
27.02. | 4 | 0 |  | 0 | 0 | 0 | 0 | 0
27.02. | 5 | 0 |  | 0 | 0 | 0 | 0 | 0
27.02. | 6 | 0 |  | 0 | 0 | 0 | 0 | 0
27.02. | 7 | 0 |  | 0 | 0 | 0 | 0 | 0
27.02. | 8 | 0 |  | 0 | 0 | 0 | 0 | 0
27.02. | 9 | 0 |  | 0 | 0 | 0 | 0 | 0
27.02. | 10 | 0 |  | 0 | 0 | 0 | 0 | 0
27.02. | 11 | 0 |  | 0 | 0 | 0 | 0 | 0
27.02. | 12 | 0 |  | 0 | 0 | 0 | 0 | 0
27.02. | 13 | 0 |  | 0 | 0 | 0 | 0 | 0
27.02. | 14 | 0 |  | 0 | 0 | 0 | 0 | 0
27.02. | 15 | 0 |  | 0 | 0 | 0 | 0 | 0
27.02. | 16 | 0 |  | 0 | 0 | 0 | 0 | 0
27.02. | 17 | 0 |  | 0 | 0 | 0 | 0 | 0
27.02. | 18 | 0 |  | 0 | 0 | 0 | 0 | 0
27.02. | 19 | 0 |  | 0 | 0 | 0 | 0 | 0
27.02. | 20 | 0 |  | 0 | 0 | 0 | 0 | 0
27.02. | 21 | 0 |  | 0 | 0 | 0 | 0 | 0
27.02. | 22 | 0 |  | 0 | 0 | 0 | 0 | 0
27.02. | 23 | 0 |  | 0 | 0 | 0 | 0 | 0
27.02. | 24 | 0 |  | 0 | 0 | 0 | 0 | 0
28.02. | 1 | 0 |  | 0 | 0 | 0 | 0 | 0
28.02. | 2 | 0 |  | 0 | 0 | 0 | 0 | 0
28.02. | 3 | 0 |  | 0 | 0 | 0 | 0 | 0
28.02. | 4 | 0 |  | 0 | 0 | 0 | 0 | 0
28.02. | 5 | 0 |  | 0 | 0 | 0 | 0 | 0
28.02. | 6 | 0 |  | 0 | 0 | 0 | 0 | 0
28.02. | 7 | 0 |  | 0 | 0 | 0 | 0 | 0
28.02. | 8 | 0 |  | 0 | 0 | 0 | 0 | 0
28.02. | 9 | 0 |  | 0 | 0 | 0 | 0 | 0
28.02. | 10 | 0 |  | 0 | 0 | 0 | 0 | 0
28.02. | 11 | 0 |  | 0 | 0 | 0 | 0 | 0
28.02. | 12 | 0 |  | 0 | 0 | 0 | 0 | 0
28.02. | 13 | 0 |  | 0 | 0 | 0 | 0 | 0
28.02. | 14 | 0 |  | 0 | 0 | 0 | 0 | 0
28.02. | 15 | 0 |  | 0 | 0 | 0 | 0 | 0
28.02. | 16 | 0 |  | 0 | 0 | 0 | 0 | 0
28.02. | 17 | 0 |  | 0 | 0 | 0 | 0 | 0
28.02. | 18 | 0 |  | 0 | 0 | 0 | 0 | 0
28.02. | 19 | 0 |  | 0 | 0 | 0 | 0 | 0
28.02. | 20 | 0 |  | 0 | 0 | 0 | 0 | 0
28.02. | 21 | 0 |  | 0 | 0 | 0 | 0 | 0
28.02. | 22 | 0 |  | 0 | 0 | 0 | 0 | 0
28.02. | 23 | 0 |  | 0 | 0 | 0 | 0 | 0
28.02. | 24 | 0 |  | 0 | 0 | 0 | 0 | 0
01.03. | 1 | 0 |  | 0 | 0 | 0 | 0 | 0
01.03. | 2 | 0 |  | 0 | 0 | 0 | 0 | 0
01.03. | 3 | 0 |  | 0 | 0 | 0 | 0 | 0
01.03. | 4 | 0 |  | 0 | 0 | 0 | 0 | 0
01.03. | 5 | 0 |  | 0 | 0 | 0 | 0 | 0
01.03. | 6 | 0 |  | 0 | 0 | 0 | 0 | 0
01.03. | 7 | 0 |  | 0 | 0 | 0 | 0 | 0
01.03. | 8 | 0 |  | 0 | 0 | 0 | 0 | 0
01.03. | 9 | 0 |  | 0 | 0 | 0 | 0 | 0
01.03. | 10 | 0 |  | 0 | 0 | 0 | 0 | 0
01.03. | 11 | 0 |  | 0 | 0 | 0 | 0 | 0
01.03. | 12 | 0 |  | 0 | 0 | 0 | 0 | 0
01.03. | 13 | 0 |  | 0 | 0 | 0 | 0 | 0
01.03. | 14 | 0 |  | 0 | 0 | 0 | 0 | 0
01.03. | 15 | 0 |  | 0 | 0 | 0 | 0 | 0
01.03. | 16 | 0 |  | 0 | 0 | 0 | 0 | 0
01.03. | 17 | 0 |  | 0 | 0 | 0 | 0 | 0
01.03. | 18 | 0 |  | 0 | 0 | 0 | 0 | 0
01.03. | 19 | 0 |  | 0 | 0 | 0 | 0 | 0
01.03. | 20 | 0 |  | 0 | 0 | 0 | 0 | 0
01.03. | 21 | 0 |  | 0 | 0 | 0 | 0 | 0
01.03. | 22 | 0 |  | 0 | 0 | 0 | 0 | 0
01.03. | 23 | 0 |  | 0 | 0 | 0 | 0 | 0
01.03. | 24 | 0 |  | 0 | 0 | 0 | 0 | 0
02.03. | 1 | 0 |  | 0 | 0 | 0 | 0 | 0
02.03. | 2 | 0 |  | 0 | 0 | 0 | 0 | 0
02.03. | 3 | 0 |  | 0 | 0 | 0 | 0 | 0
02.03. | 4 | 0 |  | 0 | 0 | 0 | 0 | 0
02.03. | 5 | 0 |  | 0 | 0 | 0 | 0 | 0
02.03. | 6 | 0 |  | 0 | 0 | 0 | 0 | 0
02.03. | 7 | 0 |  | 0 | 0 | 0 | 0 | 0
02.03. | 8 | 0 |  | 0 | 0 | 0 | 0 | 0
02.03. | 9 | 0 |  | 0 | 0 | 0 | 0 | 0
02.03. | 10 | 0 |  | 0 | 0 | 0 | 0 | 0
02.03. | 11 | 0 |  | 0 | 0 | 0 | 0 | 0
02.03. | 12 | 0 |  | 0 | 0 | 0 | 0 | 0
02.03. | 13 | 0 |  | 0 | 0 | 0 | 0 | 0
02.03. | 14 | 0 |  | 0 | 0 | 0 | 0 | 0
02.03. | 15 | 0 |  | 0 | 0 | 0 | 0 | 0
02.03. | 16 | 0 |  | 0 | 0 | 0 | 0 | 0
02.03. | 17 | 0 |  | 0 | 0 | 0 | 0 | 0
02.03. | 18 | 0 |  | 0 | 0 | 0 | 0 | 0
02.03. | 19 | 0 |  | 0 | 0 | 0 | 0 | 0
02.03. | 20 | 0 |  | 0 | 0 | 0 | 0 | 0
02.03. | 21 | 0 |  | 0 | 0 | 0 | 0 | 0
02.03. | 22 | 0 |  | 0 | 0 | 0 | 0 | 0
02.03. | 23 | 0 |  | 0 | 0 | 0 | 0 | 0
02.03. | 24 | 0 |  | 0 | 0 | 0 | 0 | 0
03.03. | 1 | 0 |  | 0 | 0 | 0 | 0 | 0
03.03. | 2 | 0 |  | 0 | 0 | 0 | 0 | 0
03.03. | 3 | 0 |  | 0 | 0 | 0 | 0 | 0
03.03. | 4 | 0 |  | 0 | 0 | 0 | 0 | 0
03.03. | 5 | 0 |  | 0 | 0 | 0 | 0 | 0
03.03. | 6 | 0 |  | 0 | 0 | 0 | 0 | 0
03.03. | 7 | 0 |  | 0 | 0 | 0 | 0 | 0
03.03. | 8 | 0 |  | 0 | 0 | 0 | 0 | 0
03.03. | 9 | 0 |  | 0 | 0 | 0 | 0 | 0
03.03. | 10 | 0 |  | 0 | 0 | 0 | 0 | 0
03.03. | 11 | 0 |  | 0 | 0 | 0 | 0 | 0
03.03. | 12 | 0 |  | 0 | 0 | 0 | 0 | 0
03.03. | 13 | 0 |  | 0 | 0 | 0 | 0 | 0
03.03. | 14 | 0 |  | 0 | 0 | 0 | 0 | 0
03.03. | 15 | 0 |  | 0 | 0 | 0 | 0 | 0
03.03. | 16 | 0 |  | 0 | 0 | 0 | 0 | 0
03.03. | 17 | 0 |  | 0 | 0 | 0 | 0 | 0
03.03. | 18 | 0 |  | 0 | 0 | 0 | 0 | 0
03.03. | 19 | 0 |  | 0 | 0 | 0 | 0 | 0
03.03. | 20 | 0 |  | 0 | 0 | 0 | 0 | 0
03.03. | 21 | 0 |  | 0 | 0 | 0 | 0 | 0
03.03. | 22 | 0 |  | 0 | 0 | 0 | 0 | 0
03.03. | 23 | 0 |  | 0 | 0 | 0 | 0 | 0
03.03. | 24 | 0 |  | 0 | 0 | 0 | 0 | 0
04.03. | 1 | 0 |  | 0 | 0 | 0 | 0 | 0
04.03. | 2 | 0 |  | 0 | 0 | 0 | 0 | 0
04.03. | 3 | 0 |  | 0 | 0 | 0 | 0 | 0
04.03. | 4 | 0 |  | 0 | 0 | 0 | 0 | 0
04.03. | 5 | 0 |  | 0 | 0 | 0 | 0 | 0
04.03. | 6 | 0 |  | 0 | 0 | 0 | 0 | 0
04.03. | 7 | 0 |  | 0 | 0 | 0 | 0 | 0
04.03. | 8 | 0 |  | 0 | 0 | 0 | 0 | 0
04.03. | 9 | 0 |  | 0 | 0 | 0 | 0 | 0
04.03. | 10 | 0 |  | 0 | 0 | 0 | 0 | 0
04.03. | 11 | 0 |  | 0 | 0 | 0 | 0 | 0
04.03. | 12 | 0 |  | 0 | 0 | 0 | 0 | 0
04.03. | 13 | 0 |  | 0 | 0 | 0 | 0 | 0
04.03. | 14 | 0 |  | 0 | 0 | 0 | 0 | 0
04.03. | 15 | 0 |  | 0 | 0 | 0 | 0 | 0
04.03. | 16 | 0 |  | 0 | 0 | 0 | 0 | 0
04.03. | 17 | 0 |  | 0 | 0 | 0 | 0 | 0
04.03. | 18 | 0 |  | 0 | 0 | 0 | 0 | 0
04.03. | 19 | 0 |  | 0 | 0 | 0 | 0 | 0
04.03. | 20 | 0 |  | 0 | 0 | 0 | 0 | 0
04.03. | 21 | 0 |  | 0 | 0 | 0 | 0 | 0
04.03. | 22 | 0 |  | 0 | 0 | 0 | 0 | 0
04.03. | 23 | 0 |  | 0 | 0 | 0 | 0 | 0
04.03. | 24 | 0 |  | 0 | 0 | 0 | 0 | 0
05.03. | 1 | 0 |  | 0 | 0 | 0 | 0 | 0
05.03. | 2 | 0 |  | 0 | 0 | 0 | 0 | 0
05.03. | 3 | 0 |  | 0 | 0 | 0 | 0 | 0
05.03. | 4 | 0 |  | 0 | 0 | 0 | 0 | 0
05.03. | 5 | 0 |  | 0 | 0 | 0 | 0 | 0
05.03. | 6 | 0 |  | 0 | 0 | 0 | 0 | 0
05.03. | 7 | 0 |  | 0 | 0 | 0 | 0 | 0
05.03. | 8 | 0 |  | 0 | 0 | 0 | 0 | 0
05.03. | 9 | 0 |  | 0 | 0 | 0 | 0 | 0
05.03. | 10 | 0 |  | 0 | 0 | 0 | 0 | 0
05.03. | 11 | 0 |  | 0 | 0 | 0 | 0 | 0
05.03. | 12 | 0 |  | 0 | 0 | 0 | 0 | 0
05.03. | 13 | 0 |  | 0 | 0 | 0 | 0 | 0
05.03. | 14 | 0 |  | 0 | 0 | 0 | 0 | 0
05.03. | 15 | 0 |  | 0 | 0 | 0 | 0 | 0
05.03. | 16 | 0 |  | 0 | 0 | 0 | 0 | 0
05.03. | 17 | 0 |  | 0 | 0 | 0 | 0 | 0
05.03. | 18 | 0 |  | 0 | 0 | 0 | 0 | 0
05.03. | 19 | 0 |  | 0 | 0 | 0 | 0 | 0
05.03. | 20 | 0 |  | 0 | 0 | 0 | 0 | 0
05.03. | 21 | 0 |  | 0 | 0 | 0 | 0 | 0
05.03. | 22 | 0 |  | 0 | 0 | 0 | 0 | 0
05.03. | 23 | 0 |  | 0 | 0 | 0 | 0 | 0
05.03. | 24 | 0 |  | 0 | 0 | 0 | 0 | 0
06.03. | 1 | 0 |  | 0 | 0 | 0 | 0 | 0
06.03. | 2 | 0 |  | 0 | 0 | 0 | 0 | 0
06.03. | 3 | 0 |  | 0 | 0 | 0 | 0 | 0
06.03. | 4 | 0 |  | 0 | 0 | 0 | 0 | 0
06.03. | 5 | 0 |  | 0 | 0 | 0 | 0 | 0
06.03. | 6 | 0 |  | 0 | 0 | 0 | 0 | 0
06.03. | 7 | 0 |  | 0 | 0 | 0 | 0 | 0
06.03. | 8 | 0 |  | 0 | 0 | 0 | 0 | 0
06.03. | 9 | 0 |  | 0 | 0 | 0 | 0 | 0
06.03. | 10 | 0 |  | 0 | 0 | 0 | 0 | 0
06.03. | 11 | 0 |  | 0 | 0 | 0 | 0 | 0
06.03. | 12 | 0 |  | 0 | 0 | 0 | 0 | 0
06.03. | 13 | 0 |  | 0 | 0 | 0 | 0 | 0
06.03. | 14 | 0 |  | 0 | 0 | 0 | 0 | 0
06.03. | 15 | 0 |  | 0 | 0 | 0 | 0 | 0
06.03. | 16 | 0 |  | 0 | 0 | 0 | 0 | 0
06.03. | 17 | 0 |  | 0 | 0 | 0 | 0 | 0
06.03. | 18 | 0 |  | 0 | 0 | 0 | 0 | 0
06.03. | 19 | 0 |  | 0 | 0 | 0 | 0 | 0
06.03. | 20 | 0 |  | 0 | 0 | 0 | 0 | 0
06.03. | 21 | 0 |  | 0 | 0 | 0 | 0 | 0
06.03. | 22 | 0 |  | 0 | 0 | 0 | 0 | 0
06.03. | 23 | 0 |  | 0 | 0 | 0 | 0 | 0
06.03. | 24 | 0 |  | 0 | 0 | 0 | 0 | 0
07.03. | 1 | 0 |  | 0 | 0 | 0 | 0 | 0
07.03. | 2 | 0 |  | 0 | 0 | 0 | 0 | 0
07.03. | 3 | 0 |  | 0 | 0 | 0 | 0 | 0
07.03. | 4 | 0 |  | 0 | 0 | 0 | 0 | 0
07.03. | 5 | 0 |  | 0 | 0 | 0 | 0 | 0
07.03. | 6 | 0 |  | 0 | 0 | 0 | 0 | 0
07.03. | 7 | 0 |  | 0 | 0 | 0 | 0 | 0
07.03. | 8 | 0 |  | 0 | 0 | 0 | 0 | 0
07.03. | 9 | 0 |  | 0 | 0 | 0 | 0 | 0
07.03. | 10 | 0 |  | 0 | 0 | 0 | 0 | 0
07.03. | 11 | 0 |  | 0 | 0 | 0 | 0 | 0
07.03. | 12 | 0 |  | 0 | 0 | 0 | 0 | 0
07.03. | 13 | 0 |  | 0 | 0 | 0 | 0 | 0
07.03. | 14 | 0 |  | 0 | 0 | 0 | 0 | 0
07.03. | 15 | 0 |  | 0 | 0 | 0 | 0 | 0
07.03. | 16 | 0 |  | 0 | 0 | 0 | 0 | 0
07.03. | 17 | 0 |  | 0 | 0 | 0 | 0 | 0
07.03. | 18 | 0 |  | 0 | 0 | 0 | 0 | 0
07.03. | 19 | 0 |  | 0 | 0 | 0 | 0 | 0
07.03. | 20 | 0 |  | 0 | 0 | 0 | 0 | 0
07.03. | 21 | 0 |  | 0 | 0 | 0 | 0 | 0
07.03. | 22 | 0 |  | 0 | 0 | 0 | 0 | 0
07.03. | 23 | 0 |  | 0 | 0 | 0 | 0 | 0
07.03. | 24 | 0 |  | 0 | 0 | 0 | 0 | 0
08.03. | 1 | 0 |  | 0 | 0 | 0 | 0 | 0
08.03. | 2 | 0 |  | 0 | 0 | 0 | 0 | 0
08.03. | 3 | 0 |  | 0 | 0 | 0 | 0 | 0
08.03. | 4 | 0 |  | 0 | 0 | 0 | 0 | 0
08.03. | 5 | 0 |  | 0 | 0 | 0 | 0 | 0
08.03. | 6 | 0 |  | 0 | 0 | 0 | 0 | 0
08.03. | 7 | 0 |  | 0 | 0 | 0 | 0 | 0
08.03. | 8 | 0 |  | 0 | 0 | 0 | 0 | 0
08.03. | 9 | 0 |  | 0 | 0 | 0 | 0 | 0
08.03. | 10 | 0 |  | 0 | 0 | 0 | 0 | 0
08.03. | 11 | 0 |  | 0 | 0 | 0 | 0 | 0
08.03. | 12 | 0 |  | 0 | 0 | 0 | 0 | 0
08.03. | 13 | 0 |  | 0 | 0 | 0 | 0 | 0
08.03. | 14 | 0 |  | 0 | 0 | 0 | 0 | 0
08.03. | 15 | 0 |  | 0 | 0 | 0 | 0 | 0
08.03. | 16 | 0 |  | 0 | 0 | 0 | 0 | 0
08.03. | 17 | 0 |  | 0 | 0 | 0 | 0 | 0
08.03. | 18 | 0 |  | 0 | 0 | 0 | 0 | 0
08.03. | 19 | 0 |  | 0 | 0 | 0 | 0 | 0
08.03. | 20 | 0 |  | 0 | 0 | 0 | 0 | 0
08.03. | 21 | 0 |  | 0 | 0 | 0 | 0 | 0
08.03. | 22 | 0 |  | 0 | 0 | 0 | 0 | 0
08.03. | 23 | 0 |  | 0 | 0 | 0 | 0 | 0
08.03. | 24 | 0 |  | 0 | 0 | 0 | 0 | 0
09.03. | 1 | 0 |  | 0 | 0 | 0 | 0 | 0
09.03. | 2 | 0 |  | 0 | 0 | 0 | 0 | 0
09.03. | 3 | 0 |  | 0 | 0 | 0 | 0 | 0
09.03. | 4 | 0 |  | 0 | 0 | 0 | 0 | 0
09.03. | 5 | 0 |  | 0 | 0 | 0 | 0 | 0
09.03. | 6 | 0 |  | 0 | 0 | 0 | 0 | 0
09.03. | 7 | 0 |  | 0 | 0 | 0 | 0 | 0
09.03. | 8 | 0 |  | 0 | 0 | 0 | 0 | 0
09.03. | 9 | 0 |  | 0 | 0 | 0 | 0 | 0
09.03. | 10 | 0 |  | 0 | 0 | 0 | 0 | 0
09.03. | 11 | 0 |  | 0 | 0 | 0 | 0 | 0
09.03. | 12 | 0 |  | 0 | 0 | 0 | 0 | 0
09.03. | 13 | 0 |  | 0 | 0 | 0 | 0 | 0
09.03. | 14 | 0 |  | 0 | 0 | 0 | 0 | 0
09.03. | 15 | 0 |  | 0 | 0 | 0 | 0 | 0
09.03. | 16 | 0 |  | 0 | 0 | 0 | 0 | 0
09.03. | 17 | 0 |  | 0 | 0 | 0 | 0 | 0
09.03. | 18 | 0 |  | 0 | 0 | 0 | 0 | 0
09.03. | 19 | 0 |  | 0 | 0 | 0 | 0 | 0
09.03. | 20 | 0 |  | 0 | 0 | 0 | 0 | 0
09.03. | 21 | 0 |  | 0 | 0 | 0 | 0 | 0
09.03. | 22 | 0 |  | 0 | 0 | 0 | 0 | 0
09.03. | 23 | 0 |  | 0 | 0 | 0 | 0 | 0
09.03. | 24 | 0 |  | 0 | 0 | 0 | 0 | 0
10.03. | 1 | 0 |  | 0 | 0 | 0 | 0 | 0
10.03. | 2 | 0 |  | 0 | 0 | 0 | 0 | 0
10.03. | 3 | 0 |  | 0 | 0 | 0 | 0 | 0
10.03. | 4 | 0 |  | 0 | 0 | 0 | 0 | 0
10.03. | 5 | 0 |  | 0 | 0 | 0 | 0 | 0
10.03. | 6 | 0 |  | 0 | 0 | 0 | 0 | 0
10.03. | 7 | 0 |  | 0 | 0 | 0 | 0 | 0
10.03. | 8 | 0 |  | 0 | 0 | 0 | 0 | 0
10.03. | 9 | 0 |  | 0 | 0 | 0 | 0 | 0
10.03. | 10 | 0 |  | 0 | 0 | 0 | 0 | 0
10.03. | 11 | 0 |  | 0 | 0 | 0 | 0 | 0
10.03. | 12 | 0 |  | 0 | 0 | 0 | 0 | 0
10.03. | 13 | 0 |  | 0 | 0 | 0 | 0 | 0
10.03. | 14 | 0 |  | 0 | 0 | 0 | 0 | 0
10.03. | 15 | 0 |  | 0 | 0 | 0 | 0 | 0
10.03. | 16 | 0 |  | 0 | 0 | 0 | 0 | 0
10.03. | 17 | 0 |  | 0 | 0 | 0 | 0 | 0
10.03. | 18 | 0 |  | 0 | 0 | 0 | 0 | 0
10.03. | 19 | 0 |  | 0 | 0 | 0 | 0 | 0
10.03. | 20 | 0 |  | 0 | 0 | 0 | 0 | 0
10.03. | 21 | 0 |  | 0 | 0 | 0 | 0 | 0
10.03. | 22 | 0 |  | 0 | 0 | 0 | 0 | 0
10.03. | 23 | 0 |  | 0 | 0 | 0 | 0 | 0
10.03. | 24 | 0 |  | 0 | 0 | 0 | 0 | 0
11.03. | 1 | 0 |  | 0 | 0 | 0 | 0 | 0
11.03. | 2 | 0 |  | 0 | 0 | 0 | 0 | 0
11.03. | 3 | 0 |  | 0 | 0 | 0 | 0 | 0
11.03. | 4 | 0 |  | 0 | 0 | 0 | 0 | 0
11.03. | 5 | 0 |  | 0 | 0 | 0 | 0 | 0
11.03. | 6 | 0 |  | 0 | 0 | 0 | 0 | 0
11.03. | 7 | 0 |  | 0 | 0 | 0 | 0 | 0
11.03. | 8 | 0 |  | 0 | 0 | 0 | 0 | 0
11.03. | 9 | 0 |  | 0 | 0 | 0 | 0 | 0
11.03. | 10 | 0 |  | 0 | 0 | 0 | 0 | 0
11.03. | 11 | 0 |  | 0 | 0 | 0 | 0 | 0
11.03. | 12 | 0 |  | 0 | 0 | 0 | 0 | 0
11.03. | 13 | 0 |  | 0 | 0 | 0 | 0 | 0
11.03. | 14 | 0 |  | 0 | 0 | 0 | 0 | 0
11.03. | 15 | 0 |  | 0 | 0 | 0 | 0 | 0
11.03. | 16 | 0 |  | 0 | 0 | 0 | 0 | 0
11.03. | 17 | 0 |  | 0 | 0 | 0 | 0 | 0
11.03. | 18 | 0 |  | 0 | 0 | 0 | 0 | 0
11.03. | 19 | 0 |  | 0 | 0 | 0 | 0 | 0
11.03. | 20 | 0 |  | 0 | 0 | 0 | 0 | 0
11.03. | 21 | 0 |  | 0 | 0 | 0 | 0 | 0
11.03. | 22 | 0 |  | 0 | 0 | 0 | 0 | 0
11.03. | 23 | 0 |  | 0 | 0 | 0 | 0 | 0
11.03. | 24 | 0 |  | 0 | 0 | 0 | 0 | 0
12.03. | 1 | 0 |  | 0 | 0 | 0 | 0 | 0
12.03. | 2 | 0 |  | 0 | 0 | 0 | 0 | 0
12.03. | 3 | 0 |  | 0 | 0 | 0 | 0 | 0
12.03. | 4 | 0 |  | 0 | 0 | 0 | 0 | 0
12.03. | 5 | 0 |  | 0 | 0 | 0 | 0 | 0
12.03. | 6 | 0 |  | 0 | 0 | 0 | 0 | 0
12.03. | 7 | 0 |  | 0 | 0 | 0 | 0 | 0
12.03. | 8 | 0 |  | 0 | 0 | 0 | 0 | 0
12.03. | 9 | 0 |  | 0 | 0 | 0 | 0 | 0
12.03. | 10 | 0 |  | 0 | 0 | 0 | 0 | 0
12.03. | 11 | 0 |  | 0 | 0 | 0 | 0 | 0
12.03. | 12 | 0 |  | 0 | 0 | 0 | 0 | 0
12.03. | 13 | 0 |  | 0 | 0 | 0 | 0 | 0
12.03. | 14 | 0 |  | 0 | 0 | 0 | 0 | 0
12.03. | 15 | 0 |  | 0 | 0 | 0 | 0 | 0
12.03. | 16 | 0 |  | 0 | 0 | 0 | 0 | 0
12.03. | 17 | 0 |  | 0 | 0 | 0 | 0 | 0
12.03. | 18 | 0 |  | 0 | 0 | 0 | 0 | 0
12.03. | 19 | 0 |  | 0 | 0 | 0 | 0 | 0
12.03. | 20 | 0 |  | 0 | 0 | 0 | 0 | 0
12.03. | 21 | 0 |  | 0 | 0 | 0 | 0 | 0
12.03. | 22 | 0 |  | 0 | 0 | 0 | 0 | 0
12.03. | 23 | 0 |  | 0 | 0 | 0 | 0 | 0
12.03. | 24 | 0 |  | 0 | 0 | 0 | 0 | 0
13.03. | 1 | 0 |  | 0 | 0 | 0 | 0 | 0
13.03. | 2 | 0 |  | 0 | 0 | 0 | 0 | 0
13.03. | 3 | 0 |  | 0 | 0 | 0 | 0 | 0
13.03. | 4 | 0 |  | 0 | 0 | 0 | 0 | 0
13.03. | 5 | 0 |  | 0 | 0 | 0 | 0 | 0
13.03. | 6 | 0 |  | 0 | 0 | 0 | 0 | 0
13.03. | 7 | 0 |  | 0 | 0 | 0 | 0 | 0
13.03. | 8 | 0 |  | 0 | 0 | 0 | 0 | 0
13.03. | 9 | 0 |  | 0 | 0 | 0 | 0 | 0
13.03. | 10 | 0 |  | 0 | 0 | 0 | 0 | 0
13.03. | 11 | 0 |  | 0 | 0 | 0 | 0 | 0
13.03. | 12 | 0 |  | 0 | 0 | 0 | 0 | 0
13.03. | 13 | 0 |  | 0 | 0 | 0 | 0 | 0
13.03. | 14 | 0 |  | 0 | 0 | 0 | 0 | 0
13.03. | 15 | 0 |  | 0 | 0 | 0 | 0 | 0
13.03. | 16 | 0 |  | 0 | 0 | 0 | 0 | 0
13.03. | 17 | 0 |  | 0 | 0 | 0 | 0 | 0
13.03. | 18 | 0 |  | 0 | 0 | 0 | 0 | 0
13.03. | 19 | 0 |  | 0 | 0 | 0 | 0 | 0
13.03. | 20 | 0 |  | 0 | 0 | 0 | 0 | 0
13.03. | 21 | 0 |  | 0 | 0 | 0 | 0 | 0
13.03. | 22 | 0 |  | 0 | 0 | 0 | 0 | 0
13.03. | 23 | 0 |  | 0 | 0 | 0 | 0 | 0
13.03. | 24 | 0 |  | 0 | 0 | 0 | 0 | 0
14.03. | 1 | 0 |  | 0 | 0 | 0 | 0 | 0
14.03. | 2 | 0 |  | 0 | 0 | 0 | 0 | 0
14.03. | 3 | 0 |  | 0 | 0 | 0 | 0 | 0
14.03. | 4 | 0 |  | 0 | 0 | 0 | 0 | 0
14.03. | 5 | 0 |  | 0 | 0 | 0 | 0 | 0
14.03. | 6 | 0 |  | 0 | 0 | 0 | 0 | 0
14.03. | 7 | 0 |  | 0 | 0 | 0 | 0 | 0
14.03. | 8 | 0 |  | 0 | 0 | 0 | 0 | 0
14.03. | 9 | 0 |  | 0 | 0 | 0 | 0 | 0
14.03. | 10 | 0 |  | 0 | 0 | 0 | 0 | 0
14.03. | 11 | 0 |  | 0 | 0 | 0 | 0 | 0
14.03. | 12 | 0 |  | 0 | 0 | 0 | 0 | 0
14.03. | 13 | 0 |  | 0 | 0 | 0 | 0 | 0
14.03. | 14 | 0 |  | 0 | 0 | 0 | 0 | 0
14.03. | 15 | 0 |  | 0 | 0 | 0 | 0 | 0
14.03. | 16 | 0 |  | 0 | 0 | 0 | 0 | 0
14.03. | 17 | 0 |  | 0 | 0 | 0 | 0 | 0
14.03. | 18 | 0 |  | 0 | 0 | 0 | 0 | 0
14.03. | 19 | 0 |  | 0 | 0 | 0 | 0 | 0
14.03. | 20 | 0 |  | 0 | 0 | 0 | 0 | 0
14.03. | 21 | 0 |  | 0 | 0 | 0 | 0 | 0
14.03. | 22 | 0 |  | 0 | 0 | 0 | 0 | 0
14.03. | 23 | 0 |  | 0 | 0 | 0 | 0 | 0
14.03. | 24 | 0 |  | 0 | 0 | 0 | 0 | 0
15.03. | 1 | 0 |  | 0 | 0 | 0 | 0 | 0
15.03. | 2 | 0 |  | 0 | 0 | 0 | 0 | 0
15.03. | 3 | 0 |  | 0 | 0 | 0 | 0 | 0
15.03. | 4 | 0 |  | 0 | 0 | 0 | 0 | 0
15.03. | 5 | 0 |  | 0 | 0 | 0 | 0 | 0
15.03. | 6 | 0 |  | 0 | 0 | 0 | 0 | 0
15.03. | 7 | 0 |  | 0 | 0 | 0 | 0 | 0
15.03. | 8 | 0 |  | 0 | 0 | 0 | 0 | 0
15.03. | 9 | 0 |  | 0 | 0 | 0 | 0 | 0
15.03. | 10 | 0 |  | 0 | 0 | 0 | 0 | 0
15.03. | 11 | 0 |  | 0 | 0 | 0 | 0 | 0
15.03. | 12 | 0 |  | 0 | 0 | 0 | 0 | 0
15.03. | 13 | 0 |  | 0 | 0 | 0 | 0 | 0
15.03. | 14 | 0 |  | 0 | 0 | 0 | 0 | 0
15.03. | 15 | 0 |  | 0 | 0 | 0 | 0 | 0
15.03. | 16 | 0 |  | 0 | 0 | 0 | 0 | 0
15.03. | 17 | 0 |  | 0 | 0 | 0 | 0 | 0
15.03. | 18 | 0 |  | 0 | 0 | 0 | 0 | 0
15.03. | 19 | 0 |  | 0 | 0 | 0 | 0 | 0
15.03. | 20 | 0 |  | 0 | 0 | 0 | 0 | 0
15.03. | 21 | 0 |  | 0 | 0 | 0 | 0 | 0
15.03. | 22 | 0 |  | 0 | 0 | 0 | 0 | 0
15.03. | 23 | 0 |  | 0 | 0 | 0 | 0 | 0
15.03. | 24 | 0 |  | 0 | 0 | 0 | 0 | 0
16.03. | 1 | 0 |  | 0 | 0 | 0 | 0 | 0
16.03. | 2 | 0 |  | 0 | 0 | 0 | 0 | 0
16.03. | 3 | 0 |  | 0 | 0 | 0 | 0 | 0
16.03. | 4 | 0 |  | 0 | 0 | 0 | 0 | 0
16.03. | 5 | 0 |  | 0 | 0 | 0 | 0 | 0
16.03. | 6 | 0 |  | 0 | 0 | 0 | 0 | 0
16.03. | 7 | 0 |  | 0 | 0 | 0 | 0 | 0
16.03. | 8 | 0 |  | 0 | 0 | 0 | 0 | 0
16.03. | 9 | 0 |  | 0 | 0 | 0 | 0 | 0
16.03. | 10 | 0 |  | 0 | 0 | 0 | 0 | 0
16.03. | 11 | 0 |  | 0 | 0 | 0 | 0 | 0
16.03. | 12 | 0 |  | 0 | 0 | 0 | 0 | 0
16.03. | 13 | 0 |  | 0 | 0 | 0 | 0 | 0
16.03. | 14 | 0 |  | 0 | 0 | 0 | 0 | 0
16.03. | 15 | 0 |  | 0 | 0 | 0 | 0 | 0
16.03. | 16 | 0 |  | 0 | 0 | 0 | 0 | 0
16.03. | 17 | 0 |  | 0 | 0 | 0 | 0 | 0
16.03. | 18 | 0 |  | 0 | 0 | 0 | 0 | 0
16.03. | 19 | 0 |  | 0 | 0 | 0 | 0 | 0
16.03. | 20 | 0 |  | 0 | 0 | 0 | 0 | 0
16.03. | 21 | 0 |  | 0 | 0 | 0 | 0 | 0
16.03. | 22 | 0 |  | 0 | 0 | 0 | 0 | 0
16.03. | 23 | 0 |  | 0 | 0 | 0 | 0 | 0
16.03. | 24 | 0 |  | 0 | 0 | 0 | 0 | 0
17.03. | 1 | 0 |  | 0 | 0 | 0 | 0 | 0
17.03. | 2 | 0 |  | 0 | 0 | 0 | 0 | 0
17.03. | 3 | 0 |  | 0 | 0 | 0 | 0 | 0
17.03. | 4 | 0 |  | 0 | 0 | 0 | 0 | 0
17.03. | 5 | 0 |  | 0 | 0 | 0 | 0 | 0
17.03. | 6 | 0 |  | 0 | 0 | 0 | 0 | 0
17.03. | 7 | 0 |  | 0 | 0 | 0 | 0 | 0
17.03. | 8 | 0 |  | 0 | 0 | 0 | 0 | 0
17.03. | 9 | 0 |  | 0 | 0 | 0 | 0 | 0
17.03. | 10 | 0 |  | 0 | 0 | 0 | 0 | 0
17.03. | 11 | 0 |  | 0 | 0 | 0 | 0 | 0
17.03. | 12 | 0 |  | 0 | 0 | 0 | 0 | 0
17.03. | 13 | 0 |  | 0 | 0 | 0 | 0 | 0
17.03. | 14 | 0 |  | 0 | 0 | 0 | 0 | 0
17.03. | 15 | 0 |  | 0 | 0 | 0 | 0 | 0
17.03. | 16 | 0 |  | 0 | 0 | 0 | 0 | 0
17.03. | 17 | 0 |  | 0 | 0 | 0 | 0 | 0
17.03. | 18 | 0 |  | 0 | 0 | 0 | 0 | 0
17.03. | 19 | 0 |  | 0 | 0 | 0 | 0 | 0
17.03. | 20 | 0 |  | 0 | 0 | 0 | 0 | 0
17.03. | 21 | 0 |  | 0 | 0 | 0 | 0 | 0
17.03. | 22 | 0 |  | 0 | 0 | 0 | 0 | 0
17.03. | 23 | 0 |  | 0 | 0 | 0 | 0 | 0
17.03. | 24 | 0 |  | 0 | 0 | 0 | 0 | 0
18.03. | 1 | 0 |  | 0 | 0 | 0 | 0 | 0
18.03. | 2 | 0 |  | 0 | 0 | 0 | 0 | 0
18.03. | 3 | 0 |  | 0 | 0 | 0 | 0 | 0
18.03. | 4 | 0 |  | 0 | 0 | 0 | 0 | 0
18.03. | 5 | 0 |  | 0 | 0 | 0 | 0 | 0
18.03. | 6 | 0 |  | 0 | 0 | 0 | 0 | 0
18.03. | 7 | 0 |  | 0 | 0 | 0 | 0 | 0
18.03. | 8 | 0 |  | 0 | 0 | 0 | 0 | 0
18.03. | 9 | 0 |  | 0 | 0 | 0 | 0 | 0
18.03. | 10 | 0 |  | 0 | 0 | 0 | 0 | 0
18.03. | 11 | 0 |  | 0 | 0 | 0 | 0 | 0
18.03. | 12 | 0 |  | 0 | 0 | 0 | 0 | 0
18.03. | 13 | 0 |  | 0 | 0 | 0 | 0 | 0
18.03. | 14 | 0 |  | 0 | 0 | 0 | 0 | 0
18.03. | 15 | 0 |  | 0 | 0 | 0 | 0 | 0
18.03. | 16 | 0 |  | 0 | 0 | 0 | 0 | 0
18.03. | 17 | 0 |  | 0 | 0 | 0 | 0 | 0
18.03. | 18 | 0 |  | 0 | 0 | 0 | 0 | 0
18.03. | 19 | 0 |  | 0 | 0 | 0 | 0 | 0
18.03. | 20 | 0 |  | 0 | 0 | 0 | 0 | 0
18.03. | 21 | 0 |  | 0 | 0 | 0 | 0 | 0
18.03. | 22 | 0 |  | 0 | 0 | 0 | 0 | 0
18.03. | 23 | 0 |  | 0 | 0 | 0 | 0 | 0
18.03. | 24 | 0 |  | 0 | 0 | 0 | 0 | 0
19.03. | 1 | 0 |  | 0 | 0 | 0 | 0 | 0
19.03. | 2 | 0 |  | 0 | 0 | 0 | 0 | 0
19.03. | 3 | 0 |  | 0 | 0 | 0 | 0 | 0
19.03. | 4 | 0 |  | 0 | 0 | 0 | 0 | 0
19.03. | 5 | 0 |  | 0 | 0 | 0 | 0 | 0
19.03. | 6 | 0 |  | 0 | 0 | 0 | 0 | 0
19.03. | 7 | 0 |  | 0 | 0 | 0 | 0 | 0
19.03. | 8 | 0 |  | 0 | 0 | 0 | 0 | 0
19.03. | 9 | 0 |  | 0 | 0 | 0 | 0 | 0
19.03. | 10 | 0 |  | 0 | 0 | 0 | 0 | 0
19.03. | 11 | 0 |  | 0 | 0 | 0 | 0 | 0
19.03. | 12 | 0 |  | 0 | 0 | 0 | 0 | 0
19.03. | 13 | 0 |  | 0 | 0 | 0 | 0 | 0
19.03. | 14 | 0 |  | 0 | 0 | 0 | 0 | 0
19.03. | 15 | 0 |  | 0 | 0 | 0 | 0 | 0
19.03. | 16 | 0 |  | 0 | 0 | 0 | 0 | 0
19.03. | 17 | 0 |  | 0 | 0 | 0 | 0 | 0
19.03. | 18 | 0 |  | 0 | 0 | 0 | 0 | 0
19.03. | 19 | 0 |  | 0 | 0 | 0 | 0 | 0
19.03. | 20 | 0 |  | 0 | 0 | 0 | 0 | 0
19.03. | 21 | 0 |  | 0 | 0 | 0 | 0 | 0
19.03. | 22 | 0 |  | 0 | 0 | 0 | 0 | 0
19.03. | 23 | 0 |  | 0 | 0 | 0 | 0 | 0
19.03. | 24 | 0 |  | 0 | 0 | 0 | 0 | 0
20.03. | 1 | 0 |  | 0 | 0 | 0 | 0 | 0
20.03. | 2 | 0 |  | 0 | 0 | 0 | 0 | 0
20.03. | 3 | 0 |  | 0 | 0 | 0 | 0 | 0
20.03. | 4 | 0 |  | 0 | 0 | 0 | 0 | 0
20.03. | 5 | 0 |  | 0 | 0 | 0 | 0 | 0
20.03. | 6 | 0 |  | 0 | 0 | 0 | 0 | 0
20.03. | 7 | 0 |  | 0 | 0 | 0 | 0 | 0
20.03. | 8 | 0 |  | 0 | 0 | 0 | 0 | 0
20.03. | 9 | 0 |  | 0 | 0 | 0 | 0 | 0
20.03. | 10 | 0 |  | 0 | 0 | 0 | 0 | 0
20.03. | 11 | 0 |  | 0 | 0 | 0 | 0 | 0
20.03. | 12 | 0 |  | 0 | 0 | 0 | 0 | 0
20.03. | 13 | 0 |  | 0 | 0 | 0 | 0 | 0
20.03. | 14 | 0 |  | 0 | 0 | 0 | 0 | 0
20.03. | 15 | 0 |  | 0 | 0 | 0 | 0 | 0
20.03. | 16 | 0 |  | 0 | 0 | 0 | 0 | 0
20.03. | 17 | 0 |  | 0 | 0 | 0 | 0 | 0
20.03. | 18 | 0 |  | 0 | 0 | 0 | 0 | 0
20.03. | 19 | 0 |  | 0 | 0 | 0 | 0 | 0
20.03. | 20 | 0 |  | 0 | 0 | 0 | 0 | 0
20.03. | 21 | 0 |  | 0 | 0 | 0 | 0 | 0
20.03. | 22 | 0 |  | 0 | 0 | 0 | 0 | 0
20.03. | 23 | 0 |  | 0 | 0 | 0 | 0 | 0
20.03. | 24 | 0 |  | 0 | 0 | 0 | 0 | 0
21.03. | 1 | 0 |  | 0 | 0 | 0 | 0 | 0
21.03. | 2 | 0 |  | 0 | 0 | 0 | 0 | 0
21.03. | 3 | 0 |  | 0 | 0 | 0 | 0 | 0
21.03. | 4 | 0 |  | 0 | 0 | 0 | 0 | 0
21.03. | 5 | 0 |  | 0 | 0 | 0 | 0 | 0
21.03. | 6 | 0 |  | 0 | 0 | 0 | 0 | 0
21.03. | 7 | 0 |  | 0 | 0 | 0 | 0 | 0
21.03. | 8 | 0 |  | 0 | 0 | 0 | 0 | 0
21.03. | 9 | 0 |  | 0 | 0 | 0 | 0 | 0
21.03. | 10 | 0 |  | 0 | 0 | 0 | 0 | 0
21.03. | 11 | 0 |  | 0 | 0 | 0 | 0 | 0
21.03. | 12 | 0 |  | 0 | 0 | 0 | 0 | 0
21.03. | 13 | 0 |  | 0 | 0 | 0 | 0 | 0
21.03. | 14 | 0 |  | 0 | 0 | 0 | 0 | 0
21.03. | 15 | 0 |  | 0 | 0 | 0 | 0 | 0
21.03. | 16 | 0 |  | 0 | 0 | 0 | 0 | 0
21.03. | 17 | 0 |  | 0 | 0 | 0 | 0 | 0
21.03. | 18 | 0 |  | 0 | 0 | 0 | 0 | 0
21.03. | 19 | 0 |  | 0 | 0 | 0 | 0 | 0
21.03. | 20 | 0 |  | 0 | 0 | 0 | 0 | 0
21.03. | 21 | 0 |  | 0 | 0 | 0 | 0 | 0
21.03. | 22 | 0 |  | 0 | 0 | 0 | 0 | 0
21.03. | 23 | 0 |  | 0 | 0 | 0 | 0 | 0
21.03. | 24 | 0 |  | 0 | 0 | 0 | 0 | 0
22.03. | 1 | 0 |  | 0 | 0 | 0 | 0 | 0
22.03. | 2 | 0 |  | 0 | 0 | 0 | 0 | 0
22.03. | 3 | 0 |  | 0 | 0 | 0 | 0 | 0
22.03. | 4 | 0 |  | 0 | 0 | 0 | 0 | 0
22.03. | 5 | 0 |  | 0 | 0 | 0 | 0 | 0
22.03. | 6 | 0 |  | 0 | 0 | 0 | 0 | 0
22.03. | 7 | 0 |  | 0 | 0 | 0 | 0 | 0
22.03. | 8 | 0 |  | 0 | 0 | 0 | 0 | 0
22.03. | 9 | 0 |  | 0 | 0 | 0 | 0 | 0
22.03. | 10 | 0 |  | 0 | 0 | 0 | 0 | 0
22.03. | 11 | 0 |  | 0 | 0 | 0 | 0 | 0
22.03. | 12 | 0 |  | 0 | 0 | 0 | 0 | 0
22.03. | 13 | 0 |  | 0 | 0 | 0 | 0 | 0
22.03. | 14 | 0 |  | 0 | 0 | 0 | 0 | 0
22.03. | 15 | 0 |  | 0 | 0 | 0 | 0 | 0
22.03. | 16 | 0 |  | 0 | 0 | 0 | 0 | 0
22.03. | 17 | 0 |  | 0 | 0 | 0 | 0 | 0
22.03. | 18 | 0 |  | 0 | 0 | 0 | 0 | 0
22.03. | 19 | 0 |  | 0 | 0 | 0 | 0 | 0
22.03. | 20 | 0 |  | 0 | 0 | 0 | 0 | 0
22.03. | 21 | 0 |  | 0 | 0 | 0 | 0 | 0
22.03. | 22 | 0 |  | 0 | 0 | 0 | 0 | 0
22.03. | 23 | 0 |  | 0 | 0 | 0 | 0 | 0
22.03. | 24 | 0 |  | 0 | 0 | 0 | 0 | 0
23.03. | 1 | 0 |  | 0 | 0 | 0 | 0 | 0
23.03. | 2 | 0 |  | 0 | 0 | 0 | 0 | 0
23.03. | 3 | 0 |  | 0 | 0 | 0 | 0 | 0
23.03. | 4 | 0 |  | 0 | 0 | 0 | 0 | 0
23.03. | 5 | 0 |  | 0 | 0 | 0 | 0 | 0
23.03. | 6 | 0 |  | 0 | 0 | 0 | 0 | 0
23.03. | 7 | 0 |  | 0 | 0 | 0 | 0 | 0
23.03. | 8 | 0 |  | 0 | 0 | 0 | 0 | 0
23.03. | 9 | 0 |  | 0 | 0 | 0 | 0 | 0
23.03. | 10 | 0 |  | 0 | 0 | 0 | 0 | 0
23.03. | 11 | 0 |  | 0 | 0 | 0 | 0 | 0
23.03. | 12 | 0 |  | 0 | 0 | 0 | 0 | 0
23.03. | 13 | 0 |  | 0 | 0 | 0 | 0 | 0
23.03. | 14 | 0 |  | 0 | 0 | 0 | 0 | 0
23.03. | 15 | 0 |  | 0 | 0 | 0 | 0 | 0
23.03. | 16 | 0 |  | 0 | 0 | 0 | 0 | 0
23.03. | 17 | 0 |  | 0 | 0 | 0 | 0 | 0
23.03. | 18 | 0 |  | 0 | 0 | 0 | 0 | 0
23.03. | 19 | 0 |  | 0 | 0 | 0 | 0 | 0
23.03. | 20 | 0 |  | 0 | 0 | 0 | 0 | 0
23.03. | 21 | 0 |  | 0 | 0 | 0 | 0 | 0
23.03. | 22 | 0 |  | 0 | 0 | 0 | 0 | 0
23.03. | 23 | 0 |  | 0 | 0 | 0 | 0 | 0
23.03. | 24 | 0 |  | 0 | 0 | 0 | 0 | 0
24.03. | 1 | 0 |  | 0 | 0 | 0 | 0 | 0
24.03. | 2 | 0 |  | 0 | 0 | 0 | 0 | 0
24.03. | 3 | 0 |  | 0 | 0 | 0 | 0 | 0
24.03. | 4 | 0 |  | 0 | 0 | 0 | 0 | 0
24.03. | 5 | 0 |  | 0 | 0 | 0 | 0 | 0
24.03. | 6 | 0 |  | 0 | 0 | 0 | 0 | 0
24.03. | 7 | 0 |  | 0 | 0 | 0 | 0 | 0
24.03. | 8 | 0 |  | 0 | 0 | 0 | 0 | 0
24.03. | 9 | 0 |  | 0 | 0 | 0 | 0 | 0
24.03. | 10 | 0 |  | 0 | 0 | 0 | 0 | 0
24.03. | 11 | 0 |  | 0 | 0 | 0 | 0 | 0
24.03. | 12 | 0 |  | 0 | 0 | 0 | 0 | 0
24.03. | 13 | 0 |  | 0 | 0 | 0 | 0 | 0
24.03. | 14 | 0 |  | 0 | 0 | 0 | 0 | 0
24.03. | 15 | 0 |  | 0 | 0 | 0 | 0 | 0
24.03. | 16 | 0 |  | 0 | 0 | 0 | 0 | 0
24.03. | 17 | 0 |  | 0 | 0 | 0 | 0 | 0
24.03. | 18 | 0 |  | 0 | 0 | 0 | 0 | 0
24.03. | 19 | 0 |  | 0 | 0 | 0 | 0 | 0
24.03. | 20 | 0 |  | 0 | 0 | 0 | 0 | 0
24.03. | 21 | 0 |  | 0 | 0 | 0 | 0 | 0
24.03. | 22 | 0 |  | 0 | 0 | 0 | 0 | 0
24.03. | 23 | 0 |  | 0 | 0 | 0 | 0 | 0
24.03. | 24 | 0 |  | 0 | 0 | 0 | 0 | 0
25.03. | 1 | 0 |  | 0 | 0 | 0 | 0 | 0
25.03. | 2 | 0 |  | 0 | 0 | 0 | 0 | 0
25.03. | 3 | 0 |  | 0 | 0 | 0 | 0 | 0
25.03. | 4 | 0 |  | 0 | 0 | 0 | 0 | 0
25.03. | 5 | 0 |  | 0 | 0 | 0 | 0 | 0
25.03. | 6 | 0 |  | 0 | 0 | 0 | 0 | 0
25.03. | 7 | 0 |  | 0 | 0 | 0 | 0 | 0
25.03. | 8 | 0 |  | 0 | 0 | 0 | 0 | 0
25.03. | 9 | 0 |  | 0 | 0 | 0 | 0 | 0
25.03. | 10 | 0 |  | 0 | 0 | 0 | 0 | 0
25.03. | 11 | 0 |  | 0 | 0 | 0 | 0 | 0
25.03. | 12 | 0 |  | 0 | 0 | 0 | 0 | 0
25.03. | 13 | 0 |  | 0 | 0 | 0 | 0 | 0
25.03. | 14 | 0 |  | 0 | 0 | 0 | 0 | 0
25.03. | 15 | 0 |  | 0 | 0 | 0 | 0 | 0
25.03. | 16 | 0 |  | 0 | 0 | 0 | 0 | 0
25.03. | 17 | 0 |  | 0 | 0 | 0 | 0 | 0
25.03. | 18 | 0 |  | 0 | 0 | 0 | 0 | 0
25.03. | 19 | 0 |  | 0 | 0 | 0 | 0 | 0
25.03. | 20 | 0 |  | 0 | 0 | 0 | 0 | 0
25.03. | 21 | 0 |  | 0 | 0 | 0 | 0 | 0
25.03. | 22 | 0 |  | 0 | 0 | 0 | 0 | 0
25.03. | 23 | 0 |  | 0 | 0 | 0 | 0 | 0
25.03. | 24 | 0 |  | 0 | 0 | 0 | 0 | 0
26.03. | 1 | 0 |  | 0 | 0 | 0 | 0 | 0
26.03. | 2 | 0 |  | 0 | 0 | 0 | 0 | 0
26.03. | 3 | 0 |  | 0 | 0 | 0 | 0 | 0
26.03. | 4 | 0 |  | 0 | 0 | 0 | 0 | 0
26.03. | 5 | 0 |  | 0 | 0 | 0 | 0 | 0
26.03. | 6 | 0 |  | 0 | 0 | 0 | 0 | 0
26.03. | 7 | 0 |  | 0 | 0 | 0 | 0 | 0
26.03. | 8 | 0 |  | 0 | 0 | 0 | 0 | 0
26.03. | 9 | 0 |  | 0 | 0 | 0 | 0 | 0
26.03. | 10 | 0 |  | 0 | 0 | 0 | 0 | 0
26.03. | 11 | 0 |  | 0 | 0 | 0 | 0 | 0
26.03. | 12 | 0 |  | 0 | 0 | 0 | 0 | 0
26.03. | 13 | 0 |  | 0 | 0 | 0 | 0 | 0
26.03. | 14 | 0 |  | 0 | 0 | 0 | 0 | 0
26.03. | 15 | 0 |  | 0 | 0 | 0 | 0 | 0
26.03. | 16 | 0 |  | 0 | 0 | 0 | 0 | 0
26.03. | 17 | 0 |  | 0 | 0 | 0 | 0 | 0
26.03. | 18 | 0 |  | 0 | 0 | 0 | 0 | 0
26.03. | 19 | 0 |  | 0 | 0 | 0 | 0 | 0
26.03. | 20 | 0 |  | 0 | 0 | 0 | 0 | 0
26.03. | 21 | 0 |  | 0 | 0 | 0 | 0 | 0
26.03. | 22 | 0 |  | 0 | 0 | 0 | 0 | 0
26.03. | 23 | 0 |  | 0 | 0 | 0 | 0 | 0
26.03. | 24 | 0 |  | 0 | 0 | 0 | 0 | 0
27.03. | 1 | 0 |  | 0 | 0 | 0 | 0 | 0
27.03. | 2 | 0 |  | 0 | 0 | 0 | 0 | 0
27.03. | 3 | 0 |  | 0 | 0 | 0 | 0 | 0
27.03. | 4 | 0 |  | 0 | 0 | 0 | 0 | 0
27.03. | 5 | 0 |  | 0 | 0 | 0 | 0 | 0
27.03. | 6 | 0 |  | 0 | 0 | 0 | 0 | 0
27.03. | 7 | 0 |  | 0 | 0 | 0 | 0 | 0
27.03. | 8 | 0 |  | 0 | 0 | 0 | 0 | 0
27.03. | 9 | 0 |  | 0 | 0 | 0 | 0 | 0
27.03. | 10 | 0 |  | 0 | 0 | 0 | 0 | 0
27.03. | 11 | 0 |  | 0 | 0 | 0 | 0 | 0
27.03. | 12 | 0 |  | 0 | 0 | 0 | 0 | 0
27.03. | 13 | 0 |  | 0 | 0 | 0 | 0 | 0
27.03. | 14 | 0 |  | 0 | 0 | 0 | 0 | 0
27.03. | 15 | 0 |  | 0 | 0 | 0 | 0 | 0
27.03. | 16 | 0 |  | 0 | 0 | 0 | 0 | 0
27.03. | 17 | 0 |  | 0 | 0 | 0 | 0 | 0
27.03. | 18 | 0 |  | 0 | 0 | 0 | 0 | 0
27.03. | 19 | 0 |  | 0 | 0 | 0 | 0 | 0
27.03. | 20 | 0 |  | 0 | 0 | 0 | 0 | 0
27.03. | 21 | 0 |  | 0 | 0 | 0 | 0 | 0
27.03. | 22 | 0 |  | 0 | 0 | 0 | 0 | 0
27.03. | 23 | 0 |  | 0 | 0 | 0 | 0 | 0
27.03. | 24 | 0 |  | 0 | 0 | 0 | 0 | 0
28.03. | 1 | 0 |  | 0 | 0 | 0 | 0 | 0
28.03. | 2 | 0 |  | 0 | 0 | 0 | 0 | 0
28.03. | 3 | 0 |  | 0 | 0 | 0 | 0 | 0
28.03. | 4 | 0 |  | 0 | 0 | 0 | 0 | 0
28.03. | 5 | 0 |  | 0 | 0 | 0 | 0 | 0
28.03. | 6 | 0 |  | 0 | 0 | 0 | 0 | 0
28.03. | 7 | 0 |  | 0 | 0 | 0 | 0 | 0
28.03. | 8 | 0 |  | 0 | 0 | 0 | 0 | 0
28.03. | 9 | 0 |  | 0 | 0 | 0 | 0 | 0
28.03. | 10 | 0 |  | 0 | 0 | 0 | 0 | 0
28.03. | 11 | 0 |  | 0 | 0 | 0 | 0 | 0
28.03. | 12 | 0 |  | 0 | 0 | 0 | 0 | 0
28.03. | 13 | 0 |  | 0 | 0 | 0 | 0 | 0
28.03. | 14 | 0 |  | 0 | 0 | 0 | 0 | 0
28.03. | 15 | 0 |  | 0 | 0 | 0 | 0 | 0
28.03. | 16 | 0 |  | 0 | 0 | 0 | 0 | 0
28.03. | 17 | 0 |  | 0 | 0 | 0 | 0 | 0
28.03. | 18 | 0 |  | 0 | 0 | 0 | 0 | 0
28.03. | 19 | 0 |  | 0 | 0 | 0 | 0 | 0
28.03. | 20 | 0 |  | 0 | 0 | 0 | 0 | 0
28.03. | 21 | 0 |  | 0 | 0 | 0 | 0 | 0
28.03. | 22 | 0 |  | 0 | 0 | 0 | 0 | 0
28.03. | 23 | 0 |  | 0 | 0 | 0 | 0 | 0
28.03. | 24 | 0 |  | 0 | 0 | 0 | 0 | 0
29.03. | 1 | 0 |  | 0 | 0 | 0 | 0 | 0
29.03. | 2 | 0 |  | 0 | 0 | 0 | 0 | 0
29.03. | 3 | 0 |  | 0 | 0 | 0 | 0 | 0
29.03. | 4 | 0 |  | 0 | 0 | 0 | 0 | 0
29.03. | 5 | 0 |  | 0 | 0 | 0 | 0 | 0
29.03. | 6 | 0 |  | 0 | 0 | 0 | 0 | 0
29.03. | 7 | 0 |  | 0 | 0 | 0 | 0 | 0
29.03. | 8 | 0 |  | 0 | 0 | 0 | 0 | 0
29.03. | 9 | 0 |  | 0 | 0 | 0 | 0 | 0
29.03. | 10 | 0 |  | 0 | 0 | 0 | 0 | 0
29.03. | 11 | 0 |  | 0 | 0 | 0 | 0 | 0
29.03. | 12 | 0 |  | 0 | 0 | 0 | 0 | 0
29.03. | 13 | 0 |  | 0 | 0 | 0 | 0 | 0
29.03. | 14 | 0 |  | 0 | 0 | 0 | 0 | 0
29.03. | 15 | 0 |  | 0 | 0 | 0 | 0 | 0
29.03. | 16 | 0 |  | 0 | 0 | 0 | 0 | 0
29.03. | 17 | 0 |  | 0 | 0 | 0 | 0 | 0
29.03. | 18 | 0 |  | 0 | 0 | 0 | 0 | 0
29.03. | 19 | 0 |  | 0 | 0 | 0 | 0 | 0
29.03. | 20 | 0 |  | 0 | 0 | 0 | 0 | 0
29.03. | 21 | 0 |  | 0 | 0 | 0 | 0 | 0
29.03. | 22 | 0 |  | 0 | 0 | 0 | 0 | 0
29.03. | 23 | 0 |  | 0 | 0 | 0 | 0 | 0
29.03. | 24 | 0 |  | 0 | 0 | 0 | 0 | 0
30.03. | 1 | 0 |  | 0 | 0 | 0 | 0 | 0
30.03. | 2 | 0 |  | 0 | 0 | 0 | 0 | 0
30.03. | 3 | 0 |  | 0 | 0 | 0 | 0 | 0
30.03. | 4 | 0 |  | 0 | 0 | 0 | 0 | 0
30.03. | 5 | 0 |  | 0 | 0 | 0 | 0 | 0
30.03. | 6 | 0 |  | 0 | 0 | 0 | 0 | 0
30.03. | 7 | 0 |  | 0 | 0 | 0 | 0 | 0
30.03. | 8 | 0 |  | 0 | 0 | 0 | 0 | 0
30.03. | 9 | 0 |  | 0 | 0 | 0 | 0 | 0
30.03. | 10 | 0 |  | 0 | 0 | 0 | 0 | 0
30.03. | 11 | 0 |  | 0 | 0 | 0 | 0 | 0
30.03. | 12 | 0 |  | 0 | 0 | 0 | 0 | 0
30.03. | 13 | 0 |  | 0 | 0 | 0 | 0 | 0
30.03. | 14 | 0 |  | 0 | 0 | 0 | 0 | 0
30.03. | 15 | 0 |  | 0 | 0 | 0 | 0 | 0
30.03. | 16 | 0 |  | 0 | 0 | 0 | 0 | 0
30.03. | 17 | 0 |  | 0 | 0 | 0 | 0 | 0
30.03. | 18 | 0 |  | 0 | 0 | 0 | 0 | 0
30.03. | 19 | 0 |  | 0 | 0 | 0 | 0 | 0
30.03. | 20 | 0 |  | 0 | 0 | 0 | 0 | 0
30.03. | 21 | 0 |  | 0 | 0 | 0 | 0 | 0
30.03. | 22 | 0 |  | 0 | 0 | 0 | 0 | 0
30.03. | 23 | 0 |  | 0 | 0 | 0 | 0 | 0
30.03. | 24 | 0 |  | 0 | 0 | 0 | 0 | 0
31.03. | 1 | 0 |  | 0 | 0 | 0 | 0 | 0
31.03. | 2 | 0 |  | 0 | 0 | 0 | 0 | 0
31.03. | 3 | 0 |  | 0 | 0 | 0 | 0 | 0
31.03. | 4 | 0 |  | 0 | 0 | 0 | 0 | 0
31.03. | 5 | 0 |  | 0 | 0 | 0 | 0 | 0
31.03. | 6 | 0 |  | 0 | 0 | 0 | 0 | 0
31.03. | 7 | 0 |  | 0 | 0 | 0 | 0 | 0
31.03. | 8 | 0 |  | 0 | 0 | 0 | 0 | 0
31.03. | 9 | 0 |  | 0 | 0 | 0 | 0 | 0
31.03. | 10 | 0 |  | 0 | 0 | 0 | 0 | 0
31.03. | 11 | 0 |  | 0 | 0 | 0 | 0 | 0
31.03. | 12 | 0 |  | 0 | 0 | 0 | 0 | 0
31.03. | 13 | 0 |  | 0 | 0 | 0 | 0 | 0
31.03. | 14 | 0 |  | 0 | 0 | 0 | 0 | 0
31.03. | 15 | 0 |  | 0 | 0 | 0 | 0 | 0
31.03. | 16 | 0 |  | 0 | 0 | 0 | 0 | 0
31.03. | 17 | 0 |  | 0 | 0 | 0 | 0 | 0
31.03. | 18 | 0 |  | 0 | 0 | 0 | 0 | 0
31.03. | 19 | 0 |  | 0 | 0 | 0 | 0 | 0
31.03. | 20 | 0 |  | 0 | 0 | 0 | 0 | 0
31.03. | 21 | 0 |  | 0 | 0 | 0 | 0 | 0
31.03. | 22 | 0 |  | 0 | 0 | 0 | 0 | 0
31.03. | 23 | 0 |  | 0 | 0 | 0 | 0 | 0
31.03. | 24 | 0 |  | 0 | 0 | 0 | 0 | 0
01.04. | 1 | 0 |  | 0 | 0 | 0 | 0 | 0
01.04. | 2 | 0 |  | 0 | 0 | 0 | 0 | 0
01.04. | 3 | 0 |  | 0 | 0 | 0 | 0 | 0
01.04. | 4 | 0 |  | 0 | 0 | 0 | 0 | 0
01.04. | 5 | 0 |  | 0 | 0 | 0 | 0 | 0
01.04. | 6 | 0 |  | 0 | 0 | 0 | 0 | 0
01.04. | 7 | 0 |  | 0 | 0 | 0 | 0 | 0
01.04. | 8 | 0 |  | 0 | 0 | 0 | 0 | 0
01.04. | 9 | 0 |  | 0 | 0 | 0 | 0 | 0
01.04. | 10 | 0 |  | 0 | 0 | 0 | 0 | 0
01.04. | 11 | 0 |  | 0 | 0 | 0 | 0 | 0
01.04. | 12 | 0 |  | 0 | 0 | 0 | 0 | 0
01.04. | 13 | 0 |  | 0 | 0 | 0 | 0 | 0
01.04. | 14 | 0 |  | 0 | 0 | 0 | 0 | 0
01.04. | 15 | 0 |  | 0 | 0 | 0 | 0 | 0
01.04. | 16 | 0 |  | 0 | 0 | 0 | 0 | 0
01.04. | 17 | 0 |  | 0 | 0 | 0 | 0 | 0
01.04. | 18 | 0 |  | 0 | 0 | 0 | 0 | 0
01.04. | 19 | 0 |  | 0 | 0 | 0 | 0 | 0
01.04. | 20 | 0 |  | 0 | 0 | 0 | 0 | 0
01.04. | 21 | 0 |  | 0 | 0 | 0 | 0 | 0
01.04. | 22 | 0 |  | 0 | 0 | 0 | 0 | 0
01.04. | 23 | 0 |  | 0 | 0 | 0 | 0 | 0
01.04. | 24 | 0 |  | 0 | 0 | 0 | 0 | 0
02.04. | 1 | 0 |  | 0 | 0 | 0 | 0 | 0
02.04. | 2 | 0 |  | 0 | 0 | 0 | 0 | 0
02.04. | 3 | 0 |  | 0 | 0 | 0 | 0 | 0
02.04. | 4 | 0 |  | 0 | 0 | 0 | 0 | 0
02.04. | 5 | 0 |  | 0 | 0 | 0 | 0 | 0
02.04. | 6 | 0 |  | 0 | 0 | 0 | 0 | 0
02.04. | 7 | 0 |  | 0 | 0 | 0 | 0 | 0
02.04. | 8 | 0 |  | 0 | 0 | 0 | 0 | 0
02.04. | 9 | 0 |  | 0 | 0 | 0 | 0 | 0
02.04. | 10 | 0 |  | 0 | 0 | 0 | 0 | 0
02.04. | 11 | 0 |  | 0 | 0 | 0 | 0 | 0
02.04. | 12 | 0 |  | 0 | 0 | 0 | 0 | 0
02.04. | 13 | 0 |  | 0 | 0 | 0 | 0 | 0
02.04. | 14 | 0 |  | 0 | 0 | 0 | 0 | 0
02.04. | 15 | 0 |  | 0 | 0 | 0 | 0 | 0
02.04. | 16 | 0 |  | 0 | 0 | 0 | 0 | 0
02.04. | 17 | 0 |  | 0 | 0 | 0 | 0 | 0
02.04. | 18 | 0 |  | 0 | 0 | 0 | 0 | 0
02.04. | 19 | 0 |  | 0 | 0 | 0 | 0 | 0
02.04. | 20 | 0 |  | 0 | 0 | 0 | 0 | 0
02.04. | 21 | 0 |  | 0 | 0 | 0 | 0 | 0
02.04. | 22 | 0 |  | 0 | 0 | 0 | 0 | 0
02.04. | 23 | 0 |  | 0 | 0 | 0 | 0 | 0
02.04. | 24 | 0 |  | 0 | 0 | 0 | 0 | 0
03.04. | 1 | 0 |  | 0 | 0 | 0 | 0 | 0
03.04. | 2 | 0 |  | 0 | 0 | 0 | 0 | 0
03.04. | 3 | 0 |  | 0 | 0 | 0 | 0 | 0
03.04. | 4 | 0 |  | 0 | 0 | 0 | 0 | 0
03.04. | 5 | 0 |  | 0 | 0 | 0 | 0 | 0
03.04. | 6 | 0 |  | 0 | 0 | 0 | 0 | 0
03.04. | 7 | 0 |  | 0 | 0 | 0 | 0 | 0
03.04. | 8 | 0 |  | 0 | 0 | 0 | 0 | 0
03.04. | 9 | 0 |  | 0 | 0 | 0 | 0 | 0
03.04. | 10 | 0 |  | 0 | 0 | 0 | 0 | 0
03.04. | 11 | 0 |  | 0 | 0 | 0 | 0 | 0
03.04. | 12 | 0 |  | 0 | 0 | 0 | 0 | 0
03.04. | 13 | 0 |  | 0 | 0 | 0 | 0 | 0
03.04. | 14 | 0 |  | 0 | 0 | 0 | 0 | 0
03.04. | 15 | 0 |  | 0 | 0 | 0 | 0 | 0
03.04. | 16 | 0 |  | 0 | 0 | 0 | 0 | 0
03.04. | 17 | 0 |  | 0 | 0 | 0 | 0 | 0
03.04. | 18 | 0 |  | 0 | 0 | 0 | 0 | 0
03.04. | 19 | 0 |  | 0 | 0 | 0 | 0 | 0
03.04. | 20 | 0 |  | 0 | 0 | 0 | 0 | 0
03.04. | 21 | 0 |  | 0 | 0 | 0 | 0 | 0
03.04. | 22 | 0 |  | 0 | 0 | 0 | 0 | 0
03.04. | 23 | 0 |  | 0 | 0 | 0 | 0 | 0
03.04. | 24 | 0 |  | 0 | 0 | 0 | 0 | 0
04.04. | 1 | 0 |  | 0 | 0 | 0 | 0 | 0
04.04. | 2 | 0 |  | 0 | 0 | 0 | 0 | 0
04.04. | 3 | 0 |  | 0 | 0 | 0 | 0 | 0
04.04. | 4 | 0 |  | 0 | 0 | 0 | 0 | 0
04.04. | 5 | 0 |  | 0 | 0 | 0 | 0 | 0
04.04. | 6 | 0 |  | 0 | 0 | 0 | 0 | 0
04.04. | 7 | 0 |  | 0 | 0 | 0 | 0 | 0
04.04. | 8 | 0 |  | 0 | 0 | 0 | 0 | 0
04.04. | 9 | 0 |  | 0 | 0 | 0 | 0 | 0
04.04. | 10 | 0 |  | 0 | 0 | 0 | 0 | 0
04.04. | 11 | 0 |  | 0 | 0 | 0 | 0 | 0
04.04. | 12 | 0 |  | 0 | 0 | 0 | 0 | 0
04.04. | 13 | 0 |  | 0 | 0 | 0 | 0 | 0
04.04. | 14 | 0 |  | 0 | 0 | 0 | 0 | 0
04.04. | 15 | 0 |  | 0 | 0 | 0 | 0 | 0
04.04. | 16 | 0 |  | 0 | 0 | 0 | 0 | 0
04.04. | 17 | 0 |  | 0 | 0 | 0 | 0 | 0
04.04. | 18 | 0 |  | 0 | 0 | 0 | 0 | 0
04.04. | 19 | 0 |  | 0 | 0 | 0 | 0 | 0
04.04. | 20 | 0 |  | 0 | 0 | 0 | 0 | 0
04.04. | 21 | 0 |  | 0 | 0 | 0 | 0 | 0
04.04. | 22 | 0 |  | 0 | 0 | 0 | 0 | 0
04.04. | 23 | 0 |  | 0 | 0 | 0 | 0 | 0
04.04. | 24 | 0 |  | 0 | 0 | 0 | 0 | 0
05.04. | 1 | 0 |  | 0 | 0 | 0 | 0 | 0
05.04. | 2 | 0 |  | 0 | 0 | 0 | 0 | 0
05.04. | 3 | 0 |  | 0 | 0 | 0 | 0 | 0
05.04. | 4 | 0 |  | 0 | 0 | 0 | 0 | 0
05.04. | 5 | 0 |  | 0 | 0 | 0 | 0 | 0
05.04. | 6 | 0 |  | 0 | 0 | 0 | 0 | 0
05.04. | 7 | 0 |  | 0 | 0 | 0 | 0 | 0
05.04. | 8 | 0 |  | 0 | 0 | 0 | 0 | 0
05.04. | 9 | 0 |  | 0 | 0 | 0 | 0 | 0
05.04. | 10 | 0 |  | 0 | 0 | 0 | 0 | 0
05.04. | 11 | 0 |  | 0 | 0 | 0 | 0 | 0
05.04. | 12 | 0 |  | 0 | 0 | 0 | 0 | 0
05.04. | 13 | 0 |  | 0 | 0 | 0 | 0 | 0
05.04. | 14 | 0 |  | 0 | 0 | 0 | 0 | 0
05.04. | 15 | 0 |  | 0 | 0 | 0 | 0 | 0
05.04. | 16 | 0 |  | 0 | 0 | 0 | 0 | 0
05.04. | 17 | 0 |  | 0 | 0 | 0 | 0 | 0
05.04. | 18 | 0 |  | 0 | 0 | 0 | 0 | 0
05.04. | 19 | 0 |  | 0 | 0 | 0 | 0 | 0
05.04. | 20 | 0 |  | 0 | 0 | 0 | 0 | 0
05.04. | 21 | 0 |  | 0 | 0 | 0 | 0 | 0
05.04. | 22 | 0 |  | 0 | 0 | 0 | 0 | 0
05.04. | 23 | 0 |  | 0 | 0 | 0 | 0 | 0
05.04. | 24 | 0 |  | 0 | 0 | 0 | 0 | 0
06.04. | 1 | 0 |  | 0 | 0 | 0 | 0 | 0
06.04. | 2 | 0 |  | 0 | 0 | 0 | 0 | 0
06.04. | 3 | 0 |  | 0 | 0 | 0 | 0 | 0
06.04. | 4 | 0 |  | 0 | 0 | 0 | 0 | 0
06.04. | 5 | 0 |  | 0 | 0 | 0 | 0 | 0
06.04. | 6 | 0 |  | 0 | 0 | 0 | 0 | 0
06.04. | 7 | 0 |  | 0 | 0 | 0 | 0 | 0
06.04. | 8 | 0 |  | 0 | 0 | 0 | 0 | 0
06.04. | 9 | 0 |  | 0 | 0 | 0 | 0 | 0
06.04. | 10 | 0 |  | 0 | 0 | 0 | 0 | 0
06.04. | 11 | 0 |  | 0 | 0 | 0 | 0 | 0
06.04. | 12 | 0 |  | 0 | 0 | 0 | 0 | 0
06.04. | 13 | 0 |  | 0 | 0 | 0 | 0 | 0
06.04. | 14 | 0 |  | 0 | 0 | 0 | 0 | 0
06.04. | 15 | 0 |  | 0 | 0 | 0 | 0 | 0
06.04. | 16 | 0 |  | 0 | 0 | 0 | 0 | 0
06.04. | 17 | 0 |  | 0 | 0 | 0 | 0 | 0
06.04. | 18 | 0 |  | 0 | 0 | 0 | 0 | 0
06.04. | 19 | 0 |  | 0 | 0 | 0 | 0 | 0
06.04. | 20 | 0 |  | 0 | 0 | 0 | 0 | 0
06.04. | 21 | 0 |  | 0 | 0 | 0 | 0 | 0
06.04. | 22 | 0 |  | 0 | 0 | 0 | 0 | 0
06.04. | 23 | 0 |  | 0 | 0 | 0 | 0 | 0
06.04. | 24 | 0 |  | 0 | 0 | 0 | 0 | 0
07.04. | 1 | 0 |  | 0 | 0 | 0 | 0 | 0
07.04. | 2 | 0 |  | 0 | 0 | 0 | 0 | 0
07.04. | 3 | 0 |  | 0 | 0 | 0 | 0 | 0
07.04. | 4 | 0 |  | 0 | 0 | 0 | 0 | 0
07.04. | 5 | 0 |  | 0 | 0 | 0 | 0 | 0
07.04. | 6 | 0 |  | 0 | 0 | 0 | 0 | 0
07.04. | 7 | 0 |  | 0 | 0 | 0 | 0 | 0
07.04. | 8 | 0 |  | 0 | 0 | 0 | 0 | 0
07.04. | 9 | 0 |  | 0 | 0 | 0 | 0 | 0
07.04. | 10 | 0 |  | 0 | 0 | 0 | 0 | 0
07.04. | 11 | 0 |  | 0 | 0 | 0 | 0 | 0
07.04. | 12 | 0 |  | 0 | 0 | 0 | 0 | 0
07.04. | 13 | 0 |  | 0 | 0 | 0 | 0 | 0
07.04. | 14 | 0 |  | 0 | 0 | 0 | 0 | 0
07.04. | 15 | 0 |  | 0 | 0 | 0 | 0 | 0
07.04. | 16 | 0 |  | 0 | 0 | 0 | 0 | 0
07.04. | 17 | 0 |  | 0 | 0 | 0 | 0 | 0
07.04. | 18 | 0 |  | 0 | 0 | 0 | 0 | 0
07.04. | 19 | 0 |  | 0 | 0 | 0 | 0 | 0
07.04. | 20 | 0 |  | 0 | 0 | 0 | 0 | 0
07.04. | 21 | 0 |  | 0 | 0 | 0 | 0 | 0
07.04. | 22 | 0 |  | 0 | 0 | 0 | 0 | 0
07.04. | 23 | 0 |  | 0 | 0 | 0 | 0 | 0
07.04. | 24 | 0 |  | 0 | 0 | 0 | 0 | 0
08.04. | 1 | 0 |  | 0 | 0 | 0 | 0 | 0
08.04. | 2 | 0 |  | 0 | 0 | 0 | 0 | 0
08.04. | 3 | 0 |  | 0 | 0 | 0 | 0 | 0
08.04. | 4 | 0 |  | 0 | 0 | 0 | 0 | 0
08.04. | 5 | 0 |  | 0 | 0 | 0 | 0 | 0
08.04. | 6 | 0 |  | 0 | 0 | 0 | 0 | 0
08.04. | 7 | 0 |  | 0 | 0 | 0 | 0 | 0
08.04. | 8 | 0 |  | 0 | 0 | 0 | 0 | 0
08.04. | 9 | 0 |  | 0 | 0 | 0 | 0 | 0
08.04. | 10 | 0 |  | 0 | 0 | 0 | 0 | 0
08.04. | 11 | 0 |  | 0 | 0 | 0 | 0 | 0
08.04. | 12 | 0 |  | 0 | 0 | 0 | 0 | 0
08.04. | 13 | 0 |  | 0 | 0 | 0 | 0 | 0
08.04. | 14 | 0 |  | 0 | 0 | 0 | 0 | 0
08.04. | 15 | 0 |  | 0 | 0 | 0 | 0 | 0
08.04. | 16 | 0 |  | 0 | 0 | 0 | 0 | 0
08.04. | 17 | 0 |  | 0 | 0 | 0 | 0 | 0
08.04. | 18 | 0 |  | 0 | 0 | 0 | 0 | 0
08.04. | 19 | 0 |  | 0 | 0 | 0 | 0 | 0
08.04. | 20 | 0 |  | 0 | 0 | 0 | 0 | 0
08.04. | 21 | 0 |  | 0 | 0 | 0 | 0 | 0
08.04. | 22 | 0 |  | 0 | 0 | 0 | 0 | 0
08.04. | 23 | 0 |  | 0 | 0 | 0 | 0 | 0
08.04. | 24 | 0 |  | 0 | 0 | 0 | 0 | 0
09.04. | 1 | 0 |  | 0 | 0 | 0 | 0 | 0
09.04. | 2 | 0 |  | 0 | 0 | 0 | 0 | 0
09.04. | 3 | 0 |  | 0 | 0 | 0 | 0 | 0
09.04. | 4 | 0 |  | 0 | 0 | 0 | 0 | 0
09.04. | 5 | 0 |  | 0 | 0 | 0 | 0 | 0
09.04. | 6 | 0 |  | 0 | 0 | 0 | 0 | 0
09.04. | 7 | 0 |  | 0 | 0 | 0 | 0 | 0
09.04. | 8 | 0 |  | 0 | 0 | 0 | 0 | 0
09.04. | 9 | 0 |  | 0 | 0 | 0 | 0 | 0
09.04. | 10 | 0 |  | 0 | 0 | 0 | 0 | 0
09.04. | 11 | 0 |  | 0 | 0 | 0 | 0 | 0
09.04. | 12 | 0 |  | 0 | 0 | 0 | 0 | 0
09.04. | 13 | 0 |  | 0 | 0 | 0 | 0 | 0
09.04. | 14 | 0 |  | 0 | 0 | 0 | 0 | 0
09.04. | 15 | 0 |  | 0 | 0 | 0 | 0 | 0
09.04. | 16 | 0 |  | 0 | 0 | 0 | 0 | 0
09.04. | 17 | 0 |  | 0 | 0 | 0 | 0 | 0
09.04. | 18 | 0 |  | 0 | 0 | 0 | 0 | 0
09.04. | 19 | 0 |  | 0 | 0 | 0 | 0 | 0
09.04. | 20 | 0 |  | 0 | 0 | 0 | 0 | 0
09.04. | 21 | 0 |  | 0 | 0 | 0 | 0 | 0
09.04. | 22 | 0 |  | 0 | 0 | 0 | 0 | 0
09.04. | 23 | 0 |  | 0 | 0 | 0 | 0 | 0
09.04. | 24 | 0 |  | 0 | 0 | 0 | 0 | 0
10.04. | 1 | 0 |  | 0 | 0 | 0 | 0 | 0
10.04. | 2 | 0 |  | 0 | 0 | 0 | 0 | 0
10.04. | 3 | 0 |  | 0 | 0 | 0 | 0 | 0
10.04. | 4 | 0 |  | 0 | 0 | 0 | 0 | 0
10.04. | 5 | 0 |  | 0 | 0 | 0 | 0 | 0
10.04. | 6 | 0 |  | 0 | 0 | 0 | 0 | 0
10.04. | 7 | 0 |  | 0 | 0 | 0 | 0 | 0
10.04. | 8 | 0 |  | 0 | 0 | 0 | 0 | 0
10.04. | 9 | 0 |  | 0 | 0 | 0 | 0 | 0
10.04. | 10 | 0 |  | 0 | 0 | 0 | 0 | 0
10.04. | 11 | 0 |  | 0 | 0 | 0 | 0 | 0
10.04. | 12 | 0 |  | 0 | 0 | 0 | 0 | 0
10.04. | 13 | 0 |  | 0 | 0 | 0 | 0 | 0
10.04. | 14 | 0 |  | 0 | 0 | 0 | 0 | 0
10.04. | 15 | 0 |  | 0 | 0 | 0 | 0 | 0
10.04. | 16 | 0 |  | 0 | 0 | 0 | 0 | 0
10.04. | 17 | 0 |  | 0 | 0 | 0 | 0 | 0
10.04. | 18 | 0 |  | 0 | 0 | 0 | 0 | 0
10.04. | 19 | 0 |  | 0 | 0 | 0 | 0 | 0
10.04. | 20 | 0 |  | 0 | 0 | 0 | 0 | 0
10.04. | 21 | 0 |  | 0 | 0 | 0 | 0 | 0
10.04. | 22 | 0 |  | 0 | 0 | 0 | 0 | 0
10.04. | 23 | 0 |  | 0 | 0 | 0 | 0 | 0
10.04. | 24 | 0 |  | 0 | 0 | 0 | 0 | 0
11.04. | 1 | 0 |  | 0 | 0 | 0 | 0 | 0
11.04. | 2 | 0 |  | 0 | 0 | 0 | 0 | 0
11.04. | 3 | 0 |  | 0 | 0 | 0 | 0 | 0
11.04. | 4 | 0 |  | 0 | 0 | 0 | 0 | 0
11.04. | 5 | 0 |  | 0 | 0 | 0 | 0 | 0
11.04. | 6 | 0 |  | 0 | 0 | 0 | 0 | 0
11.04. | 7 | 0 |  | 0 | 0 | 0 | 0 | 0
11.04. | 8 | 0 |  | 0 | 0 | 0 | 0 | 0
11.04. | 9 | 0 |  | 0 | 0 | 0 | 0 | 0
11.04. | 10 | 0 |  | 0 | 0 | 0 | 0 | 0
11.04. | 11 | 0 |  | 0 | 0 | 0 | 0 | 0
11.04. | 12 | 0 |  | 0 | 0 | 0 | 0 | 0
11.04. | 13 | 0 |  | 0 | 0 | 0 | 0 | 0
11.04. | 14 | 0 |  | 0 | 0 | 0 | 0 | 0
11.04. | 15 | 0 |  | 0 | 0 | 0 | 0 | 0
11.04. | 16 | 0 |  | 0 | 0 | 0 | 0 | 0
11.04. | 17 | 0 |  | 0 | 0 | 0 | 0 | 0
11.04. | 18 | 0 |  | 0 | 0 | 0 | 0 | 0
11.04. | 19 | 0 |  | 0 | 0 | 0 | 0 | 0
11.04. | 20 | 0 |  | 0 | 0 | 0 | 0 | 0
11.04. | 21 | 0 |  | 0 | 0 | 0 | 0 | 0
11.04. | 22 | 0 |  | 0 | 0 | 0 | 0 | 0
11.04. | 23 | 0 |  | 0 | 0 | 0 | 0 | 0
11.04. | 24 | 0 |  | 0 | 0 | 0 | 0 | 0
12.04. | 1 | 0 |  | 0 | 0 | 0 | 0 | 0
12.04. | 2 | 0 |  | 0 | 0 | 0 | 0 | 0
12.04. | 3 | 0 |  | 0 | 0 | 0 | 0 | 0
12.04. | 4 | 0 |  | 0 | 0 | 0 | 0 | 0
12.04. | 5 | 0 |  | 0 | 0 | 0 | 0 | 0
12.04. | 6 | 0 |  | 0 | 0 | 0 | 0 | 0
12.04. | 7 | 0 |  | 0 | 0 | 0 | 0 | 0
12.04. | 8 | 0 |  | 0 | 0 | 0 | 0 | 0
12.04. | 9 | 0 |  | 0 | 0 | 0 | 0 | 0
12.04. | 10 | 0 |  | 0 | 0 | 0 | 0 | 0
12.04. | 11 | 0 |  | 0 | 0 | 0 | 0 | 0
12.04. | 12 | 0 |  | 0 | 0 | 0 | 0 | 0
12.04. | 13 | 0 |  | 0 | 0 | 0 | 0 | 0
12.04. | 14 | 0 |  | 0 | 0 | 0 | 0 | 0
12.04. | 15 | 0 |  | 0 | 0 | 0 | 0 | 0
12.04. | 16 | 0 |  | 0 | 0 | 0 | 0 | 0
12.04. | 17 | 0 |  | 0 | 0 | 0 | 0 | 0
12.04. | 18 | 0 |  | 0 | 0 | 0 | 0 | 0
12.04. | 19 | 0 |  | 0 | 0 | 0 | 0 | 0
12.04. | 20 | 0 |  | 0 | 0 | 0 | 0 | 0
12.04. | 21 | 0 |  | 0 | 0 | 0 | 0 | 0
12.04. | 22 | 0 |  | 0 | 0 | 0 | 0 | 0
12.04. | 23 | 0 |  | 0 | 0 | 0 | 0 | 0
12.04. | 24 | 0 |  | 0 | 0 | 0 | 0 | 0
13.04. | 1 | 0 |  | 0 | 0 | 0 | 0 | 0
13.04. | 2 | 0 |  | 0 | 0 | 0 | 0 | 0
13.04. | 3 | 0 |  | 0 | 0 | 0 | 0 | 0
13.04. | 4 | 0 |  | 0 | 0 | 0 | 0 | 0
13.04. | 5 | 0 |  | 0 | 0 | 0 | 0 | 0
13.04. | 6 | 0 |  | 0 | 0 | 0 | 0 | 0
13.04. | 7 | 0 |  | 0 | 0 | 0 | 0 | 0
13.04. | 8 | 0 |  | 0 | 0 | 0 | 0 | 0
13.04. | 9 | 0 |  | 0 | 0 | 0 | 0 | 0
13.04. | 10 | 0 |  | 0 | 0 | 0 | 0 | 0
13.04. | 11 | 0 |  | 0 | 0 | 0 | 0 | 0
13.04. | 12 | 0 |  | 0 | 0 | 0 | 0 | 0
13.04. | 13 | 0 |  | 0 | 0 | 0 | 0 | 0
13.04. | 14 | 0 |  | 0 | 0 | 0 | 0 | 0
13.04. | 15 | 0 |  | 0 | 0 | 0 | 0 | 0
13.04. | 16 | 0 |  | 0 | 0 | 0 | 0 | 0
13.04. | 17 | 0 |  | 0 | 0 | 0 | 0 | 0
13.04. | 18 | 0 |  | 0 | 0 | 0 | 0 | 0
13.04. | 19 | 0 |  | 0 | 0 | 0 | 0 | 0
13.04. | 20 | 0 |  | 0 | 0 | 0 | 0 | 0
13.04. | 21 | 0 |  | 0 | 0 | 0 | 0 | 0
13.04. | 22 | 0 |  | 0 | 0 | 0 | 0 | 0
13.04. | 23 | 0 |  | 0 | 0 | 0 | 0 | 0
13.04. | 24 | 0 |  | 0 | 0 | 0 | 0 | 0
14.04. | 1 | 0 |  | 0 | 0 | 0 | 0 | 0
14.04. | 2 | 0 |  | 0 | 0 | 0 | 0 | 0
14.04. | 3 | 0 |  | 0 | 0 | 0 | 0 | 0
14.04. | 4 | 0 |  | 0 | 0 | 0 | 0 | 0
14.04. | 5 | 0 |  | 0 | 0 | 0 | 0 | 0
14.04. | 6 | 0 |  | 0 | 0 | 0 | 0 | 0
14.04. | 7 | 0 |  | 0 | 0 | 0 | 0 | 0
14.04. | 8 | 0 |  | 0 | 0 | 0 | 0 | 0
14.04. | 9 | 0 |  | 0 | 0 | 0 | 0 | 0
14.04. | 10 | 0 |  | 0 | 0 | 0 | 0 | 0
14.04. | 11 | 0 |  | 0 | 0 | 0 | 0 | 0
14.04. | 12 | 0 |  | 0 | 0 | 0 | 0 | 0
14.04. | 13 | 0 |  | 0 | 0 | 0 | 0 | 0
14.04. | 14 | 0 |  | 0 | 0 | 0 | 0 | 0
14.04. | 15 | 0 |  | 0 | 0 | 0 | 0 | 0
14.04. | 16 | 0 |  | 0 | 0 | 0 | 0 | 0
14.04. | 17 | 0 |  | 0 | 0 | 0 | 0 | 0
14.04. | 18 | 0 |  | 0 | 0 | 0 | 0 | 0
14.04. | 19 | 0 |  | 0 | 0 | 0 | 0 | 0
14.04. | 20 | 0 |  | 0 | 0 | 0 | 0 | 0
14.04. | 21 | 0 |  | 0 | 0 | 0 | 0 | 0
14.04. | 22 | 0 |  | 0 | 0 | 0 | 0 | 0
14.04. | 23 | 0 |  | 0 | 0 | 0 | 0 | 0
14.04. | 24 | 0 |  | 0 | 0 | 0 | 0 | 0
15.04. | 1 | 0 |  | 0 | 0 | 0 | 0 | 0
15.04. | 2 | 0 |  | 0 | 0 | 0 | 0 | 0
15.04. | 3 | 0 |  | 0 | 0 | 0 | 0 | 0
15.04. | 4 | 0 |  | 0 | 0 | 0 | 0 | 0
15.04. | 5 | 0 |  | 0 | 0 | 0 | 0 | 0
15.04. | 6 | 0 |  | 0 | 0 | 0 | 0 | 0
15.04. | 7 | 0 |  | 0 | 0 | 0 | 0 | 0
15.04. | 8 | 0 |  | 0 | 0 | 0 | 0 | 0
15.04. | 9 | 0 |  | 0 | 0 | 0 | 0 | 0
15.04. | 10 | 0 |  | 0 | 0 | 0 | 0 | 0
15.04. | 11 | 0 |  | 0 | 0 | 0 | 0 | 0
15.04. | 12 | 0 |  | 0 | 0 | 0 | 0 | 0
15.04. | 13 | 0 |  | 0 | 0 | 0 | 0 | 0
15.04. | 14 | 0 |  | 0 | 0 | 0 | 0 | 0
15.04. | 15 | 0 |  | 0 | 0 | 0 | 0 | 0
15.04. | 16 | 0 |  | 0 | 0 | 0 | 0 | 0
15.04. | 17 | 0 |  | 0 | 0 | 0 | 0 | 0
15.04. | 18 | 0 |  | 0 | 0 | 0 | 0 | 0
15.04. | 19 | 0 |  | 0 | 0 | 0 | 0 | 0
15.04. | 20 | 0 |  | 0 | 0 | 0 | 0 | 0
15.04. | 21 | 0 |  | 0 | 0 | 0 | 0 | 0
15.04. | 22 | 0 |  | 0 | 0 | 0 | 0 | 0
15.04. | 23 | 0 |  | 0 | 0 | 0 | 0 | 0
15.04. | 24 | 0 |  | 0 | 0 | 0 | 0 | 0
16.04. | 1 | 0 |  | 0 | 0 | 0 | 0 | 0
16.04. | 2 | 0 |  | 0 | 0 | 0 | 0 | 0
16.04. | 3 | 0 |  | 0 | 0 | 0 | 0 | 0
16.04. | 4 | 0 |  | 0 | 0 | 0 | 0 | 0
16.04. | 5 | 0 |  | 0 | 0 | 0 | 0 | 0
16.04. | 6 | 0 |  | 0 | 0 | 0 | 0 | 0
16.04. | 7 | 0 |  | 0 | 0 | 0 | 0 | 0
16.04. | 8 | 0 |  | 0 | 0 | 0 | 0 | 0
16.04. | 9 | 0 |  | 0 | 0 | 0 | 0 | 0
16.04. | 10 | 0 |  | 0 | 0 | 0 | 0 | 0
16.04. | 11 | 0 |  | 0 | 0 | 0 | 0 | 0
16.04. | 12 | 0 |  | 0 | 0 | 0 | 0 | 0
16.04. | 13 | 0 |  | 0 | 0 | 0 | 0 | 0
16.04. | 14 | 0 |  | 0 | 0 | 0 | 0 | 0
16.04. | 15 | 0 |  | 0 | 0 | 0 | 0 | 0
16.04. | 16 | 0 |  | 0 | 0 | 0 | 0 | 0
16.04. | 17 | 0 |  | 0 | 0 | 0 | 0 | 0
16.04. | 18 | 0 |  | 0 | 0 | 0 | 0 | 0
16.04. | 19 | 0 |  | 0 | 0 | 0 | 0 | 0
16.04. | 20 | 0 |  | 0 | 0 | 0 | 0 | 0
16.04. | 21 | 0 |  | 0 | 0 | 0 | 0 | 0
16.04. | 22 | 0 |  | 0 | 0 | 0 | 0 | 0
16.04. | 23 | 0 |  | 0 | 0 | 0 | 0 | 0
16.04. | 24 | 0 |  | 0 | 0 | 0 | 0 | 0
17.04. | 1 | 0 |  | 0 | 0 | 0 | 0 | 0
17.04. | 2 | 0 |  | 0 | 0 | 0 | 0 | 0
17.04. | 3 | 0 |  | 0 | 0 | 0 | 0 | 0
17.04. | 4 | 0 |  | 0 | 0 | 0 | 0 | 0
17.04. | 5 | 0 |  | 0 | 0 | 0 | 0 | 0
17.04. | 6 | 0 |  | 0 | 0 | 0 | 0 | 0
17.04. | 7 | 0 |  | 0 | 0 | 0 | 0 | 0
17.04. | 8 | 0 |  | 0 | 0 | 0 | 0 | 0
17.04. | 9 | 0 |  | 0 | 0 | 0 | 0 | 0
17.04. | 10 | 0 |  | 0 | 0 | 0 | 0 | 0
17.04. | 11 | 0 |  | 0 | 0 | 0 | 0 | 0
17.04. | 12 | 0 |  | 0 | 0 | 0 | 0 | 0
17.04. | 13 | 0 |  | 0 | 0 | 0 | 0 | 0
17.04. | 14 | 0 |  | 0 | 0 | 0 | 0 | 0
17.04. | 15 | 0 |  | 0 | 0 | 0 | 0 | 0
17.04. | 16 | 0 |  | 0 | 0 | 0 | 0 | 0
17.04. | 17 | 0 |  | 0 | 0 | 0 | 0 | 0
17.04. | 18 | 0 |  | 0 | 0 | 0 | 0 | 0
17.04. | 19 | 0 |  | 0 | 0 | 0 | 0 | 0
17.04. | 20 | 0 |  | 0 | 0 | 0 | 0 | 0
17.04. | 21 | 0 |  | 0 | 0 | 0 | 0 | 0
17.04. | 22 | 0 |  | 0 | 0 | 0 | 0 | 0
17.04. | 23 | 0 |  | 0 | 0 | 0 | 0 | 0
17.04. | 24 | 0 |  | 0 | 0 | 0 | 0 | 0
18.04. | 1 | 0 |  | 0 | 0 | 0 | 0 | 0
18.04. | 2 | 0 |  | 0 | 0 | 0 | 0 | 0
18.04. | 3 | 0 |  | 0 | 0 | 0 | 0 | 0
18.04. | 4 | 0 |  | 0 | 0 | 0 | 0 | 0
18.04. | 5 | 0 |  | 0 | 0 | 0 | 0 | 0
18.04. | 6 | 0 |  | 0 | 0 | 0 | 0 | 0
18.04. | 7 | 0 |  | 0 | 0 | 0 | 0 | 0
18.04. | 8 | 0 |  | 0 | 0 | 0 | 0 | 0
18.04. | 9 | 0 |  | 0 | 0 | 0 | 0 | 0
18.04. | 10 | 0 |  | 0 | 0 | 0 | 0 | 0
18.04. | 11 | 0 |  | 0 | 0 | 0 | 0 | 0
18.04. | 12 | 0 |  | 0 | 0 | 0 | 0 | 0
18.04. | 13 | 0 |  | 0 | 0 | 0 | 0 | 0
18.04. | 14 | 0 |  | 0 | 0 | 0 | 0 | 0
18.04. | 15 | 0 |  | 0 | 0 | 0 | 0 | 0
18.04. | 16 | 0 |  | 0 | 0 | 0 | 0 | 0
18.04. | 17 | 0 |  | 0 | 0 | 0 | 0 | 0
18.04. | 18 | 0 |  | 0 | 0 | 0 | 0 | 0
18.04. | 19 | 0 |  | 0 | 0 | 0 | 0 | 0
18.04. | 20 | 0 |  | 0 | 0 | 0 | 0 | 0
18.04. | 21 | 0 |  | 0 | 0 | 0 | 0 | 0
18.04. | 22 | 0 |  | 0 | 0 | 0 | 0 | 0
18.04. | 23 | 0 |  | 0 | 0 | 0 | 0 | 0
18.04. | 24 | 0 |  | 0 | 0 | 0 | 0 | 0
19.04. | 1 | 0 |  | 0 | 0 | 0 | 0 | 0
19.04. | 2 | 0 |  | 0 | 0 | 0 | 0 | 0
19.04. | 3 | 0 |  | 0 | 0 | 0 | 0 | 0
19.04. | 4 | 0 |  | 0 | 0 | 0 | 0 | 0
19.04. | 5 | 0 |  | 0 | 0 | 0 | 0 | 0
19.04. | 6 | 0 |  | 0 | 0 | 0 | 0 | 0
19.04. | 7 | 0 |  | 0 | 0 | 0 | 0 | 0
19.04. | 8 | 0 |  | 0 | 0 | 0 | 0 | 0
19.04. | 9 | 0 |  | 0 | 0 | 0 | 0 | 0
19.04. | 10 | 0 |  | 0 | 0 | 0 | 0 | 0
19.04. | 11 | 0 |  | 0 | 0 | 0 | 0 | 0
19.04. | 12 | 0 |  | 0 | 0 | 0 | 0 | 0
19.04. | 13 | 0 |  | 0 | 0 | 0 | 0 | 0
19.04. | 14 | 0 |  | 0 | 0 | 0 | 0 | 0
19.04. | 15 | 0 |  | 0 | 0 | 0 | 0 | 0
19.04. | 16 | 0 |  | 0 | 0 | 0 | 0 | 0
19.04. | 17 | 0 |  | 0 | 0 | 0 | 0 | 0
19.04. | 18 | 0 |  | 0 | 0 | 0 | 0 | 0
19.04. | 19 | 0 |  | 0 | 0 | 0 | 0 | 0
19.04. | 20 | 0 |  | 0 | 0 | 0 | 0 | 0
19.04. | 21 | 0 |  | 0 | 0 | 0 | 0 | 0
19.04. | 22 | 0 |  | 0 | 0 | 0 | 0 | 0
19.04. | 23 | 0 |  | 0 | 0 | 0 | 0 | 0
19.04. | 24 | 0 |  | 0 | 0 | 0 | 0 | 0
20.04. | 1 | 0 |  | 0 | 0 | 0 | 0 | 0
20.04. | 2 | 0 |  | 0 | 0 | 0 | 0 | 0
20.04. | 3 | 0 |  | 0 | 0 | 0 | 0 | 0
20.04. | 4 | 0 |  | 0 | 0 | 0 | 0 | 0
20.04. | 5 | 0 |  | 0 | 0 | 0 | 0 | 0
20.04. | 6 | 0 |  | 0 | 0 | 0 | 0 | 0
20.04. | 7 | 0 |  | 0 | 0 | 0 | 0 | 0
20.04. | 8 | 0 |  | 0 | 0 | 0 | 0 | 0
20.04. | 9 | 0 |  | 0 | 0 | 0 | 0 | 0
20.04. | 10 | 0 |  | 0 | 0 | 0 | 0 | 0
20.04. | 11 | 0 |  | 0 | 0 | 0 | 0 | 0
20.04. | 12 | 0 |  | 0 | 0 | 0 | 0 | 0
20.04. | 13 | 0 |  | 0 | 0 | 0 | 0 | 0
20.04. | 14 | 0 |  | 0 | 0 | 0 | 0 | 0
20.04. | 15 | 0 |  | 0 | 0 | 0 | 0 | 0
20.04. | 16 | 0 |  | 0 | 0 | 0 | 0 | 0
20.04. | 17 | 0 |  | 0 | 0 | 0 | 0 | 0
20.04. | 18 | 0 |  | 0 | 0 | 0 | 0 | 0
20.04. | 19 | 0 |  | 0 | 0 | 0 | 0 | 0
20.04. | 20 | 0 |  | 0 | 0 | 0 | 0 | 0
20.04. | 21 | 0 |  | 0 | 0 | 0 | 0 | 0
20.04. | 22 | 0 |  | 0 | 0 | 0 | 0 | 0
20.04. | 23 | 0 |  | 0 | 0 | 0 | 0 | 0
20.04. | 24 | 0 |  | 0 | 0 | 0 | 0 | 0
21.04. | 1 | 0 |  | 0 | 0 | 0 | 0 | 0
21.04. | 2 | 0 |  | 0 | 0 | 0 | 0 | 0
21.04. | 3 | 0 |  | 0 | 0 | 0 | 0 | 0
21.04. | 4 | 0 |  | 0 | 0 | 0 | 0 | 0
21.04. | 5 | 0 |  | 0 | 0 | 0 | 0 | 0
21.04. | 6 | 0 |  | 0 | 0 | 0 | 0 | 0
21.04. | 7 | 0 |  | 0 | 0 | 0 | 0 | 0
21.04. | 8 | 0 |  | 0 | 0 | 0 | 0 | 0
21.04. | 9 | 0 |  | 0 | 0 | 0 | 0 | 0
21.04. | 10 | 0 |  | 0 | 0 | 0 | 0 | 0
21.04. | 11 | 0 |  | 0 | 0 | 0 | 0 | 0
21.04. | 12 | 0 |  | 0 | 0 | 0 | 0 | 0
21.04. | 13 | 0 |  | 0 | 0 | 0 | 0 | 0
21.04. | 14 | 0 |  | 0 | 0 | 0 | 0 | 0
21.04. | 15 | 0 |  | 0 | 0 | 0 | 0 | 0
21.04. | 16 | 0 |  | 0 | 0 | 0 | 0 | 0
21.04. | 17 | 0 |  | 0 | 0 | 0 | 0 | 0
21.04. | 18 | 0 |  | 0 | 0 | 0 | 0 | 0
21.04. | 19 | 0 |  | 0 | 0 | 0 | 0 | 0
21.04. | 20 | 0 |  | 0 | 0 | 0 | 0 | 0
21.04. | 21 | 0 |  | 0 | 0 | 0 | 0 | 0
21.04. | 22 | 0 |  | 0 | 0 | 0 | 0 | 0
21.04. | 23 | 0 |  | 0 | 0 | 0 | 0 | 0
21.04. | 24 | 0 |  | 0 | 0 | 0 | 0 | 0
22.04. | 1 | 0 |  | 0 | 0 | 0 | 0 | 0
22.04. | 2 | 0 |  | 0 | 0 | 0 | 0 | 0
22.04. | 3 | 0 |  | 0 | 0 | 0 | 0 | 0
22.04. | 4 | 0 |  | 0 | 0 | 0 | 0 | 0
22.04. | 5 | 0 |  | 0 | 0 | 0 | 0 | 0
22.04. | 6 | 0 |  | 0 | 0 | 0 | 0 | 0
22.04. | 7 | 0 |  | 0 | 0 | 0 | 0 | 0
22.04. | 8 | 0 |  | 0 | 0 | 0 | 0 | 0
22.04. | 9 | 0 |  | 0 | 0 | 0 | 0 | 0
22.04. | 10 | 0 |  | 0 | 0 | 0 | 0 | 0
22.04. | 11 | 0 |  | 0 | 0 | 0 | 0 | 0
22.04. | 12 | 0 |  | 0 | 0 | 0 | 0 | 0
22.04. | 13 | 0 |  | 0 | 0 | 0 | 0 | 0
22.04. | 14 | 0 |  | 0 | 0 | 0 | 0 | 0
22.04. | 15 | 0 |  | 0 | 0 | 0 | 0 | 0
22.04. | 16 | 0 |  | 0 | 0 | 0 | 0 | 0
22.04. | 17 | 0 |  | 0 | 0 | 0 | 0 | 0
22.04. | 18 | 0 |  | 0 | 0 | 0 | 0 | 0
22.04. | 19 | 0 |  | 0 | 0 | 0 | 0 | 0
22.04. | 20 | 0 |  | 0 | 0 | 0 | 0 | 0
22.04. | 21 | 0 |  | 0 | 0 | 0 | 0 | 0
22.04. | 22 | 0 |  | 0 | 0 | 0 | 0 | 0
22.04. | 23 | 0 |  | 0 | 0 | 0 | 0 | 0
22.04. | 24 | 0 |  | 0 | 0 | 0 | 0 | 0
23.04. | 1 | 0 |  | 0 | 0 | 0 | 0 | 0
23.04. | 2 | 0 |  | 0 | 0 | 0 | 0 | 0
23.04. | 3 | 0 |  | 0 | 0 | 0 | 0 | 0
23.04. | 4 | 0 |  | 0 | 0 | 0 | 0 | 0
23.04. | 5 | 0 |  | 0 | 0 | 0 | 0 | 0
23.04. | 6 | 0 |  | 0 | 0 | 0 | 0 | 0
23.04. | 7 | 0 |  | 0 | 0 | 0 | 0 | 0
23.04. | 8 | 0 |  | 0 | 0 | 0 | 0 | 0
23.04. | 9 | 0 |  | 0 | 0 | 0 | 0 | 0
23.04. | 10 | 0 |  | 0 | 0 | 0 | 0 | 0
23.04. | 11 | 0 |  | 0 | 0 | 0 | 0 | 0
23.04. | 12 | 0 |  | 0 | 0 | 0 | 0 | 0
23.04. | 13 | 0 |  | 0 | 0 | 0 | 0 | 0
23.04. | 14 | 0 |  | 0 | 0 | 0 | 0 | 0
23.04. | 15 | 0 |  | 0 | 0 | 0 | 0 | 0
23.04. | 16 | 0 |  | 0 | 0 | 0 | 0 | 0
23.04. | 17 | 0 |  | 0 | 0 | 0 | 0 | 0
23.04. | 18 | 0 |  | 0 | 0 | 0 | 0 | 0
23.04. | 19 | 0 |  | 0 | 0 | 0 | 0 | 0
23.04. | 20 | 0 |  | 0 | 0 | 0 | 0 | 0
23.04. | 21 | 0 |  | 0 | 0 | 0 | 0 | 0
23.04. | 22 | 0 |  | 0 | 0 | 0 | 0 | 0
23.04. | 23 | 0 |  | 0 | 0 | 0 | 0 | 0
23.04. | 24 | 0 |  | 0 | 0 | 0 | 0 | 0
24.04. | 1 | 0 |  | 0 | 0 | 0 | 0 | 0
24.04. | 2 | 0 |  | 0 | 0 | 0 | 0 | 0
24.04. | 3 | 0 |  | 0 | 0 | 0 | 0 | 0
24.04. | 4 | 0 |  | 0 | 0 | 0 | 0 | 0
24.04. | 5 | 0 |  | 0 | 0 | 0 | 0 | 0
24.04. | 6 | 0 |  | 0 | 0 | 0 | 0 | 0
24.04. | 7 | 0 |  | 0 | 0 | 0 | 0 | 0
24.04. | 8 | 0 |  | 0 | 0 | 0 | 0 | 0
24.04. | 9 | 0 |  | 0 | 0 | 0 | 0 | 0
24.04. | 10 | 0 |  | 0 | 0 | 0 | 0 | 0
24.04. | 11 | 0 |  | 0 | 0 | 0 | 0 | 0
24.04. | 12 | 0 |  | 0 | 0 | 0 | 0 | 0
24.04. | 13 | 0 |  | 0 | 0 | 0 | 0 | 0
24.04. | 14 | 0 |  | 0 | 0 | 0 | 0 | 0
24.04. | 15 | 0 |  | 0 | 0 | 0 | 0 | 0
24.04. | 16 | 0 |  | 0 | 0 | 0 | 0 | 0
24.04. | 17 | 0 |  | 0 | 0 | 0 | 0 | 0
24.04. | 18 | 0 |  | 0 | 0 | 0 | 0 | 0
24.04. | 19 | 0 |  | 0 | 0 | 0 | 0 | 0
24.04. | 20 | 0 |  | 0 | 0 | 0 | 0 | 0
24.04. | 21 | 0 |  | 0 | 0 | 0 | 0 | 0
24.04. | 22 | 0 |  | 0 | 0 | 0 | 0 | 0
24.04. | 23 | 0 |  | 0 | 0 | 0 | 0 | 0
24.04. | 24 | 0 |  | 0 | 0 | 0 | 0 | 0
25.04. | 1 | 0 |  | 0 | 0 | 0 | 0 | 0
25.04. | 2 | 0 |  | 0 | 0 | 0 | 0 | 0
25.04. | 3 | 0 |  | 0 | 0 | 0 | 0 | 0
25.04. | 4 | 0 |  | 0 | 0 | 0 | 0 | 0
25.04. | 5 | 0 |  | 0 | 0 | 0 | 0 | 0
25.04. | 6 | 0 |  | 0 | 0 | 0 | 0 | 0
25.04. | 7 | 0 |  | 0 | 0 | 0 | 0 | 0
25.04. | 8 | 0 |  | 0 | 0 | 0 | 0 | 0
25.04. | 9 | 0 |  | 0 | 0 | 0 | 0 | 0
25.04. | 10 | 0 |  | 0 | 0 | 0 | 0 | 0
25.04. | 11 | 0 |  | 0 | 0 | 0 | 0 | 0
25.04. | 12 | 0 |  | 0 | 0 | 0 | 0 | 0
25.04. | 13 | 0 |  | 0 | 0 | 0 | 0 | 0
25.04. | 14 | 0 |  | 0 | 0 | 0 | 0 | 0
25.04. | 15 | 0 |  | 0 | 0 | 0 | 0 | 0
25.04. | 16 | 0 |  | 0 | 0 | 0 | 0 | 0
25.04. | 17 | 0 |  | 0 | 0 | 0 | 0 | 0
25.04. | 18 | 0 |  | 0 | 0 | 0 | 0 | 0
25.04. | 19 | 0 |  | 0 | 0 | 0 | 0 | 0
25.04. | 20 | 0 |  | 0 | 0 | 0 | 0 | 0
25.04. | 21 | 0 |  | 0 | 0 | 0 | 0 | 0
25.04. | 22 | 0 |  | 0 | 0 | 0 | 0 | 0
25.04. | 23 | 0 |  | 0 | 0 | 0 | 0 | 0
25.04. | 24 | 0 |  | 0 | 0 | 0 | 0 | 0
26.04. | 1 | 0 |  | 0 | 0 | 0 | 0 | 0
26.04. | 2 | 0 |  | 0 | 0 | 0 | 0 | 0
26.04. | 3 | 0 |  | 0 | 0 | 0 | 0 | 0
26.04. | 4 | 0 |  | 0 | 0 | 0 | 0 | 0
26.04. | 5 | 0 |  | 0 | 0 | 0 | 0 | 0
26.04. | 6 | 0 |  | 0 | 0 | 0 | 0 | 0
26.04. | 7 | 0 |  | 0 | 0 | 0 | 0 | 0
26.04. | 8 | 0 |  | 0 | 0 | 0 | 0 | 0
26.04. | 9 | 0 |  | 0 | 0 | 0 | 0 | 0
26.04. | 10 | 0 |  | 0 | 0 | 0 | 0 | 0
26.04. | 11 | 0 |  | 0 | 0 | 0 | 0 | 0
26.04. | 12 | 0 |  | 0 | 0 | 0 | 0 | 0
26.04. | 13 | 0 |  | 0 | 0 | 0 | 0 | 0
26.04. | 14 | 0 |  | 0 | 0 | 0 | 0 | 0
26.04. | 15 | 0 |  | 0 | 0 | 0 | 0 | 0
26.04. | 16 | 0 |  | 0 | 0 | 0 | 0 | 0
26.04. | 17 | 0 |  | 0 | 0 | 0 | 0 | 0
26.04. | 18 | 0 |  | 0 | 0 | 0 | 0 | 0
26.04. | 19 | 0 |  | 0 | 0 | 0 | 0 | 0
26.04. | 20 | 0 |  | 0 | 0 | 0 | 0 | 0
26.04. | 21 | 0 |  | 0 | 0 | 0 | 0 | 0
26.04. | 22 | 0 |  | 0 | 0 | 0 | 0 | 0
26.04. | 23 | 0 |  | 0 | 0 | 0 | 0 | 0
26.04. | 24 | 0 |  | 0 | 0 | 0 | 0 | 0
27.04. | 1 | 0 |  | 0 | 0 | 0 | 0 | 0
27.04. | 2 | 0 |  | 0 | 0 | 0 | 0 | 0
27.04. | 3 | 0 |  | 0 | 0 | 0 | 0 | 0
27.04. | 4 | 0 |  | 0 | 0 | 0 | 0 | 0
27.04. | 5 | 0 |  | 0 | 0 | 0 | 0 | 0
27.04. | 6 | 0 |  | 0 | 0 | 0 | 0 | 0
27.04. | 7 | 0 |  | 0 | 0 | 0 | 0 | 0
27.04. | 8 | 0 |  | 0 | 0 | 0 | 0 | 0
27.04. | 9 | 0 |  | 0 | 0 | 0 | 0 | 0
27.04. | 10 | 0 |  | 0 | 0 | 0 | 0 | 0
27.04. | 11 | 0 |  | 0 | 0 | 0 | 0 | 0
27.04. | 12 | 0 |  | 0 | 0 | 0 | 0 | 0
27.04. | 13 | 0 |  | 0 | 0 | 0 | 0 | 0
27.04. | 14 | 0 |  | 0 | 0 | 0 | 0 | 0
27.04. | 15 | 0 |  | 0 | 0 | 0 | 0 | 0
27.04. | 16 | 0 |  | 0 | 0 | 0 | 0 | 0
27.04. | 17 | 0 |  | 0 | 0 | 0 | 0 | 0
27.04. | 18 | 0 |  | 0 | 0 | 0 | 0 | 0
27.04. | 19 | 0 |  | 0 | 0 | 0 | 0 | 0
27.04. | 20 | 0 |  | 0 | 0 | 0 | 0 | 0
27.04. | 21 | 0 |  | 0 | 0 | 0 | 0 | 0
27.04. | 22 | 0 |  | 0 | 0 | 0 | 0 | 0
27.04. | 23 | 0 |  | 0 | 0 | 0 | 0 | 0
27.04. | 24 | 0 |  | 0 | 0 | 0 | 0 | 0
28.04. | 1 | 0 |  | 0 | 0 | 0 | 0 | 0
28.04. | 2 | 0 |  | 0 | 0 | 0 | 0 | 0
28.04. | 3 | 0 |  | 0 | 0 | 0 | 0 | 0
28.04. | 4 | 0 |  | 0 | 0 | 0 | 0 | 0
28.04. | 5 | 0 |  | 0 | 0 | 0 | 0 | 0
28.04. | 6 | 0 |  | 0 | 0 | 0 | 0 | 0
28.04. | 7 | 0 |  | 0 | 0 | 0 | 0 | 0
28.04. | 8 | 0 |  | 0 | 0 | 0 | 0 | 0
28.04. | 9 | 0 |  | 0 | 0 | 0 | 0 | 0
28.04. | 10 | 0 |  | 0 | 0 | 0 | 0 | 0
28.04. | 11 | 0 |  | 0 | 0 | 0 | 0 | 0
28.04. | 12 | 0 |  | 0 | 0 | 0 | 0 | 0
28.04. | 13 | 0 |  | 0 | 0 | 0 | 0 | 0
28.04. | 14 | 0 |  | 0 | 0 | 0 | 0 | 0
28.04. | 15 | 0 |  | 0 | 0 | 0 | 0 | 0
28.04. | 16 | 0 |  | 0 | 0 | 0 | 0 | 0
28.04. | 17 | 0 |  | 0 | 0 | 0 | 0 | 0
28.04. | 18 | 0 |  | 0 | 0 | 0 | 0 | 0
28.04. | 19 | 0 |  | 0 | 0 | 0 | 0 | 0
28.04. | 20 | 0 |  | 0 | 0 | 0 | 0 | 0
28.04. | 21 | 0 |  | 0 | 0 | 0 | 0 | 0
28.04. | 22 | 0 |  | 0 | 0 | 0 | 0 | 0
28.04. | 23 | 0 |  | 0 | 0 | 0 | 0 | 0
28.04. | 24 | 0 |  | 0 | 0 | 0 | 0 | 0
29.04. | 1 | 0 |  | 0 | 0 | 0 | 0 | 0
29.04. | 2 | 0 |  | 0 | 0 | 0 | 0 | 0
29.04. | 3 | 0 |  | 0 | 0 | 0 | 0 | 0
29.04. | 4 | 0 |  | 0 | 0 | 0 | 0 | 0
29.04. | 5 | 0 |  | 0 | 0 | 0 | 0 | 0
29.04. | 6 | 0 |  | 0 | 0 | 0 | 0 | 0
29.04. | 7 | 0 |  | 0 | 0 | 0 | 0 | 0
29.04. | 8 | 0 |  | 0 | 0 | 0 | 0 | 0
29.04. | 9 | 0 |  | 0 | 0 | 0 | 0 | 0
29.04. | 10 | 0 |  | 0 | 0 | 0 | 0 | 0
29.04. | 11 | 0 |  | 0 | 0 | 0 | 0 | 0
29.04. | 12 | 0 |  | 0 | 0 | 0 | 0 | 0
29.04. | 13 | 0 |  | 0 | 0 | 0 | 0 | 0
29.04. | 14 | 0 |  | 0 | 0 | 0 | 0 | 0
29.04. | 15 | 0 |  | 0 | 0 | 0 | 0 | 0
29.04. | 16 | 0 |  | 0 | 0 | 0 | 0 | 0
29.04. | 17 | 0 |  | 0 | 0 | 0 | 0 | 0
29.04. | 18 | 0 |  | 0 | 0 | 0 | 0 | 0
29.04. | 19 | 0 |  | 0 | 0 | 0 | 0 | 0
29.04. | 20 | 0 |  | 0 | 0 | 0 | 0 | 0
29.04. | 21 | 0 |  | 0 | 0 | 0 | 0 | 0
29.04. | 22 | 0 |  | 0 | 0 | 0 | 0 | 0
29.04. | 23 | 0 |  | 0 | 0 | 0 | 0 | 0
29.04. | 24 | 0 |  | 0 | 0 | 0 | 0 | 0
30.04. | 1 | 0 |  | 0 | 0 | 0 | 0 | 0
30.04. | 2 | 0 |  | 0 | 0 | 0 | 0 | 0
30.04. | 3 | 0 |  | 0 | 0 | 0 | 0 | 0
30.04. | 4 | 0 |  | 0 | 0 | 0 | 0 | 0
30.04. | 5 | 0 |  | 0 | 0 | 0 | 0 | 0
30.04. | 6 | 0 |  | 0 | 0 | 0 | 0 | 0
30.04. | 7 | 0 |  | 0 | 0 | 0 | 0 | 0
30.04. | 8 | 0 |  | 0 | 0 | 0 | 0 | 0
30.04. | 9 | 0 |  | 0 | 0 | 0 | 0 | 0
30.04. | 10 | 0 |  | 0 | 0 | 0 | 0 | 0
30.04. | 11 | 0 |  | 0 | 0 | 0 | 0 | 0
30.04. | 12 | 0 |  | 0 | 0 | 0 | 0 | 0
30.04. | 13 | 0 |  | 0 | 0 | 0 | 0 | 0
30.04. | 14 | 0 |  | 0 | 0 | 0 | 0 | 0
30.04. | 15 | 0 |  | 0 | 0 | 0 | 0 | 0
30.04. | 16 | 0 |  | 0 | 0 | 0 | 0 | 0
30.04. | 17 | 0 |  | 0 | 0 | 0 | 0 | 0
30.04. | 18 | 0 |  | 0 | 0 | 0 | 0 | 0
30.04. | 19 | 0 |  | 0 | 0 | 0 | 0 | 0
30.04. | 20 | 0 |  | 0 | 0 | 0 | 0 | 0
30.04. | 21 | 0 |  | 0 | 0 | 0 | 0 | 0
30.04. | 22 | 0 |  | 0 | 0 | 0 | 0 | 0
30.04. | 23 | 0 |  | 0 | 0 | 0 | 0 | 0
30.04. | 24 | 0 |  | 0 | 0 | 0 | 0 | 0
01.05. | 1 | 0 |  | 0 | 0 | 0 | 0 | 0
01.05. | 2 | 0 |  | 0 | 0 | 0 | 0 | 0
01.05. | 3 | 0 |  | 0 | 0 | 0 | 0 | 0
01.05. | 4 | 0 |  | 0 | 0 | 0 | 0 | 0
01.05. | 5 | 0 |  | 0 | 0 | 0 | 0 | 0
01.05. | 6 | 0 |  | 0 | 0 | 0 | 0 | 0
01.05. | 7 | 0 |  | 0 | 0 | 0 | 0 | 0
01.05. | 8 | 0 |  | 0 | 0 | 0 | 0 | 0
01.05. | 9 | 0 |  | 0 | 0 | 0 | 0 | 0
01.05. | 10 | 0 |  | 0 | 0 | 0 | 0 | 0
01.05. | 11 | 0 |  | 0 | 0 | 0 | 0 | 0
01.05. | 12 | 0 |  | 0 | 0 | 0 | 0 | 0
01.05. | 13 | 0 |  | 0 | 0 | 0 | 0 | 0
01.05. | 14 | 0 |  | 0 | 0 | 0 | 0 | 0
01.05. | 15 | 0 |  | 0 | 0 | 0 | 0 | 0
01.05. | 16 | 0 |  | 0 | 0 | 0 | 0 | 0
01.05. | 17 | 0 |  | 0 | 0 | 0 | 0 | 0
01.05. | 18 | 0 |  | 0 | 0 | 0 | 0 | 0
01.05. | 19 | 0 |  | 0 | 0 | 0 | 0 | 0
01.05. | 20 | 0 |  | 0 | 0 | 0 | 0 | 0
01.05. | 21 | 0 |  | 0 | 0 | 0 | 0 | 0
01.05. | 22 | 0 |  | 0 | 0 | 0 | 0 | 0
01.05. | 23 | 0 |  | 0 | 0 | 0 | 0 | 0
01.05. | 24 | 0 |  | 0 | 0 | 0 | 0 | 0
02.05. | 1 | 0 |  | 0 | 0 | 0 | 0 | 0
02.05. | 2 | 0 |  | 0 | 0 | 0 | 0 | 0
02.05. | 3 | 0 |  | 0 | 0 | 0 | 0 | 0
02.05. | 4 | 0 |  | 0 | 0 | 0 | 0 | 0
02.05. | 5 | 0 |  | 0 | 0 | 0 | 0 | 0
02.05. | 6 | 0 |  | 0 | 0 | 0 | 0 | 0
02.05. | 7 | 0 |  | 0 | 0 | 0 | 0 | 0
02.05. | 8 | 0 |  | 0 | 0 | 0 | 0 | 0
02.05. | 9 | 0 |  | 0 | 0 | 0 | 0 | 0
02.05. | 10 | 0 |  | 0 | 0 | 0 | 0 | 0
02.05. | 11 | 0 |  | 0 | 0 | 0 | 0 | 0
02.05. | 12 | 0 |  | 0 | 0 | 0 | 0 | 0
02.05. | 13 | 0 |  | 0 | 0 | 0 | 0 | 0
02.05. | 14 | 0 |  | 0 | 0 | 0 | 0 | 0
02.05. | 15 | 0 |  | 0 | 0 | 0 | 0 | 0
02.05. | 16 | 0 |  | 0 | 0 | 0 | 0 | 0
02.05. | 17 | 0 |  | 0 | 0 | 0 | 0 | 0
02.05. | 18 | 0 |  | 0 | 0 | 0 | 0 | 0
02.05. | 19 | 0 |  | 0 | 0 | 0 | 0 | 0
02.05. | 20 | 0 |  | 0 | 0 | 0 | 0 | 0
02.05. | 21 | 0 |  | 0 | 0 | 0 | 0 | 0
02.05. | 22 | 0 |  | 0 | 0 | 0 | 0 | 0
02.05. | 23 | 0 |  | 0 | 0 | 0 | 0 | 0
02.05. | 24 | 0 |  | 0 | 0 | 0 | 0 | 0
03.05. | 1 | 0 |  | 0 | 0 | 0 | 0 | 0
03.05. | 2 | 0 |  | 0 | 0 | 0 | 0 | 0
03.05. | 3 | 0 |  | 0 | 0 | 0 | 0 | 0
03.05. | 4 | 0 |  | 0 | 0 | 0 | 0 | 0
03.05. | 5 | 0 |  | 0 | 0 | 0 | 0 | 0
03.05. | 6 | 0 |  | 0 | 0 | 0 | 0 | 0
03.05. | 7 | 0 |  | 0 | 0 | 0 | 0 | 0
03.05. | 8 | 0 |  | 0 | 0 | 0 | 0 | 0
03.05. | 9 | 0 |  | 0 | 0 | 0 | 0 | 0
03.05. | 10 | 0 |  | 0 | 0 | 0 | 0 | 0
03.05. | 11 | 0 |  | 0 | 0 | 0 | 0 | 0
03.05. | 12 | 0 |  | 0 | 0 | 0 | 0 | 0
03.05. | 13 | 0 |  | 0 | 0 | 0 | 0 | 0
03.05. | 14 | 0 |  | 0 | 0 | 0 | 0 | 0
03.05. | 15 | 0 |  | 0 | 0 | 0 | 0 | 0
03.05. | 16 | 0 |  | 0 | 0 | 0 | 0 | 0
03.05. | 17 | 0 |  | 0 | 0 | 0 | 0 | 0
03.05. | 18 | 0 |  | 0 | 0 | 0 | 0 | 0
03.05. | 19 | 0 |  | 0 | 0 | 0 | 0 | 0
03.05. | 20 | 0 |  | 0 | 0 | 0 | 0 | 0
03.05. | 21 | 0 |  | 0 | 0 | 0 | 0 | 0
03.05. | 22 | 0 |  | 0 | 0 | 0 | 0 | 0
03.05. | 23 | 0 |  | 0 | 0 | 0 | 0 | 0
03.05. | 24 | 0 |  | 0 | 0 | 0 | 0 | 0
04.05. | 1 | 0 |  | 0 | 0 | 0 | 0 | 0
04.05. | 2 | 0 |  | 0 | 0 | 0 | 0 | 0
04.05. | 3 | 0 |  | 0 | 0 | 0 | 0 | 0
04.05. | 4 | 0 |  | 0 | 0 | 0 | 0 | 0
04.05. | 5 | 0 |  | 0 | 0 | 0 | 0 | 0
04.05. | 6 | 0 |  | 0 | 0 | 0 | 0 | 0
04.05. | 7 | 0 |  | 0 | 0 | 0 | 0 | 0
04.05. | 8 | 0 |  | 0 | 0 | 0 | 0 | 0
04.05. | 9 | 0 |  | 0 | 0 | 0 | 0 | 0
04.05. | 10 | 0 |  | 0 | 0 | 0 | 0 | 0
04.05. | 11 | 0 |  | 0 | 0 | 0 | 0 | 0
04.05. | 12 | 0 |  | 0 | 0 | 0 | 0 | 0
04.05. | 13 | 0 |  | 0 | 0 | 0 | 0 | 0
04.05. | 14 | 0 |  | 0 | 0 | 0 | 0 | 0
04.05. | 15 | 0 |  | 0 | 0 | 0 | 0 | 0
04.05. | 16 | 0 |  | 0 | 0 | 0 | 0 | 0
04.05. | 17 | 0 |  | 0 | 0 | 0 | 0 | 0
04.05. | 18 | 0 |  | 0 | 0 | 0 | 0 | 0
04.05. | 19 | 0 |  | 0 | 0 | 0 | 0 | 0
04.05. | 20 | 0 |  | 0 | 0 | 0 | 0 | 0
04.05. | 21 | 0 |  | 0 | 0 | 0 | 0 | 0
04.05. | 22 | 0 |  | 0 | 0 | 0 | 0 | 0
04.05. | 23 | 0 |  | 0 | 0 | 0 | 0 | 0
04.05. | 24 | 0 |  | 0 | 0 | 0 | 0 | 0
05.05. | 1 | 0 |  | 0 | 0 | 0 | 0 | 0
05.05. | 2 | 0 |  | 0 | 0 | 0 | 0 | 0
05.05. | 3 | 0 |  | 0 | 0 | 0 | 0 | 0
05.05. | 4 | 0 |  | 0 | 0 | 0 | 0 | 0
05.05. | 5 | 0 |  | 0 | 0 | 0 | 0 | 0
05.05. | 6 | 0 |  | 0 | 0 | 0 | 0 | 0
05.05. | 7 | 0 |  | 0 | 0 | 0 | 0 | 0
05.05. | 8 | 0 |  | 0 | 0 | 0 | 0 | 0
05.05. | 9 | 0 |  | 0 | 0 | 0 | 0 | 0
05.05. | 10 | 0 |  | 0 | 0 | 0 | 0 | 0
05.05. | 11 | 0 |  | 0 | 0 | 0 | 0 | 0
05.05. | 12 | 0 |  | 0 | 0 | 0 | 0 | 0
05.05. | 13 | 0 |  | 0 | 0 | 0 | 0 | 0
05.05. | 14 | 0 |  | 0 | 0 | 0 | 0 | 0
05.05. | 15 | 0 |  | 0 | 0 | 0 | 0 | 0
05.05. | 16 | 0 |  | 0 | 0 | 0 | 0 | 0
05.05. | 17 | 0 |  | 0 | 0 | 0 | 0 | 0
05.05. | 18 | 0 |  | 0 | 0 | 0 | 0 | 0
05.05. | 19 | 0 |  | 0 | 0 | 0 | 0 | 0
05.05. | 20 | 0 |  | 0 | 0 | 0 | 0 | 0
05.05. | 21 | 0 |  | 0 | 0 | 0 | 0 | 0
05.05. | 22 | 0 |  | 0 | 0 | 0 | 0 | 0
05.05. | 23 | 0 |  | 0 | 0 | 0 | 0 | 0
05.05. | 24 | 0 |  | 0 | 0 | 0 | 0 | 0
06.05. | 1 | 0 |  | 0 | 0 | 0 | 0 | 0
06.05. | 2 | 0 |  | 0 | 0 | 0 | 0 | 0
06.05. | 3 | 0 |  | 0 | 0 | 0 | 0 | 0
06.05. | 4 | 0 |  | 0 | 0 | 0 | 0 | 0
06.05. | 5 | 0 |  | 0 | 0 | 0 | 0 | 0
06.05. | 6 | 0 |  | 0 | 0 | 0 | 0 | 0
06.05. | 7 | 0 |  | 0 | 0 | 0 | 0 | 0
06.05. | 8 | 0 |  | 0 | 0 | 0 | 0 | 0
06.05. | 9 | 0 |  | 0 | 0 | 0 | 0 | 0
06.05. | 10 | 0 |  | 0 | 0 | 0 | 0 | 0
06.05. | 11 | 0 |  | 0 | 0 | 0 | 0 | 0
06.05. | 12 | 0 |  | 0 | 0 | 0 | 0 | 0
06.05. | 13 | 0 |  | 0 | 0 | 0 | 0 | 0
06.05. | 14 | 0 |  | 0 | 0 | 0 | 0 | 0
06.05. | 15 | 0 |  | 0 | 0 | 0 | 0 | 0
06.05. | 16 | 0 |  | 0 | 0 | 0 | 0 | 0
06.05. | 17 | 0 |  | 0 | 0 | 0 | 0 | 0
06.05. | 18 | 0 |  | 0 | 0 | 0 | 0 | 0
06.05. | 19 | 0 |  | 0 | 0 | 0 | 0 | 0
06.05. | 20 | 0 |  | 0 | 0 | 0 | 0 | 0
06.05. | 21 | 0 |  | 0 | 0 | 0 | 0 | 0
06.05. | 22 | 0 |  | 0 | 0 | 0 | 0 | 0
06.05. | 23 | 0 |  | 0 | 0 | 0 | 0 | 0
06.05. | 24 | 0 |  | 0 | 0 | 0 | 0 | 0
07.05. | 1 | 0 |  | 0 | 0 | 0 | 0 | 0
07.05. | 2 | 0 |  | 0 | 0 | 0 | 0 | 0
07.05. | 3 | 0 |  | 0 | 0 | 0 | 0 | 0
07.05. | 4 | 0 |  | 0 | 0 | 0 | 0 | 0
07.05. | 5 | 0 |  | 0 | 0 | 0 | 0 | 0
07.05. | 6 | 0 |  | 0 | 0 | 0 | 0 | 0
07.05. | 7 | 0 |  | 0 | 0 | 0 | 0 | 0
07.05. | 8 | 0 |  | 0 | 0 | 0 | 0 | 0
07.05. | 9 | 0 |  | 0 | 0 | 0 | 0 | 0
07.05. | 10 | 0 |  | 0 | 0 | 0 | 0 | 0
07.05. | 11 | 0 |  | 0 | 0 | 0 | 0 | 0
07.05. | 12 | 0 |  | 0 | 0 | 0 | 0 | 0
07.05. | 13 | 0 |  | 0 | 0 | 0 | 0 | 0
07.05. | 14 | 0 |  | 0 | 0 | 0 | 0 | 0
07.05. | 15 | 0 |  | 0 | 0 | 0 | 0 | 0
07.05. | 16 | 0 |  | 0 | 0 | 0 | 0 | 0
07.05. | 17 | 0 |  | 0 | 0 | 0 | 0 | 0
07.05. | 18 | 0 |  | 0 | 0 | 0 | 0 | 0
07.05. | 19 | 0 |  | 0 | 0 | 0 | 0 | 0
07.05. | 20 | 0 |  | 0 | 0 | 0 | 0 | 0
07.05. | 21 | 0 |  | 0 | 0 | 0 | 0 | 0
07.05. | 22 | 0 |  | 0 | 0 | 0 | 0 | 0
07.05. | 23 | 0 |  | 0 | 0 | 0 | 0 | 0
07.05. | 24 | 0 |  | 0 | 0 | 0 | 0 | 0
08.05. | 1 | 0 |  | 0 | 0 | 0 | 0 | 0
08.05. | 2 | 0 |  | 0 | 0 | 0 | 0 | 0
08.05. | 3 | 0 |  | 0 | 0 | 0 | 0 | 0
08.05. | 4 | 0 |  | 0 | 0 | 0 | 0 | 0
08.05. | 5 | 0 |  | 0 | 0 | 0 | 0 | 0
08.05. | 6 | 0 |  | 0 | 0 | 0 | 0 | 0
08.05. | 7 | 0 |  | 0 | 0 | 0 | 0 | 0
08.05. | 8 | 0 |  | 0 | 0 | 0 | 0 | 0
08.05. | 9 | 0 |  | 0 | 0 | 0 | 0 | 0
08.05. | 10 | 0 |  | 0 | 0 | 0 | 0 | 0
08.05. | 11 | 0 |  | 0 | 0 | 0 | 0 | 0
08.05. | 12 | 0 |  | 0 | 0 | 0 | 0 | 0
08.05. | 13 | 0 |  | 0 | 0 | 0 | 0 | 0
08.05. | 14 | 0 |  | 0 | 0 | 0 | 0 | 0
08.05. | 15 | 0 |  | 0 | 0 | 0 | 0 | 0
08.05. | 16 | 0 |  | 0 | 0 | 0 | 0 | 0
08.05. | 17 | 0 |  | 0 | 0 | 0 | 0 | 0
08.05. | 18 | 0 |  | 0 | 0 | 0 | 0 | 0
08.05. | 19 | 0 |  | 0 | 0 | 0 | 0 | 0
08.05. | 20 | 0 |  | 0 | 0 | 0 | 0 | 0
08.05. | 21 | 0 |  | 0 | 0 | 0 | 0 | 0
08.05. | 22 | 0 |  | 0 | 0 | 0 | 0 | 0
08.05. | 23 | 0 |  | 0 | 0 | 0 | 0 | 0
08.05. | 24 | 0 |  | 0 | 0 | 0 | 0 | 0
09.05. | 1 | 0 |  | 0 | 0 | 0 | 0 | 0
09.05. | 2 | 0 |  | 0 | 0 | 0 | 0 | 0
09.05. | 3 | 0 |  | 0 | 0 | 0 | 0 | 0
09.05. | 4 | 0 |  | 0 | 0 | 0 | 0 | 0
09.05. | 5 | 0 |  | 0 | 0 | 0 | 0 | 0
09.05. | 6 | 0 |  | 0 | 0 | 0 | 0 | 0
09.05. | 7 | 0 |  | 0 | 0 | 0 | 0 | 0
09.05. | 8 | 0 |  | 0 | 0 | 0 | 0 | 0
09.05. | 9 | 0 |  | 0 | 0 | 0 | 0 | 0
09.05. | 10 | 0 |  | 0 | 0 | 0 | 0 | 0
09.05. | 11 | 0 |  | 0 | 0 | 0 | 0 | 0
09.05. | 12 | 0 |  | 0 | 0 | 0 | 0 | 0
09.05. | 13 | 0 |  | 0 | 0 | 0 | 0 | 0
09.05. | 14 | 0 |  | 0 | 0 | 0 | 0 | 0
09.05. | 15 | 0 |  | 0 | 0 | 0 | 0 | 0
09.05. | 16 | 0 |  | 0 | 0 | 0 | 0 | 0
09.05. | 17 | 0 |  | 0 | 0 | 0 | 0 | 0
09.05. | 18 | 0 |  | 0 | 0 | 0 | 0 | 0
09.05. | 19 | 0 |  | 0 | 0 | 0 | 0 | 0
09.05. | 20 | 0 |  | 0 | 0 | 0 | 0 | 0
09.05. | 21 | 0 |  | 0 | 0 | 0 | 0 | 0
09.05. | 22 | 0 |  | 0 | 0 | 0 | 0 | 0
09.05. | 23 | 0 |  | 0 | 0 | 0 | 0 | 0
09.05. | 24 | 0 |  | 0 | 0 | 0 | 0 | 0
10.05. | 1 | 0 |  | 0 | 0 | 0 | 0 | 0
10.05. | 2 | 0 |  | 0 | 0 | 0 | 0 | 0
10.05. | 3 | 0 |  | 0 | 0 | 0 | 0 | 0
10.05. | 4 | 0 |  | 0 | 0 | 0 | 0 | 0
10.05. | 5 | 0 |  | 0 | 0 | 0 | 0 | 0
10.05. | 6 | 0 |  | 0 | 0 | 0 | 0 | 0
10.05. | 7 | 0 |  | 0 | 0 | 0 | 0 | 0
10.05. | 8 | 0 |  | 0 | 0 | 0 | 0 | 0
10.05. | 9 | 0 |  | 0 | 0 | 0 | 0 | 0
10.05. | 10 | 0 |  | 0 | 0 | 0 | 0 | 0
10.05. | 11 | 0 |  | 0 | 0 | 0 | 0 | 0
10.05. | 12 | 0 |  | 0 | 0 | 0 | 0 | 0
10.05. | 13 | 0 |  | 0 | 0 | 0 | 0 | 0
10.05. | 14 | 0 |  | 0 | 0 | 0 | 0 | 0
10.05. | 15 | 0 |  | 0 | 0 | 0 | 0 | 0
10.05. | 16 | 0 |  | 0 | 0 | 0 | 0 | 0
10.05. | 17 | 0 |  | 0 | 0 | 0 | 0 | 0
10.05. | 18 | 0 |  | 0 | 0 | 0 | 0 | 0
10.05. | 19 | 0 |  | 0 | 0 | 0 | 0 | 0
10.05. | 20 | 0 |  | 0 | 0 | 0 | 0 | 0
10.05. | 21 | 0 |  | 0 | 0 | 0 | 0 | 0
10.05. | 22 | 0 |  | 0 | 0 | 0 | 0 | 0
10.05. | 23 | 0 |  | 0 | 0 | 0 | 0 | 0
10.05. | 24 | 0 |  | 0 | 0 | 0 | 0 | 0
11.05. | 1 | 0 |  | 0 | 0 | 0 | 0 | 0
11.05. | 2 | 0 |  | 0 | 0 | 0 | 0 | 0
11.05. | 3 | 0 |  | 0 | 0 | 0 | 0 | 0
11.05. | 4 | 0 |  | 0 | 0 | 0 | 0 | 0
11.05. | 5 | 0 |  | 0 | 0 | 0 | 0 | 0
11.05. | 6 | 0 |  | 0 | 0 | 0 | 0 | 0
11.05. | 7 | 0 |  | 0 | 0 | 0 | 0 | 0
11.05. | 8 | 0 |  | 0 | 0 | 0 | 0 | 0
11.05. | 9 | 0 |  | 0 | 0 | 0 | 0 | 0
11.05. | 10 | 0 |  | 0 | 0 | 0 | 0 | 0
11.05. | 11 | 0 |  | 0 | 0 | 0 | 0 | 0
11.05. | 12 | 0 |  | 0 | 0 | 0 | 0 | 0
11.05. | 13 | 0 |  | 0 | 0 | 0 | 0 | 0
11.05. | 14 | 0 |  | 0 | 0 | 0 | 0 | 0
11.05. | 15 | 0 |  | 0 | 0 | 0 | 0 | 0
11.05. | 16 | 0 |  | 0 | 0 | 0 | 0 | 0
11.05. | 17 | 0 |  | 0 | 0 | 0 | 0 | 0
11.05. | 18 | 0 |  | 0 | 0 | 0 | 0 | 0
11.05. | 19 | 0 |  | 0 | 0 | 0 | 0 | 0
11.05. | 20 | 0 |  | 0 | 0 | 0 | 0 | 0
11.05. | 21 | 0 |  | 0 | 0 | 0 | 0 | 0
11.05. | 22 | 0 |  | 0 | 0 | 0 | 0 | 0
11.05. | 23 | 0 |  | 0 | 0 | 0 | 0 | 0
11.05. | 24 | 0 |  | 0 | 0 | 0 | 0 | 0
12.05. | 1 | 0 |  | 0 | 0 | 0 | 0 | 0
12.05. | 2 | 0 |  | 0 | 0 | 0 | 0 | 0
12.05. | 3 | 0 |  | 0 | 0 | 0 | 0 | 0
12.05. | 4 | 0 |  | 0 | 0 | 0 | 0 | 0
12.05. | 5 | 0 |  | 0 | 0 | 0 | 0 | 0
12.05. | 6 | 0 |  | 0 | 0 | 0 | 0 | 0
12.05. | 7 | 0 |  | 0 | 0 | 0 | 0 | 0
12.05. | 8 | 0 |  | 0 | 0 | 0 | 0 | 0
12.05. | 9 | 0 |  | 0 | 0 | 0 | 0 | 0
12.05. | 10 | 0 |  | 0 | 0 | 0 | 0 | 0
12.05. | 11 | 0 |  | 0 | 0 | 0 | 0 | 0
12.05. | 12 | 0 |  | 0 | 0 | 0 | 0 | 0
12.05. | 13 | 0 |  | 0 | 0 | 0 | 0 | 0
12.05. | 14 | 0 |  | 0 | 0 | 0 | 0 | 0
12.05. | 15 | 0 |  | 0 | 0 | 0 | 0 | 0
12.05. | 16 | 0 |  | 0 | 0 | 0 | 0 | 0
12.05. | 17 | 0 |  | 0 | 0 | 0 | 0 | 0
12.05. | 18 | 0 |  | 0 | 0 | 0 | 0 | 0
12.05. | 19 | 0 |  | 0 | 0 | 0 | 0 | 0
12.05. | 20 | 0 |  | 0 | 0 | 0 | 0 | 0
12.05. | 21 | 0 |  | 0 | 0 | 0 | 0 | 0
12.05. | 22 | 0 |  | 0 | 0 | 0 | 0 | 0
12.05. | 23 | 0 |  | 0 | 0 | 0 | 0 | 0
12.05. | 24 | 0 |  | 0 | 0 | 0 | 0 | 0
13.05. | 1 | 0 |  | 0 | 0 | 0 | 0 | 0
13.05. | 2 | 0 |  | 0 | 0 | 0 | 0 | 0
13.05. | 3 | 0 |  | 0 | 0 | 0 | 0 | 0
13.05. | 4 | 0 |  | 0 | 0 | 0 | 0 | 0
13.05. | 5 | 0 |  | 0 | 0 | 0 | 0 | 0
13.05. | 6 | 0 |  | 0 | 0 | 0 | 0 | 0
13.05. | 7 | 0 |  | 0 | 0 | 0 | 0 | 0
13.05. | 8 | 0 |  | 0 | 0 | 0 | 0 | 0
13.05. | 9 | 0 |  | 0 | 0 | 0 | 0 | 0
13.05. | 10 | 0 |  | 0 | 0 | 0 | 0 | 0
13.05. | 11 | 0 |  | 0 | 0 | 0 | 0 | 0
13.05. | 12 | 0 |  | 0 | 0 | 0 | 0 | 0
13.05. | 13 | 0 |  | 0 | 0 | 0 | 0 | 0
13.05. | 14 | 0 |  | 0 | 0 | 0 | 0 | 0
13.05. | 15 | 0 |  | 0 | 0 | 0 | 0 | 0
13.05. | 16 | 0 |  | 0 | 0 | 0 | 0 | 0
13.05. | 17 | 0 |  | 0 | 0 | 0 | 0 | 0
13.05. | 18 | 0 |  | 0 | 0 | 0 | 0 | 0
13.05. | 19 | 0 |  | 0 | 0 | 0 | 0 | 0
13.05. | 20 | 0 |  | 0 | 0 | 0 | 0 | 0
13.05. | 21 | 0 |  | 0 | 0 | 0 | 0 | 0
13.05. | 22 | 0 |  | 0 | 0 | 0 | 0 | 0
13.05. | 23 | 0 |  | 0 | 0 | 0 | 0 | 0
13.05. | 24 | 0 |  | 0 | 0 | 0 | 0 | 0
14.05. | 1 | 0 |  | 0 | 0 | 0 | 0 | 0
14.05. | 2 | 0 |  | 0 | 0 | 0 | 0 | 0
14.05. | 3 | 0 |  | 0 | 0 | 0 | 0 | 0
14.05. | 4 | 0 |  | 0 | 0 | 0 | 0 | 0
14.05. | 5 | 0 |  | 0 | 0 | 0 | 0 | 0
14.05. | 6 | 0 |  | 0 | 0 | 0 | 0 | 0
14.05. | 7 | 0 |  | 0 | 0 | 0 | 0 | 0
14.05. | 8 | 0 |  | 0 | 0 | 0 | 0 | 0
14.05. | 9 | 0 |  | 0 | 0 | 0 | 0 | 0
14.05. | 10 | 0 |  | 0 | 0 | 0 | 0 | 0
14.05. | 11 | 0 |  | 0 | 0 | 0 | 0 | 0
14.05. | 12 | 0 |  | 0 | 0 | 0 | 0 | 0
14.05. | 13 | 0 |  | 0 | 0 | 0 | 0 | 0
14.05. | 14 | 0 |  | 0 | 0 | 0 | 0 | 0
14.05. | 15 | 0 |  | 0 | 0 | 0 | 0 | 0
14.05. | 16 | 0 |  | 0 | 0 | 0 | 0 | 0
14.05. | 17 | 0 |  | 0 | 0 | 0 | 0 | 0
14.05. | 18 | 0 |  | 0 | 0 | 0 | 0 | 0
14.05. | 19 | 0 |  | 0 | 0 | 0 | 0 | 0
14.05. | 20 | 0 |  | 0 | 0 | 0 | 0 | 0
14.05. | 21 | 0 |  | 0 | 0 | 0 | 0 | 0
14.05. | 22 | 0 |  | 0 | 0 | 0 | 0 | 0
14.05. | 23 | 0 |  | 0 | 0 | 0 | 0 | 0
14.05. | 24 | 0 |  | 0 | 0 | 0 | 0 | 0
15.05. | 1 | 0 |  | 0 | 0 | 0 | 0 | 0
15.05. | 2 | 0 |  | 0 | 0 | 0 | 0 | 0
15.05. | 3 | 0 |  | 0 | 0 | 0 | 0 | 0
15.05. | 4 | 0 |  | 0 | 0 | 0 | 0 | 0
15.05. | 5 | 0 |  | 0 | 0 | 0 | 0 | 0
15.05. | 6 | 0 |  | 0 | 0 | 0 | 0 | 0
15.05. | 7 | 0 |  | 0 | 0 | 0 | 0 | 0
15.05. | 8 | 0 |  | 0 | 0 | 0 | 0 | 0
15.05. | 9 | 0 |  | 0 | 0 | 0 | 0 | 0
15.05. | 10 | 0 |  | 0 | 0 | 0 | 0 | 0
15.05. | 11 | 0 |  | 0 | 0 | 0 | 0 | 0
15.05. | 12 | 0 |  | 0 | 0 | 0 | 0 | 0
15.05. | 13 | 0 |  | 0 | 0 | 0 | 0 | 0
15.05. | 14 | 0 |  | 0 | 0 | 0 | 0 | 0
15.05. | 15 | 0 |  | 0 | 0 | 0 | 0 | 0
15.05. | 16 | 0 |  | 0 | 0 | 0 | 0 | 0
15.05. | 17 | 0 |  | 0 | 0 | 0 | 0 | 0
15.05. | 18 | 0 |  | 0 | 0 | 0 | 0 | 0
15.05. | 19 | 0 |  | 0 | 0 | 0 | 0 | 0
15.05. | 20 | 0 |  | 0 | 0 | 0 | 0 | 0
15.05. | 21 | 0 |  | 0 | 0 | 0 | 0 | 0
15.05. | 22 | 0 |  | 0 | 0 | 0 | 0 | 0
15.05. | 23 | 0 |  | 0 | 0 | 0 | 0 | 0
15.05. | 24 | 0 |  | 0 | 0 | 0 | 0 | 0
16.05. | 1 | 0 |  | 0 | 0 | 0 | 0 | 0
16.05. | 2 | 0 |  | 0 | 0 | 0 | 0 | 0
16.05. | 3 | 0 |  | 0 | 0 | 0 | 0 | 0
16.05. | 4 | 0 |  | 0 | 0 | 0 | 0 | 0
16.05. | 5 | 0 |  | 0 | 0 | 0 | 0 | 0
16.05. | 6 | 0 |  | 0 | 0 | 0 | 0 | 0
16.05. | 7 | 0 |  | 0 | 0 | 0 | 0 | 0
16.05. | 8 | 0 |  | 0 | 0 | 0 | 0 | 0
16.05. | 9 | 0 |  | 0 | 0 | 0 | 0 | 0
16.05. | 10 | 0 |  | 0 | 0 | 0 | 0 | 0
16.05. | 11 | 0 |  | 0 | 0 | 0 | 0 | 0
16.05. | 12 | 0 |  | 0 | 0 | 0 | 0 | 0
16.05. | 13 | 0 |  | 0 | 0 | 0 | 0 | 0
16.05. | 14 | 0 |  | 0 | 0 | 0 | 0 | 0
16.05. | 15 | 0 |  | 0 | 0 | 0 | 0 | 0
16.05. | 16 | 0 |  | 0 | 0 | 0 | 0 | 0
16.05. | 17 | 0 |  | 0 | 0 | 0 | 0 | 0
16.05. | 18 | 0 |  | 0 | 0 | 0 | 0 | 0
16.05. | 19 | 0 |  | 0 | 0 | 0 | 0 | 0
16.05. | 20 | 0 |  | 0 | 0 | 0 | 0 | 0
16.05. | 21 | 0 |  | 0 | 0 | 0 | 0 | 0
16.05. | 22 | 0 |  | 0 | 0 | 0 | 0 | 0
16.05. | 23 | 0 |  | 0 | 0 | 0 | 0 | 0
16.05. | 24 | 0 |  | 0 | 0 | 0 | 0 | 0
17.05. | 1 | 0 |  | 0 | 0 | 0 | 0 | 0
17.05. | 2 | 0 |  | 0 | 0 | 0 | 0 | 0
17.05. | 3 | 0 |  | 0 | 0 | 0 | 0 | 0
17.05. | 4 | 0 |  | 0 | 0 | 0 | 0 | 0
17.05. | 5 | 0 |  | 0 | 0 | 0 | 0 | 0
17.05. | 6 | 0 |  | 0 | 0 | 0 | 0 | 0
17.05. | 7 | 0 |  | 0 | 0 | 0 | 0 | 0
17.05. | 8 | 0 |  | 0 | 0 | 0 | 0 | 0
17.05. | 9 | 0 |  | 0 | 0 | 0 | 0 | 0
17.05. | 10 | 0 |  | 0 | 0 | 0 | 0 | 0
17.05. | 11 | 0 |  | 0 | 0 | 0 | 0 | 0
17.05. | 12 | 0 |  | 0 | 0 | 0 | 0 | 0
17.05. | 13 | 0 |  | 0 | 0 | 0 | 0 | 0
17.05. | 14 | 0 |  | 0 | 0 | 0 | 0 | 0
17.05. | 15 | 0 |  | 0 | 0 | 0 | 0 | 0
17.05. | 16 | 0 |  | 0 | 0 | 0 | 0 | 0
17.05. | 17 | 0 |  | 0 | 0 | 0 | 0 | 0
17.05. | 18 | 0 |  | 0 | 0 | 0 | 0 | 0
17.05. | 19 | 0 |  | 0 | 0 | 0 | 0 | 0
17.05. | 20 | 0 |  | 0 | 0 | 0 | 0 | 0
17.05. | 21 | 0 |  | 0 | 0 | 0 | 0 | 0
17.05. | 22 | 0 |  | 0 | 0 | 0 | 0 | 0
17.05. | 23 | 0 |  | 0 | 0 | 0 | 0 | 0
17.05. | 24 | 0 |  | 0 | 0 | 0 | 0 | 0
18.05. | 1 | 0 |  | 0 | 0 | 0 | 0 | 0
18.05. | 2 | 0 |  | 0 | 0 | 0 | 0 | 0
18.05. | 3 | 0 |  | 0 | 0 | 0 | 0 | 0
18.05. | 4 | 0 |  | 0 | 0 | 0 | 0 | 0
18.05. | 5 | 0 |  | 0 | 0 | 0 | 0 | 0
18.05. | 6 | 0 |  | 0 | 0 | 0 | 0 | 0
18.05. | 7 | 0 |  | 0 | 0 | 0 | 0 | 0
18.05. | 8 | 0 |  | 0 | 0 | 0 | 0 | 0
18.05. | 9 | 0 |  | 0 | 0 | 0 | 0 | 0
18.05. | 10 | 0 |  | 0 | 0 | 0 | 0 | 0
18.05. | 11 | 0 |  | 0 | 0 | 0 | 0 | 0
18.05. | 12 | 0 |  | 0 | 0 | 0 | 0 | 0
18.05. | 13 | 0 |  | 0 | 0 | 0 | 0 | 0
18.05. | 14 | 0 |  | 0 | 0 | 0 | 0 | 0
18.05. | 15 | 0 |  | 0 | 0 | 0 | 0 | 0
18.05. | 16 | 0 |  | 0 | 0 | 0 | 0 | 0
18.05. | 17 | 0 |  | 0 | 0 | 0 | 0 | 0
18.05. | 18 | 0 |  | 0 | 0 | 0 | 0 | 0
18.05. | 19 | 0 |  | 0 | 0 | 0 | 0 | 0
18.05. | 20 | 0 |  | 0 | 0 | 0 | 0 | 0
18.05. | 21 | 0 |  | 0 | 0 | 0 | 0 | 0
18.05. | 22 | 0 |  | 0 | 0 | 0 | 0 | 0
18.05. | 23 | 0 |  | 0 | 0 | 0 | 0 | 0
18.05. | 24 | 0 |  | 0 | 0 | 0 | 0 | 0
19.05. | 1 | 0 |  | 0 | 0 | 0 | 0 | 0
19.05. | 2 | 0 |  | 0 | 0 | 0 | 0 | 0
19.05. | 3 | 0 |  | 0 | 0 | 0 | 0 | 0
19.05. | 4 | 0 |  | 0 | 0 | 0 | 0 | 0
19.05. | 5 | 0 |  | 0 | 0 | 0 | 0 | 0
19.05. | 6 | 0 |  | 0 | 0 | 0 | 0 | 0
19.05. | 7 | 0 |  | 0 | 0 | 0 | 0 | 0
19.05. | 8 | 0 |  | 0 | 0 | 0 | 0 | 0
19.05. | 9 | 0 |  | 0 | 0 | 0 | 0 | 0
19.05. | 10 | 0 |  | 0 | 0 | 0 | 0 | 0
19.05. | 11 | 0 |  | 0 | 0 | 0 | 0 | 0
19.05. | 12 | 0 |  | 0 | 0 | 0 | 0 | 0
19.05. | 13 | 0 |  | 0 | 0 | 0 | 0 | 0
19.05. | 14 | 0 |  | 0 | 0 | 0 | 0 | 0
19.05. | 15 | 0 |  | 0 | 0 | 0 | 0 | 0
19.05. | 16 | 0 |  | 0 | 0 | 0 | 0 | 0
19.05. | 17 | 0 |  | 0 | 0 | 0 | 0 | 0
19.05. | 18 | 0 |  | 0 | 0 | 0 | 0 | 0
19.05. | 19 | 0 |  | 0 | 0 | 0 | 0 | 0
19.05. | 20 | 0 |  | 0 | 0 | 0 | 0 | 0
19.05. | 21 | 0 |  | 0 | 0 | 0 | 0 | 0
19.05. | 22 | 0 |  | 0 | 0 | 0 | 0 | 0
19.05. | 23 | 0 |  | 0 | 0 | 0 | 0 | 0
19.05. | 24 | 0 |  | 0 | 0 | 0 | 0 | 0
20.05. | 1 | 0 |  | 0 | 0 | 0 | 0 | 0
20.05. | 2 | 0 |  | 0 | 0 | 0 | 0 | 0
20.05. | 3 | 0 |  | 0 | 0 | 0 | 0 | 0
20.05. | 4 | 0 |  | 0 | 0 | 0 | 0 | 0
20.05. | 5 | 0 |  | 0 | 0 | 0 | 0 | 0
20.05. | 6 | 0 |  | 0 | 0 | 0 | 0 | 0
20.05. | 7 | 0 |  | 0 | 0 | 0 | 0 | 0
20.05. | 8 | 0 |  | 0 | 0 | 0 | 0 | 0
20.05. | 9 | 0 |  | 0 | 0 | 0 | 0 | 0
20.05. | 10 | 0 |  | 0 | 0 | 0 | 0 | 0
20.05. | 11 | 0 |  | 0 | 0 | 0 | 0 | 0
20.05. | 12 | 0 |  | 0 | 0 | 0 | 0 | 0
20.05. | 13 | 0 |  | 0 | 0 | 0 | 0 | 0
20.05. | 14 | 0 |  | 0 | 0 | 0 | 0 | 0
20.05. | 15 | 0 |  | 0 | 0 | 0 | 0 | 0
20.05. | 16 | 0 |  | 0 | 0 | 0 | 0 | 0
20.05. | 17 | 0 |  | 0 | 0 | 0 | 0 | 0
20.05. | 18 | 0 |  | 0 | 0 | 0 | 0 | 0
20.05. | 19 | 0 |  | 0 | 0 | 0 | 0 | 0
20.05. | 20 | 0 |  | 0 | 0 | 0 | 0 | 0
20.05. | 21 | 0 |  | 0 | 0 | 0 | 0 | 0
20.05. | 22 | 0 |  | 0 | 0 | 0 | 0 | 0
20.05. | 23 | 0 |  | 0 | 0 | 0 | 0 | 0
20.05. | 24 | 0 |  | 0 | 0 | 0 | 0 | 0
21.05. | 1 | 0 |  | 0 | 0 | 0 | 0 | 0
21.05. | 2 | 0 |  | 0 | 0 | 0 | 0 | 0
21.05. | 3 | 0 |  | 0 | 0 | 0 | 0 | 0
21.05. | 4 | 0 |  | 0 | 0 | 0 | 0 | 0
21.05. | 5 | 0 |  | 0 | 0 | 0 | 0 | 0
21.05. | 6 | 0 |  | 0 | 0 | 0 | 0 | 0
21.05. | 7 | 0 |  | 0 | 0 | 0 | 0 | 0
21.05. | 8 | 0 |  | 0 | 0 | 0 | 0 | 0
21.05. | 9 | 0 |  | 0 | 0 | 0 | 0 | 0
21.05. | 10 | 0 |  | 0 | 0 | 0 | 0 | 0
21.05. | 11 | 0 |  | 0 | 0 | 0 | 0 | 0
21.05. | 12 | 0 |  | 0 | 0 | 0 | 0 | 0
21.05. | 13 | 0 |  | 0 | 0 | 0 | 0 | 0
21.05. | 14 | 0 |  | 0 | 0 | 0 | 0 | 0
21.05. | 15 | 0 |  | 0 | 0 | 0 | 0 | 0
21.05. | 16 | 0 |  | 0 | 0 | 0 | 0 | 0
21.05. | 17 | 0 |  | 0 | 0 | 0 | 0 | 0
21.05. | 18 | 0 |  | 0 | 0 | 0 | 0 | 0
21.05. | 19 | 0 |  | 0 | 0 | 0 | 0 | 0
21.05. | 20 | 0 |  | 0 | 0 | 0 | 0 | 0
21.05. | 21 | 0 |  | 0 | 0 | 0 | 0 | 0
21.05. | 22 | 0 |  | 0 | 0 | 0 | 0 | 0
21.05. | 23 | 0 |  | 0 | 0 | 0 | 0 | 0
21.05. | 24 | 0 |  | 0 | 0 | 0 | 0 | 0
22.05. | 1 | 0 |  | 0 | 0 | 0 | 0 | 0
22.05. | 2 | 0 |  | 0 | 0 | 0 | 0 | 0
22.05. | 3 | 0 |  | 0 | 0 | 0 | 0 | 0
22.05. | 4 | 0 |  | 0 | 0 | 0 | 0 | 0
22.05. | 5 | 0 |  | 0 | 0 | 0 | 0 | 0
22.05. | 6 | 0 |  | 0 | 0 | 0 | 0 | 0
22.05. | 7 | 0 |  | 0 | 0 | 0 | 0 | 0
22.05. | 8 | 0 |  | 0 | 0 | 0 | 0 | 0
22.05. | 9 | 0 |  | 0 | 0 | 0 | 0 | 0
22.05. | 10 | 0 |  | 0 | 0 | 0 | 0 | 0
22.05. | 11 | 0 |  | 0 | 0 | 0 | 0 | 0
22.05. | 12 | 0 |  | 0 | 0 | 0 | 0 | 0
22.05. | 13 | 0 |  | 0 | 0 | 0 | 0 | 0
22.05. | 14 | 0 |  | 0 | 0 | 0 | 0 | 0
22.05. | 15 | 0 |  | 0 | 0 | 0 | 0 | 0
22.05. | 16 | 0 |  | 0 | 0 | 0 | 0 | 0
22.05. | 17 | 0 |  | 0 | 0 | 0 | 0 | 0
22.05. | 18 | 0 |  | 0 | 0 | 0 | 0 | 0
22.05. | 19 | 0 |  | 0 | 0 | 0 | 0 | 0
22.05. | 20 | 0 |  | 0 | 0 | 0 | 0 | 0
22.05. | 21 | 0 |  | 0 | 0 | 0 | 0 | 0
22.05. | 22 | 0 |  | 0 | 0 | 0 | 0 | 0
22.05. | 23 | 0 |  | 0 | 0 | 0 | 0 | 0
22.05. | 24 | 0 |  | 0 | 0 | 0 | 0 | 0
23.05. | 1 | 0 |  | 0 | 0 | 0 | 0 | 0
23.05. | 2 | 0 |  | 0 | 0 | 0 | 0 | 0
23.05. | 3 | 0 |  | 0 | 0 | 0 | 0 | 0
23.05. | 4 | 0 |  | 0 | 0 | 0 | 0 | 0
23.05. | 5 | 0 |  | 0 | 0 | 0 | 0 | 0
23.05. | 6 | 0 |  | 0 | 0 | 0 | 0 | 0
23.05. | 7 | 0 |  | 0 | 0 | 0 | 0 | 0
23.05. | 8 | 0 |  | 0 | 0 | 0 | 0 | 0
23.05. | 9 | 0 |  | 0 | 0 | 0 | 0 | 0
23.05. | 10 | 0 |  | 0 | 0 | 0 | 0 | 0
23.05. | 11 | 0 |  | 0 | 0 | 0 | 0 | 0
23.05. | 12 | 0 |  | 0 | 0 | 0 | 0 | 0
23.05. | 13 | 0 |  | 0 | 0 | 0 | 0 | 0
23.05. | 14 | 0 |  | 0 | 0 | 0 | 0 | 0
23.05. | 15 | 0 |  | 0 | 0 | 0 | 0 | 0
23.05. | 16 | 0 |  | 0 | 0 | 0 | 0 | 0
23.05. | 17 | 0 |  | 0 | 0 | 0 | 0 | 0
23.05. | 18 | 0 |  | 0 | 0 | 0 | 0 | 0
23.05. | 19 | 0 |  | 0 | 0 | 0 | 0 | 0
23.05. | 20 | 0 |  | 0 | 0 | 0 | 0 | 0
23.05. | 21 | 0 |  | 0 | 0 | 0 | 0 | 0
23.05. | 22 | 0 |  | 0 | 0 | 0 | 0 | 0
23.05. | 23 | 0 |  | 0 | 0 | 0 | 0 | 0
23.05. | 24 | 0 |  | 0 | 0 | 0 | 0 | 0
24.05. | 1 | 0 |  | 0 | 0 | 0 | 0 | 0
24.05. | 2 | 0 |  | 0 | 0 | 0 | 0 | 0
24.05. | 3 | 0 |  | 0 | 0 | 0 | 0 | 0
24.05. | 4 | 0 |  | 0 | 0 | 0 | 0 | 0
24.05. | 5 | 0 |  | 0 | 0 | 0 | 0 | 0
24.05. | 6 | 0 |  | 0 | 0 | 0 | 0 | 0
24.05. | 7 | 0 |  | 0 | 0 | 0 | 0 | 0
24.05. | 8 | 0 |  | 0 | 0 | 0 | 0 | 0
24.05. | 9 | 0 |  | 0 | 0 | 0 | 0 | 0
24.05. | 10 | 0 |  | 0 | 0 | 0 | 0 | 0
24.05. | 11 | 0 |  | 0 | 0 | 0 | 0 | 0
24.05. | 12 | 0 |  | 0 | 0 | 0 | 0 | 0
24.05. | 13 | 0 |  | 0 | 0 | 0 | 0 | 0
24.05. | 14 | 0 |  | 0 | 0 | 0 | 0 | 0
24.05. | 15 | 0 |  | 0 | 0 | 0 | 0 | 0
24.05. | 16 | 0 |  | 0 | 0 | 0 | 0 | 0
24.05. | 17 | 0 |  | 0 | 0 | 0 | 0 | 0
24.05. | 18 | 0 |  | 0 | 0 | 0 | 0 | 0
24.05. | 19 | 0 |  | 0 | 0 | 0 | 0 | 0
24.05. | 20 | 0 |  | 0 | 0 | 0 | 0 | 0
24.05. | 21 | 0 |  | 0 | 0 | 0 | 0 | 0
24.05. | 22 | 0 |  | 0 | 0 | 0 | 0 | 0
24.05. | 23 | 0 |  | 0 | 0 | 0 | 0 | 0
24.05. | 24 | 0 |  | 0 | 0 | 0 | 0 | 0
25.05. | 1 | 0 |  | 0 | 0 | 0 | 0 | 0
25.05. | 2 | 0 |  | 0 | 0 | 0 | 0 | 0
25.05. | 3 | 0 |  | 0 | 0 | 0 | 0 | 0
25.05. | 4 | 0 |  | 0 | 0 | 0 | 0 | 0
25.05. | 5 | 0 |  | 0 | 0 | 0 | 0 | 0
25.05. | 6 | 0 |  | 0 | 0 | 0 | 0 | 0
25.05. | 7 | 0 |  | 0 | 0 | 0 | 0 | 0
25.05. | 8 | 0 |  | 0 | 0 | 0 | 0 | 0
25.05. | 9 | 0 |  | 0 | 0 | 0 | 0 | 0
25.05. | 10 | 0 |  | 0 | 0 | 0 | 0 | 0
25.05. | 11 | 0 |  | 0 | 0 | 0 | 0 | 0
25.05. | 12 | 0 |  | 0 | 0 | 0 | 0 | 0
25.05. | 13 | 0 |  | 0 | 0 | 0 | 0 | 0
25.05. | 14 | 0 |  | 0 | 0 | 0 | 0 | 0
25.05. | 15 | 0 |  | 0 | 0 | 0 | 0 | 0
25.05. | 16 | 0 |  | 0 | 0 | 0 | 0 | 0
25.05. | 17 | 0 |  | 0 | 0 | 0 | 0 | 0
25.05. | 18 | 0 |  | 0 | 0 | 0 | 0 | 0
25.05. | 19 | 0 |  | 0 | 0 | 0 | 0 | 0
25.05. | 20 | 0 |  | 0 | 0 | 0 | 0 | 0
25.05. | 21 | 0 |  | 0 | 0 | 0 | 0 | 0
25.05. | 22 | 0 |  | 0 | 0 | 0 | 0 | 0
25.05. | 23 | 0 |  | 0 | 0 | 0 | 0 | 0
25.05. | 24 | 0 |  | 0 | 0 | 0 | 0 | 0
26.05. | 1 | 0 |  | 0 | 0 | 0 | 0 | 0
26.05. | 2 | 0 |  | 0 | 0 | 0 | 0 | 0
26.05. | 3 | 0 |  | 0 | 0 | 0 | 0 | 0
26.05. | 4 | 0 |  | 0 | 0 | 0 | 0 | 0
26.05. | 5 | 0 |  | 0 | 0 | 0 | 0 | 0
26.05. | 6 | 0 |  | 0 | 0 | 0 | 0 | 0
26.05. | 7 | 0 |  | 0 | 0 | 0 | 0 | 0
26.05. | 8 | 0 |  | 0 | 0 | 0 | 0 | 0
26.05. | 9 | 0 |  | 0 | 0 | 0 | 0 | 0
26.05. | 10 | 0 |  | 0 | 0 | 0 | 0 | 0
26.05. | 11 | 0 |  | 0 | 0 | 0 | 0 | 0
26.05. | 12 | 0 |  | 0 | 0 | 0 | 0 | 0
26.05. | 13 | 0 |  | 0 | 0 | 0 | 0 | 0
26.05. | 14 | 0 |  | 0 | 0 | 0 | 0 | 0
26.05. | 15 | 0 |  | 0 | 0 | 0 | 0 | 0
26.05. | 16 | 0 |  | 0 | 0 | 0 | 0 | 0
26.05. | 17 | 0 |  | 0 | 0 | 0 | 0 | 0
26.05. | 18 | 0 |  | 0 | 0 | 0 | 0 | 0
26.05. | 19 | 0 |  | 0 | 0 | 0 | 0 | 0
26.05. | 20 | 0 |  | 0 | 0 | 0 | 0 | 0
26.05. | 21 | 0 |  | 0 | 0 | 0 | 0 | 0
26.05. | 22 | 0 |  | 0 | 0 | 0 | 0 | 0
26.05. | 23 | 0 |  | 0 | 0 | 0 | 0 | 0
26.05. | 24 | 0 |  | 0 | 0 | 0 | 0 | 0
27.05. | 1 | 0 |  | 0 | 0 | 0 | 0 | 0
27.05. | 2 | 0 |  | 0 | 0 | 0 | 0 | 0
27.05. | 3 | 0 |  | 0 | 0 | 0 | 0 | 0
27.05. | 4 | 0 |  | 0 | 0 | 0 | 0 | 0
27.05. | 5 | 0 |  | 0 | 0 | 0 | 0 | 0
27.05. | 6 | 0 |  | 0 | 0 | 0 | 0 | 0
27.05. | 7 | 0 |  | 0 | 0 | 0 | 0 | 0
27.05. | 8 | 0 |  | 0 | 0 | 0 | 0 | 0
27.05. | 9 | 0 |  | 0 | 0 | 0 | 0 | 0
27.05. | 10 | 0 |  | 0 | 0 | 0 | 0 | 0
27.05. | 11 | 0 |  | 0 | 0 | 0 | 0 | 0
27.05. | 12 | 0 |  | 0 | 0 | 0 | 0 | 0
27.05. | 13 | 0 |  | 0 | 0 | 0 | 0 | 0
27.05. | 14 | 0 |  | 0 | 0 | 0 | 0 | 0
27.05. | 15 | 0 |  | 0 | 0 | 0 | 0 | 0
27.05. | 16 | 0 |  | 0 | 0 | 0 | 0 | 0
27.05. | 17 | 0 |  | 0 | 0 | 0 | 0 | 0
27.05. | 18 | 0 |  | 0 | 0 | 0 | 0 | 0
27.05. | 19 | 0 |  | 0 | 0 | 0 | 0 | 0
27.05. | 20 | 0 |  | 0 | 0 | 0 | 0 | 0
27.05. | 21 | 0 |  | 0 | 0 | 0 | 0 | 0
27.05. | 22 | 0 |  | 0 | 0 | 0 | 0 | 0
27.05. | 23 | 0 |  | 0 | 0 | 0 | 0 | 0
27.05. | 24 | 0 |  | 0 | 0 | 0 | 0 | 0
28.05. | 1 | 0 |  | 0 | 0 | 0 | 0 | 0
28.05. | 2 | 0 |  | 0 | 0 | 0 | 0 | 0
28.05. | 3 | 0 |  | 0 | 0 | 0 | 0 | 0
28.05. | 4 | 0 |  | 0 | 0 | 0 | 0 | 0
28.05. | 5 | 0 |  | 0 | 0 | 0 | 0 | 0
28.05. | 6 | 0 |  | 0 | 0 | 0 | 0 | 0
28.05. | 7 | 0 |  | 0 | 0 | 0 | 0 | 0
28.05. | 8 | 0 |  | 0 | 0 | 0 | 0 | 0
28.05. | 9 | 0 |  | 0 | 0 | 0 | 0 | 0
28.05. | 10 | 0 |  | 0 | 0 | 0 | 0 | 0
28.05. | 11 | 0 |  | 0 | 0 | 0 | 0 | 0
28.05. | 12 | 0 |  | 0 | 0 | 0 | 0 | 0
28.05. | 13 | 0 |  | 0 | 0 | 0 | 0 | 0
28.05. | 14 | 0 |  | 0 | 0 | 0 | 0 | 0
28.05. | 15 | 0 |  | 0 | 0 | 0 | 0 | 0
28.05. | 16 | 0 |  | 0 | 0 | 0 | 0 | 0
28.05. | 17 | 0 |  | 0 | 0 | 0 | 0 | 0
28.05. | 18 | 0 |  | 0 | 0 | 0 | 0 | 0
28.05. | 19 | 0 |  | 0 | 0 | 0 | 0 | 0
28.05. | 20 | 0 |  | 0 | 0 | 0 | 0 | 0
28.05. | 21 | 0 |  | 0 | 0 | 0 | 0 | 0
28.05. | 22 | 0 |  | 0 | 0 | 0 | 0 | 0
28.05. | 23 | 0 |  | 0 | 0 | 0 | 0 | 0
28.05. | 24 | 0 |  | 0 | 0 | 0 | 0 | 0
29.05. | 1 | 0 |  | 0 | 0 | 0 | 0 | 0
29.05. | 2 | 0 |  | 0 | 0 | 0 | 0 | 0
29.05. | 3 | 0 |  | 0 | 0 | 0 | 0 | 0
29.05. | 4 | 0 |  | 0 | 0 | 0 | 0 | 0
29.05. | 5 | 0 |  | 0 | 0 | 0 | 0 | 0
29.05. | 6 | 0 |  | 0 | 0 | 0 | 0 | 0
29.05. | 7 | 0 |  | 0 | 0 | 0 | 0 | 0
29.05. | 8 | 0 |  | 0 | 0 | 0 | 0 | 0
29.05. | 9 | 0 |  | 0 | 0 | 0 | 0 | 0
29.05. | 10 | 0 |  | 0 | 0 | 0 | 0 | 0
29.05. | 11 | 0 |  | 0 | 0 | 0 | 0 | 0
29.05. | 12 | 0 |  | 0 | 0 | 0 | 0 | 0
29.05. | 13 | 0 |  | 0 | 0 | 0 | 0 | 0
29.05. | 14 | 0 |  | 0 | 0 | 0 | 0 | 0
29.05. | 15 | 0 |  | 0 | 0 | 0 | 0 | 0
29.05. | 16 | 0 |  | 0 | 0 | 0 | 0 | 0
29.05. | 17 | 0 |  | 0 | 0 | 0 | 0 | 0
29.05. | 18 | 0 |  | 0 | 0 | 0 | 0 | 0
29.05. | 19 | 0 |  | 0 | 0 | 0 | 0 | 0
29.05. | 20 | 0 |  | 0 | 0 | 0 | 0 | 0
29.05. | 21 | 0 |  | 0 | 0 | 0 | 0 | 0
29.05. | 22 | 0 |  | 0 | 0 | 0 | 0 | 0
29.05. | 23 | 0 |  | 0 | 0 | 0 | 0 | 0
29.05. | 24 | 0 |  | 0 | 0 | 0 | 0 | 0
30.05. | 1 | 0 |  | 0 | 0 | 0 | 0 | 0
30.05. | 2 | 0 |  | 0 | 0 | 0 | 0 | 0
30.05. | 3 | 0 |  | 0 | 0 | 0 | 0 | 0
30.05. | 4 | 0 |  | 0 | 0 | 0 | 0 | 0
30.05. | 5 | 0 |  | 0 | 0 | 0 | 0 | 0
30.05. | 6 | 0 |  | 0 | 0 | 0 | 0 | 0
30.05. | 7 | 0 |  | 0 | 0 | 0 | 0 | 0
30.05. | 8 | 0 |  | 0 | 0 | 0 | 0 | 0
30.05. | 9 | 0 |  | 0 | 0 | 0 | 0 | 0
30.05. | 10 | 0 |  | 0 | 0 | 0 | 0 | 0
30.05. | 11 | 0 |  | 0 | 0 | 0 | 0 | 0
30.05. | 12 | 0 |  | 0 | 0 | 0 | 0 | 0
30.05. | 13 | 0 |  | 0 | 0 | 0 | 0 | 0
30.05. | 14 | 0 |  | 0 | 0 | 0 | 0 | 0
30.05. | 15 | 0 |  | 0 | 0 | 0 | 0 | 0
30.05. | 16 | 0 |  | 0 | 0 | 0 | 0 | 0
30.05. | 17 | 0 |  | 0 | 0 | 0 | 0 | 0
30.05. | 18 | 0 |  | 0 | 0 | 0 | 0 | 0
30.05. | 19 | 0 |  | 0 | 0 | 0 | 0 | 0
30.05. | 20 | 0 |  | 0 | 0 | 0 | 0 | 0
30.05. | 21 | 0 |  | 0 | 0 | 0 | 0 | 0
30.05. | 22 | 0 |  | 0 | 0 | 0 | 0 | 0
30.05. | 23 | 0 |  | 0 | 0 | 0 | 0 | 0
30.05. | 24 | 0 |  | 0 | 0 | 0 | 0 | 0
31.05. | 1 | 0 |  | 0 | 0 | 0 | 0 | 0
31.05. | 2 | 0 |  | 0 | 0 | 0 | 0 | 0
31.05. | 3 | 0 |  | 0 | 0 | 0 | 0 | 0
31.05. | 4 | 0 |  | 0 | 0 | 0 | 0 | 0
31.05. | 5 | 0 |  | 0 | 0 | 0 | 0 | 0
31.05. | 6 | 0 |  | 0 | 0 | 0 | 0 | 0
31.05. | 7 | 0 |  | 0 | 0 | 0 | 0 | 0
31.05. | 8 | 0 |  | 0 | 0 | 0 | 0 | 0
31.05. | 9 | 0 |  | 0 | 0 | 0 | 0 | 0
31.05. | 10 | 0 |  | 0 | 0 | 0 | 0 | 0
31.05. | 11 | 0 |  | 0 | 0 | 0 | 0 | 0
31.05. | 12 | 0 |  | 0 | 0 | 0 | 0 | 0
31.05. | 13 | 0 |  | 0 | 0 | 0 | 0 | 0
31.05. | 14 | 0 |  | 0 | 0 | 0 | 0 | 0
31.05. | 15 | 0 |  | 0 | 0 | 0 | 0 | 0
31.05. | 16 | 0 |  | 0 | 0 | 0 | 0 | 0
31.05. | 17 | 0 |  | 0 | 0 | 0 | 0 | 0
31.05. | 18 | 0 |  | 0 | 0 | 0 | 0 | 0
31.05. | 19 | 0 |  | 0 | 0 | 0 | 0 | 0
31.05. | 20 | 0 |  | 0 | 0 | 0 | 0 | 0
31.05. | 21 | 0 |  | 0 | 0 | 0 | 0 | 0
31.05. | 22 | 0 |  | 0 | 0 | 0 | 0 | 0
31.05. | 23 | 0 |  | 0 | 0 | 0 | 0 | 0
31.05. | 24 | 0 |  | 0 | 0 | 0 | 0 | 0
01.06. | 1 | 0 |  | 0 | 0 | 0 | 0 | 0
01.06. | 2 | 0 |  | 0 | 0 | 0 | 0 | 0
01.06. | 3 | 0 |  | 0 | 0 | 0 | 0 | 0
01.06. | 4 | 0 |  | 0 | 0 | 0 | 0 | 0
01.06. | 5 | 0 |  | 0 | 0 | 0 | 0 | 0
01.06. | 6 | 0 |  | 0 | 0 | 0 | 0 | 0
01.06. | 7 | 0 |  | 0 | 0 | 0 | 0 | 0
01.06. | 8 | 0 |  | 0 | 0 | 0 | 0 | 0
01.06. | 9 | 0 |  | 0 | 0 | 0 | 0 | 0
01.06. | 10 | 0 |  | 0 | 0 | 0 | 0 | 0
01.06. | 11 | 0 |  | 0 | 0 | 0 | 0 | 0
01.06. | 12 | 0 |  | 0 | 0 | 0 | 0 | 0
01.06. | 13 | 0 |  | 0 | 0 | 0 | 0 | 0
01.06. | 14 | 0 |  | 0 | 0 | 0 | 0 | 0
01.06. | 15 | 0 |  | 0 | 0 | 0 | 0 | 0
01.06. | 16 | 0 |  | 0 | 0 | 0 | 0 | 0
01.06. | 17 | 0 |  | 0 | 0 | 0 | 0 | 0
01.06. | 18 | 0 |  | 0 | 0 | 0 | 0 | 0
01.06. | 19 | 0 |  | 0 | 0 | 0 | 0 | 0
01.06. | 20 | 0 |  | 0 | 0 | 0 | 0 | 0
01.06. | 21 | 0 |  | 0 | 0 | 0 | 0 | 0
01.06. | 22 | 0 |  | 0 | 0 | 0 | 0 | 0
01.06. | 23 | 0 |  | 0 | 0 | 0 | 0 | 0
01.06. | 24 | 0 |  | 0 | 0 | 0 | 0 | 0
02.06. | 1 | 0 |  | 0 | 0 | 0 | 0 | 0
02.06. | 2 | 0 |  | 0 | 0 | 0 | 0 | 0
02.06. | 3 | 0 |  | 0 | 0 | 0 | 0 | 0
02.06. | 4 | 0 |  | 0 | 0 | 0 | 0 | 0
02.06. | 5 | 0 |  | 0 | 0 | 0 | 0 | 0
02.06. | 6 | 0 |  | 0 | 0 | 0 | 0 | 0
02.06. | 7 | 0 |  | 0 | 0 | 0 | 0 | 0
02.06. | 8 | 0 |  | 0 | 0 | 0 | 0 | 0
02.06. | 9 | 0 |  | 0 | 0 | 0 | 0 | 0
02.06. | 10 | 0 |  | 0 | 0 | 0 | 0 | 0
02.06. | 11 | 0 |  | 0 | 0 | 0 | 0 | 0
02.06. | 12 | 0 |  | 0 | 0 | 0 | 0 | 0
02.06. | 13 | 0 |  | 0 | 0 | 0 | 0 | 0
02.06. | 14 | 0 |  | 0 | 0 | 0 | 0 | 0
02.06. | 15 | 0 |  | 0 | 0 | 0 | 0 | 0
02.06. | 16 | 0 |  | 0 | 0 | 0 | 0 | 0
02.06. | 17 | 0 |  | 0 | 0 | 0 | 0 | 0
02.06. | 18 | 0 |  | 0 | 0 | 0 | 0 | 0
02.06. | 19 | 0 |  | 0 | 0 | 0 | 0 | 0
02.06. | 20 | 0 |  | 0 | 0 | 0 | 0 | 0
02.06. | 21 | 0 |  | 0 | 0 | 0 | 0 | 0
02.06. | 22 | 0 |  | 0 | 0 | 0 | 0 | 0
02.06. | 23 | 0 |  | 0 | 0 | 0 | 0 | 0
02.06. | 24 | 0 |  | 0 | 0 | 0 | 0 | 0
03.06. | 1 | 0 |  | 0 | 0 | 0 | 0 | 0
03.06. | 2 | 0 |  | 0 | 0 | 0 | 0 | 0
03.06. | 3 | 0 |  | 0 | 0 | 0 | 0 | 0
03.06. | 4 | 0 |  | 0 | 0 | 0 | 0 | 0
03.06. | 5 | 0 |  | 0 | 0 | 0 | 0 | 0
03.06. | 6 | 0 |  | 0 | 0 | 0 | 0 | 0
03.06. | 7 | 0 |  | 0 | 0 | 0 | 0 | 0
03.06. | 8 | 0 |  | 0 | 0 | 0 | 0 | 0
03.06. | 9 | 0 |  | 0 | 0 | 0 | 0 | 0
03.06. | 10 | 0 |  | 0 | 0 | 0 | 0 | 0
03.06. | 11 | 0 |  | 0 | 0 | 0 | 0 | 0
03.06. | 12 | 0 |  | 0 | 0 | 0 | 0 | 0
03.06. | 13 | 0 |  | 0 | 0 | 0 | 0 | 0
03.06. | 14 | 0 |  | 0 | 0 | 0 | 0 | 0
03.06. | 15 | 0 |  | 0 | 0 | 0 | 0 | 0
03.06. | 16 | 0 |  | 0 | 0 | 0 | 0 | 0
03.06. | 17 | 0 |  | 0 | 0 | 0 | 0 | 0
03.06. | 18 | 0 |  | 0 | 0 | 0 | 0 | 0
03.06. | 19 | 0 |  | 0 | 0 | 0 | 0 | 0
03.06. | 20 | 0 |  | 0 | 0 | 0 | 0 | 0
03.06. | 21 | 0 |  | 0 | 0 | 0 | 0 | 0
03.06. | 22 | 0 |  | 0 | 0 | 0 | 0 | 0
03.06. | 23 | 0 |  | 0 | 0 | 0 | 0 | 0
03.06. | 24 | 0 |  | 0 | 0 | 0 | 0 | 0
04.06. | 1 | 0 |  | 0 | 0 | 0 | 0 | 0
04.06. | 2 | 0 |  | 0 | 0 | 0 | 0 | 0
04.06. | 3 | 0 |  | 0 | 0 | 0 | 0 | 0
04.06. | 4 | 0 |  | 0 | 0 | 0 | 0 | 0
04.06. | 5 | 0 |  | 0 | 0 | 0 | 0 | 0
04.06. | 6 | 0 |  | 0 | 0 | 0 | 0 | 0
04.06. | 7 | 0 |  | 0 | 0 | 0 | 0 | 0
04.06. | 8 | 0 |  | 0 | 0 | 0 | 0 | 0
04.06. | 9 | 0 |  | 0 | 0 | 0 | 0 | 0
04.06. | 10 | 0 |  | 0 | 0 | 0 | 0 | 0
04.06. | 11 | 0 |  | 0 | 0 | 0 | 0 | 0
04.06. | 12 | 0 |  | 0 | 0 | 0 | 0 | 0
04.06. | 13 | 0 |  | 0 | 0 | 0 | 0 | 0
04.06. | 14 | 0 |  | 0 | 0 | 0 | 0 | 0
04.06. | 15 | 0 |  | 0 | 0 | 0 | 0 | 0
04.06. | 16 | 0 |  | 0 | 0 | 0 | 0 | 0
04.06. | 17 | 0 |  | 0 | 0 | 0 | 0 | 0
04.06. | 18 | 0 |  | 0 | 0 | 0 | 0 | 0
04.06. | 19 | 0 |  | 0 | 0 | 0 | 0 | 0
04.06. | 20 | 0 |  | 0 | 0 | 0 | 0 | 0
04.06. | 21 | 0 |  | 0 | 0 | 0 | 0 | 0
04.06. | 22 | 0 |  | 0 | 0 | 0 | 0 | 0
04.06. | 23 | 0 |  | 0 | 0 | 0 | 0 | 0
04.06. | 24 | 0 |  | 0 | 0 | 0 | 0 | 0
05.06. | 1 | 0 |  | 0 | 0 | 0 | 0 | 0
05.06. | 2 | 0 |  | 0 | 0 | 0 | 0 | 0
05.06. | 3 | 0 |  | 0 | 0 | 0 | 0 | 0
05.06. | 4 | 0 |  | 0 | 0 | 0 | 0 | 0
05.06. | 5 | 0 |  | 0 | 0 | 0 | 0 | 0
05.06. | 6 | 0 |  | 0 | 0 | 0 | 0 | 0
05.06. | 7 | 0 |  | 0 | 0 | 0 | 0 | 0
05.06. | 8 | 0 |  | 0 | 0 | 0 | 0 | 0
05.06. | 9 | 0 |  | 0 | 0 | 0 | 0 | 0
05.06. | 10 | 0 |  | 0 | 0 | 0 | 0 | 0
05.06. | 11 | 0 |  | 0 | 0 | 0 | 0 | 0
05.06. | 12 | 0 |  | 0 | 0 | 0 | 0 | 0
05.06. | 13 | 0 |  | 0 | 0 | 0 | 0 | 0
05.06. | 14 | 0 |  | 0 | 0 | 0 | 0 | 0
05.06. | 15 | 0 |  | 0 | 0 | 0 | 0 | 0
05.06. | 16 | 0 |  | 0 | 0 | 0 | 0 | 0
05.06. | 17 | 0 |  | 0 | 0 | 0 | 0 | 0
05.06. | 18 | 0 |  | 0 | 0 | 0 | 0 | 0
05.06. | 19 | 0 |  | 0 | 0 | 0 | 0 | 0
05.06. | 20 | 0 |  | 0 | 0 | 0 | 0 | 0
05.06. | 21 | 0 |  | 0 | 0 | 0 | 0 | 0
05.06. | 22 | 0 |  | 0 | 0 | 0 | 0 | 0
05.06. | 23 | 0 |  | 0 | 0 | 0 | 0 | 0
05.06. | 24 | 0 |  | 0 | 0 | 0 | 0 | 0
06.06. | 1 | 0 |  | 0 | 0 | 0 | 0 | 0
06.06. | 2 | 0 |  | 0 | 0 | 0 | 0 | 0
06.06. | 3 | 0 |  | 0 | 0 | 0 | 0 | 0
06.06. | 4 | 0 |  | 0 | 0 | 0 | 0 | 0
06.06. | 5 | 0 |  | 0 | 0 | 0 | 0 | 0
06.06. | 6 | 0 |  | 0 | 0 | 0 | 0 | 0
06.06. | 7 | 0 |  | 0 | 0 | 0 | 0 | 0
06.06. | 8 | 0 |  | 0 | 0 | 0 | 0 | 0
06.06. | 9 | 0 |  | 0 | 0 | 0 | 0 | 0
06.06. | 10 | 0 |  | 0 | 0 | 0 | 0 | 0
06.06. | 11 | 0 |  | 0 | 0 | 0 | 0 | 0
06.06. | 12 | 0 |  | 0 | 0 | 0 | 0 | 0
06.06. | 13 | 0 |  | 0 | 0 | 0 | 0 | 0
06.06. | 14 | 0 |  | 0 | 0 | 0 | 0 | 0
06.06. | 15 | 0 |  | 0 | 0 | 0 | 0 | 0
06.06. | 16 | 0 |  | 0 | 0 | 0 | 0 | 0
06.06. | 17 | 0 |  | 0 | 0 | 0 | 0 | 0
06.06. | 18 | 0 |  | 0 | 0 | 0 | 0 | 0
06.06. | 19 | 0 |  | 0 | 0 | 0 | 0 | 0
06.06. | 20 | 0 |  | 0 | 0 | 0 | 0 | 0
06.06. | 21 | 0 |  | 0 | 0 | 0 | 0 | 0
06.06. | 22 | 0 |  | 0 | 0 | 0 | 0 | 0
06.06. | 23 | 0 |  | 0 | 0 | 0 | 0 | 0
06.06. | 24 | 0 |  | 0 | 0 | 0 | 0 | 0
07.06. | 1 | 0 |  | 0 | 0 | 0 | 0 | 0
07.06. | 2 | 0 |  | 0 | 0 | 0 | 0 | 0
07.06. | 3 | 0 |  | 0 | 0 | 0 | 0 | 0
07.06. | 4 | 0 |  | 0 | 0 | 0 | 0 | 0
07.06. | 5 | 0 |  | 0 | 0 | 0 | 0 | 0
07.06. | 6 | 0 |  | 0 | 0 | 0 | 0 | 0
07.06. | 7 | 0 |  | 0 | 0 | 0 | 0 | 0
07.06. | 8 | 0 |  | 0 | 0 | 0 | 0 | 0
07.06. | 9 | 0 |  | 0 | 0 | 0 | 0 | 0
07.06. | 10 | 0 |  | 0 | 0 | 0 | 0 | 0
07.06. | 11 | 0 |  | 0 | 0 | 0 | 0 | 0
07.06. | 12 | 0 |  | 0 | 0 | 0 | 0 | 0
07.06. | 13 | 0 |  | 0 | 0 | 0 | 0 | 0
07.06. | 14 | 0 |  | 0 | 0 | 0 | 0 | 0
07.06. | 15 | 0 |  | 0 | 0 | 0 | 0 | 0
07.06. | 16 | 0 |  | 0 | 0 | 0 | 0 | 0
07.06. | 17 | 0 |  | 0 | 0 | 0 | 0 | 0
07.06. | 18 | 0 |  | 0 | 0 | 0 | 0 | 0
07.06. | 19 | 0 |  | 0 | 0 | 0 | 0 | 0
07.06. | 20 | 0 |  | 0 | 0 | 0 | 0 | 0
07.06. | 21 | 0 |  | 0 | 0 | 0 | 0 | 0
07.06. | 22 | 0 |  | 0 | 0 | 0 | 0 | 0
07.06. | 23 | 0 |  | 0 | 0 | 0 | 0 | 0
07.06. | 24 | 0 |  | 0 | 0 | 0 | 0 | 0
08.06. | 1 | 0 |  | 0 | 0 | 0 | 0 | 0
08.06. | 2 | 0 |  | 0 | 0 | 0 | 0 | 0
08.06. | 3 | 0 |  | 0 | 0 | 0 | 0 | 0
08.06. | 4 | 0 |  | 0 | 0 | 0 | 0 | 0
08.06. | 5 | 0 |  | 0 | 0 | 0 | 0 | 0
08.06. | 6 | 0 |  | 0 | 0 | 0 | 0 | 0
08.06. | 7 | 0 |  | 0 | 0 | 0 | 0 | 0
08.06. | 8 | 0 |  | 0 | 0 | 0 | 0 | 0
08.06. | 9 | 0 |  | 0 | 0 | 0 | 0 | 0
08.06. | 10 | 0 |  | 0 | 0 | 0 | 0 | 0
08.06. | 11 | 0 |  | 0 | 0 | 0 | 0 | 0
08.06. | 12 | 0 |  | 0 | 0 | 0 | 0 | 0
08.06. | 13 | 0 |  | 0 | 0 | 0 | 0 | 0
08.06. | 14 | 0 |  | 0 | 0 | 0 | 0 | 0
08.06. | 15 | 0 |  | 0 | 0 | 0 | 0 | 0
08.06. | 16 | 0 |  | 0 | 0 | 0 | 0 | 0
08.06. | 17 | 0 |  | 0 | 0 | 0 | 0 | 0
08.06. | 18 | 0 |  | 0 | 0 | 0 | 0 | 0
08.06. | 19 | 0 |  | 0 | 0 | 0 | 0 | 0
08.06. | 20 | 0 |  | 0 | 0 | 0 | 0 | 0
08.06. | 21 | 0 |  | 0 | 0 | 0 | 0 | 0
08.06. | 22 | 0 |  | 0 | 0 | 0 | 0 | 0
08.06. | 23 | 0 |  | 0 | 0 | 0 | 0 | 0
08.06. | 24 | 0 |  | 0 | 0 | 0 | 0 | 0
09.06. | 1 | 0 |  | 0 | 0 | 0 | 0 | 0
09.06. | 2 | 0 |  | 0 | 0 | 0 | 0 | 0
09.06. | 3 | 0 |  | 0 | 0 | 0 | 0 | 0
09.06. | 4 | 0 |  | 0 | 0 | 0 | 0 | 0
09.06. | 5 | 0 |  | 0 | 0 | 0 | 0 | 0
09.06. | 6 | 0 |  | 0 | 0 | 0 | 0 | 0
09.06. | 7 | 0 |  | 0 | 0 | 0 | 0 | 0
09.06. | 8 | 0 |  | 0 | 0 | 0 | 0 | 0
09.06. | 9 | 0 |  | 0 | 0 | 0 | 0 | 0
09.06. | 10 | 0 |  | 0 | 0 | 0 | 0 | 0
09.06. | 11 | 0 |  | 0 | 0 | 0 | 0 | 0
09.06. | 12 | 0 |  | 0 | 0 | 0 | 0 | 0
09.06. | 13 | 0 |  | 0 | 0 | 0 | 0 | 0
09.06. | 14 | 0 |  | 0 | 0 | 0 | 0 | 0
09.06. | 15 | 0 |  | 0 | 0 | 0 | 0 | 0
09.06. | 16 | 0 |  | 0 | 0 | 0 | 0 | 0
09.06. | 17 | 0 |  | 0 | 0 | 0 | 0 | 0
09.06. | 18 | 0 |  | 0 | 0 | 0 | 0 | 0
09.06. | 19 | 0 |  | 0 | 0 | 0 | 0 | 0
09.06. | 20 | 0 |  | 0 | 0 | 0 | 0 | 0
09.06. | 21 | 0 |  | 0 | 0 | 0 | 0 | 0
09.06. | 22 | 0 |  | 0 | 0 | 0 | 0 | 0
09.06. | 23 | 0 |  | 0 | 0 | 0 | 0 | 0
09.06. | 24 | 0 |  | 0 | 0 | 0 | 0 | 0
10.06. | 1 | 0 |  | 0 | 0 | 0 | 0 | 0
10.06. | 2 | 0 |  | 0 | 0 | 0 | 0 | 0
10.06. | 3 | 0 |  | 0 | 0 | 0 | 0 | 0
10.06. | 4 | 0 |  | 0 | 0 | 0 | 0 | 0
10.06. | 5 | 0 |  | 0 | 0 | 0 | 0 | 0
10.06. | 6 | 0 |  | 0 | 0 | 0 | 0 | 0
10.06. | 7 | 0 |  | 0 | 0 | 0 | 0 | 0
10.06. | 8 | 0 |  | 0 | 0 | 0 | 0 | 0
10.06. | 9 | 0 |  | 0 | 0 | 0 | 0 | 0
10.06. | 10 | 0 |  | 0 | 0 | 0 | 0 | 0
10.06. | 11 | 0 |  | 0 | 0 | 0 | 0 | 0
10.06. | 12 | 0 |  | 0 | 0 | 0 | 0 | 0
10.06. | 13 | 0 |  | 0 | 0 | 0 | 0 | 0
10.06. | 14 | 0 |  | 0 | 0 | 0 | 0 | 0
10.06. | 15 | 0 |  | 0 | 0 | 0 | 0 | 0
10.06. | 16 | 0 |  | 0 | 0 | 0 | 0 | 0
10.06. | 17 | 0 |  | 0 | 0 | 0 | 0 | 0
10.06. | 18 | 0 |  | 0 | 0 | 0 | 0 | 0
10.06. | 19 | 0 |  | 0 | 0 | 0 | 0 | 0
10.06. | 20 | 0 |  | 0 | 0 | 0 | 0 | 0
10.06. | 21 | 0 |  | 0 | 0 | 0 | 0 | 0
10.06. | 22 | 0 |  | 0 | 0 | 0 | 0 | 0
10.06. | 23 | 0 |  | 0 | 0 | 0 | 0 | 0
10.06. | 24 | 0 |  | 0 | 0 | 0 | 0 | 0
11.06. | 1 | 0 |  | 0 | 0 | 0 | 0 | 0
11.06. | 2 | 0 |  | 0 | 0 | 0 | 0 | 0
11.06. | 3 | 0 |  | 0 | 0 | 0 | 0 | 0
11.06. | 4 | 0 |  | 0 | 0 | 0 | 0 | 0
11.06. | 5 | 0 |  | 0 | 0 | 0 | 0 | 0
11.06. | 6 | 0 |  | 0 | 0 | 0 | 0 | 0
11.06. | 7 | 0 |  | 0 | 0 | 0 | 0 | 0
11.06. | 8 | 0 |  | 0 | 0 | 0 | 0 | 0
11.06. | 9 | 0 |  | 0 | 0 | 0 | 0 | 0
11.06. | 10 | 0 |  | 0 | 0 | 0 | 0 | 0
11.06. | 11 | 0 |  | 0 | 0 | 0 | 0 | 0
11.06. | 12 | 0 |  | 0 | 0 | 0 | 0 | 0
11.06. | 13 | 0 |  | 0 | 0 | 0 | 0 | 0
11.06. | 14 | 0 |  | 0 | 0 | 0 | 0 | 0
11.06. | 15 | 0 |  | 0 | 0 | 0 | 0 | 0
11.06. | 16 | 0 |  | 0 | 0 | 0 | 0 | 0
11.06. | 17 | 0 |  | 0 | 0 | 0 | 0 | 0
11.06. | 18 | 0 |  | 0 | 0 | 0 | 0 | 0
11.06. | 19 | 0 |  | 0 | 0 | 0 | 0 | 0
11.06. | 20 | 0 |  | 0 | 0 | 0 | 0 | 0
11.06. | 21 | 0 |  | 0 | 0 | 0 | 0 | 0
11.06. | 22 | 0 |  | 0 | 0 | 0 | 0 | 0
11.06. | 23 | 0 |  | 0 | 0 | 0 | 0 | 0
11.06. | 24 | 0 |  | 0 | 0 | 0 | 0 | 0
12.06. | 1 | 0 |  | 0 | 0 | 0 | 0 | 0
12.06. | 2 | 0 |  | 0 | 0 | 0 | 0 | 0
12.06. | 3 | 0 |  | 0 | 0 | 0 | 0 | 0
12.06. | 4 | 0 |  | 0 | 0 | 0 | 0 | 0
12.06. | 5 | 0 |  | 0 | 0 | 0 | 0 | 0
12.06. | 6 | 0 |  | 0 | 0 | 0 | 0 | 0
12.06. | 7 | 0 |  | 0 | 0 | 0 | 0 | 0
12.06. | 8 | 0 |  | 0 | 0 | 0 | 0 | 0
12.06. | 9 | 0 |  | 0 | 0 | 0 | 0 | 0
12.06. | 10 | 0 |  | 0 | 0 | 0 | 0 | 0
12.06. | 11 | 0 |  | 0 | 0 | 0 | 0 | 0
12.06. | 12 | 0 |  | 0 | 0 | 0 | 0 | 0
12.06. | 13 | 0 |  | 0 | 0 | 0 | 0 | 0
12.06. | 14 | 0 |  | 0 | 0 | 0 | 0 | 0
12.06. | 15 | 0 |  | 0 | 0 | 0 | 0 | 0
12.06. | 16 | 0 |  | 0 | 0 | 0 | 0 | 0
12.06. | 17 | 0 |  | 0 | 0 | 0 | 0 | 0
12.06. | 18 | 0 |  | 0 | 0 | 0 | 0 | 0
12.06. | 19 | 0 |  | 0 | 0 | 0 | 0 | 0
12.06. | 20 | 0 |  | 0 | 0 | 0 | 0 | 0
12.06. | 21 | 0 |  | 0 | 0 | 0 | 0 | 0
12.06. | 22 | 0 |  | 0 | 0 | 0 | 0 | 0
12.06. | 23 | 0 |  | 0 | 0 | 0 | 0 | 0
12.06. | 24 | 0 |  | 0 | 0 | 0 | 0 | 0
13.06. | 1 | 0 |  | 0 | 0 | 0 | 0 | 0
13.06. | 2 | 0 |  | 0 | 0 | 0 | 0 | 0
13.06. | 3 | 0 |  | 0 | 0 | 0 | 0 | 0
13.06. | 4 | 0 |  | 0 | 0 | 0 | 0 | 0
13.06. | 5 | 0 |  | 0 | 0 | 0 | 0 | 0
13.06. | 6 | 0 |  | 0 | 0 | 0 | 0 | 0
13.06. | 7 | 0 |  | 0 | 0 | 0 | 0 | 0
13.06. | 8 | 0 |  | 0 | 0 | 0 | 0 | 0
13.06. | 9 | 0 |  | 0 | 0 | 0 | 0 | 0
13.06. | 10 | 0 |  | 0 | 0 | 0 | 0 | 0
13.06. | 11 | 0 |  | 0 | 0 | 0 | 0 | 0
13.06. | 12 | 0 |  | 0 | 0 | 0 | 0 | 0
13.06. | 13 | 0 |  | 0 | 0 | 0 | 0 | 0
13.06. | 14 | 0 |  | 0 | 0 | 0 | 0 | 0
13.06. | 15 | 0 |  | 0 | 0 | 0 | 0 | 0
13.06. | 16 | 0 |  | 0 | 0 | 0 | 0 | 0
13.06. | 17 | 0 |  | 0 | 0 | 0 | 0 | 0
13.06. | 18 | 0 |  | 0 | 0 | 0 | 0 | 0
13.06. | 19 | 0 |  | 0 | 0 | 0 | 0 | 0
13.06. | 20 | 0 |  | 0 | 0 | 0 | 0 | 0
13.06. | 21 | 0 |  | 0 | 0 | 0 | 0 | 0
13.06. | 22 | 0 |  | 0 | 0 | 0 | 0 | 0
13.06. | 23 | 0 |  | 0 | 0 | 0 | 0 | 0
13.06. | 24 | 0 |  | 0 | 0 | 0 | 0 | 0
14.06. | 1 | 0 |  | 0 | 0 | 0 | 0 | 0
14.06. | 2 | 0 |  | 0 | 0 | 0 | 0 | 0
14.06. | 3 | 0 |  | 0 | 0 | 0 | 0 | 0
14.06. | 4 | 0 |  | 0 | 0 | 0 | 0 | 0
14.06. | 5 | 0 |  | 0 | 0 | 0 | 0 | 0
14.06. | 6 | 0 |  | 0 | 0 | 0 | 0 | 0
14.06. | 7 | 0 |  | 0 | 0 | 0 | 0 | 0
14.06. | 8 | 0 |  | 0 | 0 | 0 | 0 | 0
14.06. | 9 | 0 |  | 0 | 0 | 0 | 0 | 0
14.06. | 10 | 0 |  | 0 | 0 | 0 | 0 | 0
14.06. | 11 | 0 |  | 0 | 0 | 0 | 0 | 0
14.06. | 12 | 0 |  | 0 | 0 | 0 | 0 | 0
14.06. | 13 | 0 |  | 0 | 0 | 0 | 0 | 0
14.06. | 14 | 0 |  | 0 | 0 | 0 | 0 | 0
14.06. | 15 | 0 |  | 0 | 0 | 0 | 0 | 0
14.06. | 16 | 0 |  | 0 | 0 | 0 | 0 | 0
14.06. | 17 | 0 |  | 0 | 0 | 0 | 0 | 0
14.06. | 18 | 0 |  | 0 | 0 | 0 | 0 | 0
14.06. | 19 | 0 |  | 0 | 0 | 0 | 0 | 0
14.06. | 20 | 0 |  | 0 | 0 | 0 | 0 | 0
14.06. | 21 | 0 |  | 0 | 0 | 0 | 0 | 0
14.06. | 22 | 0 |  | 0 | 0 | 0 | 0 | 0
14.06. | 23 | 0 |  | 0 | 0 | 0 | 0 | 0
14.06. | 24 | 0 |  | 0 | 0 | 0 | 0 | 0
15.06. | 1 | 0 |  | 0 | 0 | 0 | 0 | 0
15.06. | 2 | 0 |  | 0 | 0 | 0 | 0 | 0
15.06. | 3 | 0 |  | 0 | 0 | 0 | 0 | 0
15.06. | 4 | 0 |  | 0 | 0 | 0 | 0 | 0
15.06. | 5 | 0 |  | 0 | 0 | 0 | 0 | 0
15.06. | 6 | 0 |  | 0 | 0 | 0 | 0 | 0
15.06. | 7 | 0 |  | 0 | 0 | 0 | 0 | 0
15.06. | 8 | 0 |  | 0 | 0 | 0 | 0 | 0
15.06. | 9 | 0 |  | 0 | 0 | 0 | 0 | 0
15.06. | 10 | 0 |  | 0 | 0 | 0 | 0 | 0
15.06. | 11 | 0 |  | 0 | 0 | 0 | 0 | 0
15.06. | 12 | 0 |  | 0 | 0 | 0 | 0 | 0
15.06. | 13 | 0 |  | 0 | 0 | 0 | 0 | 0
15.06. | 14 | 0 |  | 0 | 0 | 0 | 0 | 0
15.06. | 15 | 0 |  | 0 | 0 | 0 | 0 | 0
15.06. | 16 | 0 |  | 0 | 0 | 0 | 0 | 0
15.06. | 17 | 0 |  | 0 | 0 | 0 | 0 | 0
15.06. | 18 | 0 |  | 0 | 0 | 0 | 0 | 0
15.06. | 19 | 0 |  | 0 | 0 | 0 | 0 | 0
15.06. | 20 | 0 |  | 0 | 0 | 0 | 0 | 0
15.06. | 21 | 0 |  | 0 | 0 | 0 | 0 | 0
15.06. | 22 | 0 |  | 0 | 0 | 0 | 0 | 0
15.06. | 23 | 0 |  | 0 | 0 | 0 | 0 | 0
15.06. | 24 | 0 |  | 0 | 0 | 0 | 0 | 0
16.06. | 1 | 0 |  | 0 | 0 | 0 | 0 | 0
16.06. | 2 | 0 |  | 0 | 0 | 0 | 0 | 0
16.06. | 3 | 0 |  | 0 | 0 | 0 | 0 | 0
16.06. | 4 | 0 |  | 0 | 0 | 0 | 0 | 0
16.06. | 5 | 0 |  | 0 | 0 | 0 | 0 | 0
16.06. | 6 | 0 |  | 0 | 0 | 0 | 0 | 0
16.06. | 7 | 0 |  | 0 | 0 | 0 | 0 | 0
16.06. | 8 | 0 |  | 0 | 0 | 0 | 0 | 0
16.06. | 9 | 0 |  | 0 | 0 | 0 | 0 | 0
16.06. | 10 | 0 |  | 0 | 0 | 0 | 0 | 0
16.06. | 11 | 0 |  | 0 | 0 | 0 | 0 | 0
16.06. | 12 | 0 |  | 0 | 0 | 0 | 0 | 0
16.06. | 13 | 0 |  | 0 | 0 | 0 | 0 | 0
16.06. | 14 | 0 |  | 0 | 0 | 0 | 0 | 0
16.06. | 15 | 0 |  | 0 | 0 | 0 | 0 | 0
16.06. | 16 | 0 |  | 0 | 0 | 0 | 0 | 0
16.06. | 17 | 0 |  | 0 | 0 | 0 | 0 | 0
16.06. | 18 | 0 |  | 0 | 0 | 0 | 0 | 0
16.06. | 19 | 0 |  | 0 | 0 | 0 | 0 | 0
16.06. | 20 | 0 |  | 0 | 0 | 0 | 0 | 0
16.06. | 21 | 0 |  | 0 | 0 | 0 | 0 | 0
16.06. | 22 | 0 |  | 0 | 0 | 0 | 0 | 0
16.06. | 23 | 0 |  | 0 | 0 | 0 | 0 | 0
16.06. | 24 | 0 |  | 0 | 0 | 0 | 0 | 0
17.06. | 1 | 0 |  | 0 | 0 | 0 | 0 | 0
17.06. | 2 | 0 |  | 0 | 0 | 0 | 0 | 0
17.06. | 3 | 0 |  | 0 | 0 | 0 | 0 | 0
17.06. | 4 | 0 |  | 0 | 0 | 0 | 0 | 0
17.06. | 5 | 0 |  | 0 | 0 | 0 | 0 | 0
17.06. | 6 | 0 |  | 0 | 0 | 0 | 0 | 0
17.06. | 7 | 0 |  | 0 | 0 | 0 | 0 | 0
17.06. | 8 | 0 |  | 0 | 0 | 0 | 0 | 0
17.06. | 9 | 0 |  | 0 | 0 | 0 | 0 | 0
17.06. | 10 | 0 |  | 0 | 0 | 0 | 0 | 0
17.06. | 11 | 0 |  | 0 | 0 | 0 | 0 | 0
17.06. | 12 | 0 |  | 0 | 0 | 0 | 0 | 0
17.06. | 13 | 0 |  | 0 | 0 | 0 | 0 | 0
17.06. | 14 | 0 |  | 0 | 0 | 0 | 0 | 0
17.06. | 15 | 0 |  | 0 | 0 | 0 | 0 | 0
17.06. | 16 | 0 |  | 0 | 0 | 0 | 0 | 0
17.06. | 17 | 0 |  | 0 | 0 | 0 | 0 | 0
17.06. | 18 | 0 |  | 0 | 0 | 0 | 0 | 0
17.06. | 19 | 0 |  | 0 | 0 | 0 | 0 | 0
17.06. | 20 | 0 |  | 0 | 0 | 0 | 0 | 0
17.06. | 21 | 0 |  | 0 | 0 | 0 | 0 | 0
17.06. | 22 | 0 |  | 0 | 0 | 0 | 0 | 0
17.06. | 23 | 0 |  | 0 | 0 | 0 | 0 | 0
17.06. | 24 | 0 |  | 0 | 0 | 0 | 0 | 0
18.06. | 1 | 0 |  | 0 | 0 | 0 | 0 | 0
18.06. | 2 | 0 |  | 0 | 0 | 0 | 0 | 0
18.06. | 3 | 0 |  | 0 | 0 | 0 | 0 | 0
18.06. | 4 | 0 |  | 0 | 0 | 0 | 0 | 0
18.06. | 5 | 0 |  | 0 | 0 | 0 | 0 | 0
18.06. | 6 | 0 |  | 0 | 0 | 0 | 0 | 0
18.06. | 7 | 0 |  | 0 | 0 | 0 | 0 | 0
18.06. | 8 | 0 |  | 0 | 0 | 0 | 0 | 0
18.06. | 9 | 0 |  | 0 | 0 | 0 | 0 | 0
18.06. | 10 | 0 |  | 0 | 0 | 0 | 0 | 0
18.06. | 11 | 0 |  | 0 | 0 | 0 | 0 | 0
18.06. | 12 | 0 |  | 0 | 0 | 0 | 0 | 0
18.06. | 13 | 0 |  | 0 | 0 | 0 | 0 | 0
18.06. | 14 | 0 |  | 0 | 0 | 0 | 0 | 0
18.06. | 15 | 0 |  | 0 | 0 | 0 | 0 | 0
18.06. | 16 | 0 |  | 0 | 0 | 0 | 0 | 0
18.06. | 17 | 0 |  | 0 | 0 | 0 | 0 | 0
18.06. | 18 | 0 |  | 0 | 0 | 0 | 0 | 0
18.06. | 19 | 0 |  | 0 | 0 | 0 | 0 | 0
18.06. | 20 | 0 |  | 0 | 0 | 0 | 0 | 0
18.06. | 21 | 0 |  | 0 | 0 | 0 | 0 | 0
18.06. | 22 | 0 |  | 0 | 0 | 0 | 0 | 0
18.06. | 23 | 0 |  | 0 | 0 | 0 | 0 | 0
18.06. | 24 | 0 |  | 0 | 0 | 0 | 0 | 0
19.06. | 1 | 0 |  | 0 | 0 | 0 | 0 | 0
19.06. | 2 | 0 |  | 0 | 0 | 0 | 0 | 0
19.06. | 3 | 0 |  | 0 | 0 | 0 | 0 | 0
19.06. | 4 | 0 |  | 0 | 0 | 0 | 0 | 0
19.06. | 5 | 0 |  | 0 | 0 | 0 | 0 | 0
19.06. | 6 | 0 |  | 0 | 0 | 0 | 0 | 0
19.06. | 7 | 0 |  | 0 | 0 | 0 | 0 | 0
19.06. | 8 | 0 |  | 0 | 0 | 0 | 0 | 0
19.06. | 9 | 0 |  | 0 | 0 | 0 | 0 | 0
19.06. | 10 | 0 |  | 0 | 0 | 0 | 0 | 0
19.06. | 11 | 0 |  | 0 | 0 | 0 | 0 | 0
19.06. | 12 | 0 |  | 0 | 0 | 0 | 0 | 0
19.06. | 13 | 0 |  | 0 | 0 | 0 | 0 | 0
19.06. | 14 | 0 |  | 0 | 0 | 0 | 0 | 0
19.06. | 15 | 0 |  | 0 | 0 | 0 | 0 | 0
19.06. | 16 | 0 |  | 0 | 0 | 0 | 0 | 0
19.06. | 17 | 0 |  | 0 | 0 | 0 | 0 | 0
19.06. | 18 | 0 |  | 0 | 0 | 0 | 0 | 0
19.06. | 19 | 0 |  | 0 | 0 | 0 | 0 | 0
19.06. | 20 | 0 |  | 0 | 0 | 0 | 0 | 0
19.06. | 21 | 0 |  | 0 | 0 | 0 | 0 | 0
19.06. | 22 | 0 |  | 0 | 0 | 0 | 0 | 0
19.06. | 23 | 0 |  | 0 | 0 | 0 | 0 | 0
19.06. | 24 | 0 |  | 0 | 0 | 0 | 0 | 0
20.06. | 1 | 0 |  | 0 | 0 | 0 | 0 | 0
20.06. | 2 | 0 |  | 0 | 0 | 0 | 0 | 0
20.06. | 3 | 0 |  | 0 | 0 | 0 | 0 | 0
20.06. | 4 | 0 |  | 0 | 0 | 0 | 0 | 0
20.06. | 5 | 0 |  | 0 | 0 | 0 | 0 | 0
20.06. | 6 | 0 |  | 0 | 0 | 0 | 0 | 0
20.06. | 7 | 0 |  | 0 | 0 | 0 | 0 | 0
20.06. | 8 | 0 |  | 0 | 0 | 0 | 0 | 0
20.06. | 9 | 0 |  | 0 | 0 | 0 | 0 | 0
20.06. | 10 | 0 |  | 0 | 0 | 0 | 0 | 0
20.06. | 11 | 0 |  | 0 | 0 | 0 | 0 | 0
20.06. | 12 | 0 |  | 0 | 0 | 0 | 0 | 0
20.06. | 13 | 0 |  | 0 | 0 | 0 | 0 | 0
20.06. | 14 | 0 |  | 0 | 0 | 0 | 0 | 0
20.06. | 15 | 0 |  | 0 | 0 | 0 | 0 | 0
20.06. | 16 | 0 |  | 0 | 0 | 0 | 0 | 0
20.06. | 17 | 0 |  | 0 | 0 | 0 | 0 | 0
20.06. | 18 | 0 |  | 0 | 0 | 0 | 0 | 0
20.06. | 19 | 0 |  | 0 | 0 | 0 | 0 | 0
20.06. | 20 | 0 |  | 0 | 0 | 0 | 0 | 0
20.06. | 21 | 0 |  | 0 | 0 | 0 | 0 | 0
20.06. | 22 | 0 |  | 0 | 0 | 0 | 0 | 0
20.06. | 23 | 0 |  | 0 | 0 | 0 | 0 | 0
20.06. | 24 | 0 |  | 0 | 0 | 0 | 0 | 0
21.06. | 1 | 0 |  | 0 | 0 | 0 | 0 | 0
21.06. | 2 | 0 |  | 0 | 0 | 0 | 0 | 0
21.06. | 3 | 0 |  | 0 | 0 | 0 | 0 | 0
21.06. | 4 | 0 |  | 0 | 0 | 0 | 0 | 0
21.06. | 5 | 0 |  | 0 | 0 | 0 | 0 | 0
21.06. | 6 | 0 |  | 0 | 0 | 0 | 0 | 0
21.06. | 7 | 0 |  | 0 | 0 | 0 | 0 | 0
21.06. | 8 | 0 |  | 0 | 0 | 0 | 0 | 0
21.06. | 9 | 0 |  | 0 | 0 | 0 | 0 | 0
21.06. | 10 | 0 |  | 0 | 0 | 0 | 0 | 0
21.06. | 11 | 0 |  | 0 | 0 | 0 | 0 | 0
21.06. | 12 | 0 |  | 0 | 0 | 0 | 0 | 0
21.06. | 13 | 0 |  | 0 | 0 | 0 | 0 | 0
21.06. | 14 | 0 |  | 0 | 0 | 0 | 0 | 0
21.06. | 15 | 0 |  | 0 | 0 | 0 | 0 | 0
21.06. | 16 | 0 |  | 0 | 0 | 0 | 0 | 0
21.06. | 17 | 0 |  | 0 | 0 | 0 | 0 | 0
21.06. | 18 | 0 |  | 0 | 0 | 0 | 0 | 0
21.06. | 19 | 0 |  | 0 | 0 | 0 | 0 | 0
21.06. | 20 | 0 |  | 0 | 0 | 0 | 0 | 0
21.06. | 21 | 0 |  | 0 | 0 | 0 | 0 | 0
21.06. | 22 | 0 |  | 0 | 0 | 0 | 0 | 0
21.06. | 23 | 0 |  | 0 | 0 | 0 | 0 | 0
21.06. | 24 | 0 |  | 0 | 0 | 0 | 0 | 0
22.06. | 1 | 0 |  | 0 | 0 | 0 | 0 | 0
22.06. | 2 | 0 |  | 0 | 0 | 0 | 0 | 0
22.06. | 3 | 0 |  | 0 | 0 | 0 | 0 | 0
22.06. | 4 | 0 |  | 0 | 0 | 0 | 0 | 0
22.06. | 5 | 0 |  | 0 | 0 | 0 | 0 | 0
22.06. | 6 | 0 |  | 0 | 0 | 0 | 0 | 0
22.06. | 7 | 0 |  | 0 | 0 | 0 | 0 | 0
22.06. | 8 | 0 |  | 0 | 0 | 0 | 0 | 0
22.06. | 9 | 0 |  | 0 | 0 | 0 | 0 | 0
22.06. | 10 | 0 |  | 0 | 0 | 0 | 0 | 0
22.06. | 11 | 0 |  | 0 | 0 | 0 | 0 | 0
22.06. | 12 | 0 |  | 0 | 0 | 0 | 0 | 0
22.06. | 13 | 0 |  | 0 | 0 | 0 | 0 | 0
22.06. | 14 | 0 |  | 0 | 0 | 0 | 0 | 0
22.06. | 15 | 0 |  | 0 | 0 | 0 | 0 | 0
22.06. | 16 | 0 |  | 0 | 0 | 0 | 0 | 0
22.06. | 17 | 0 |  | 0 | 0 | 0 | 0 | 0
22.06. | 18 | 0 |  | 0 | 0 | 0 | 0 | 0
22.06. | 19 | 0 |  | 0 | 0 | 0 | 0 | 0
22.06. | 20 | 0 |  | 0 | 0 | 0 | 0 | 0
22.06. | 21 | 0 |  | 0 | 0 | 0 | 0 | 0
22.06. | 22 | 0 |  | 0 | 0 | 0 | 0 | 0
22.06. | 23 | 0 |  | 0 | 0 | 0 | 0 | 0
22.06. | 24 | 0 |  | 0 | 0 | 0 | 0 | 0
23.06. | 1 | 0 |  | 0 | 0 | 0 | 0 | 0
23.06. | 2 | 0 |  | 0 | 0 | 0 | 0 | 0
23.06. | 3 | 0 |  | 0 | 0 | 0 | 0 | 0
23.06. | 4 | 0 |  | 0 | 0 | 0 | 0 | 0
23.06. | 5 | 0 |  | 0 | 0 | 0 | 0 | 0
23.06. | 6 | 0 |  | 0 | 0 | 0 | 0 | 0
23.06. | 7 | 0 |  | 0 | 0 | 0 | 0 | 0
23.06. | 8 | 0 |  | 0 | 0 | 0 | 0 | 0
23.06. | 9 | 0 |  | 0 | 0 | 0 | 0 | 0
23.06. | 10 | 0 |  | 0 | 0 | 0 | 0 | 0
23.06. | 11 | 0 |  | 0 | 0 | 0 | 0 | 0
23.06. | 12 | 0 |  | 0 | 0 | 0 | 0 | 0
23.06. | 13 | 0 |  | 0 | 0 | 0 | 0 | 0
23.06. | 14 | 0 |  | 0 | 0 | 0 | 0 | 0
23.06. | 15 | 0 |  | 0 | 0 | 0 | 0 | 0
23.06. | 16 | 0 |  | 0 | 0 | 0 | 0 | 0
23.06. | 17 | 0 |  | 0 | 0 | 0 | 0 | 0
23.06. | 18 | 0 |  | 0 | 0 | 0 | 0 | 0
23.06. | 19 | 0 |  | 0 | 0 | 0 | 0 | 0
23.06. | 20 | 0 |  | 0 | 0 | 0 | 0 | 0
23.06. | 21 | 0 |  | 0 | 0 | 0 | 0 | 0
23.06. | 22 | 0 |  | 0 | 0 | 0 | 0 | 0
23.06. | 23 | 0 |  | 0 | 0 | 0 | 0 | 0
23.06. | 24 | 0 |  | 0 | 0 | 0 | 0 | 0
24.06. | 1 | 0 |  | 0 | 0 | 0 | 0 | 0
24.06. | 2 | 0 |  | 0 | 0 | 0 | 0 | 0
24.06. | 3 | 0 |  | 0 | 0 | 0 | 0 | 0
24.06. | 4 | 0 |  | 0 | 0 | 0 | 0 | 0
24.06. | 5 | 0 |  | 0 | 0 | 0 | 0 | 0
24.06. | 6 | 0 |  | 0 | 0 | 0 | 0 | 0
24.06. | 7 | 0 |  | 0 | 0 | 0 | 0 | 0
24.06. | 8 | 0 |  | 0 | 0 | 0 | 0 | 0
24.06. | 9 | 0 |  | 0 | 0 | 0 | 0 | 0
24.06. | 10 | 0 |  | 0 | 0 | 0 | 0 | 0
24.06. | 11 | 0 |  | 0 | 0 | 0 | 0 | 0
24.06. | 12 | 0 |  | 0 | 0 | 0 | 0 | 0
24.06. | 13 | 0 |  | 0 | 0 | 0 | 0 | 0
24.06. | 14 | 0 |  | 0 | 0 | 0 | 0 | 0
24.06. | 15 | 0 |  | 0 | 0 | 0 | 0 | 0
24.06. | 16 | 0 |  | 0 | 0 | 0 | 0 | 0
24.06. | 17 | 0 |  | 0 | 0 | 0 | 0 | 0
24.06. | 18 | 0 |  | 0 | 0 | 0 | 0 | 0
24.06. | 19 | 0 |  | 0 | 0 | 0 | 0 | 0
24.06. | 20 | 0 |  | 0 | 0 | 0 | 0 | 0
24.06. | 21 | 0 |  | 0 | 0 | 0 | 0 | 0
24.06. | 22 | 0 |  | 0 | 0 | 0 | 0 | 0
24.06. | 23 | 0 |  | 0 | 0 | 0 | 0 | 0
24.06. | 24 | 0 |  | 0 | 0 | 0 | 0 | 0
25.06. | 1 | 0 |  | 0 | 0 | 0 | 0 | 0
25.06. | 2 | 0 |  | 0 | 0 | 0 | 0 | 0
25.06. | 3 | 0 |  | 0 | 0 | 0 | 0 | 0
25.06. | 4 | 0 |  | 0 | 0 | 0 | 0 | 0
25.06. | 5 | 0 |  | 0 | 0 | 0 | 0 | 0
25.06. | 6 | 0 |  | 0 | 0 | 0 | 0 | 0
25.06. | 7 | 0 |  | 0 | 0 | 0 | 0 | 0
25.06. | 8 | 0 |  | 0 | 0 | 0 | 0 | 0
25.06. | 9 | 0 |  | 0 | 0 | 0 | 0 | 0
25.06. | 10 | 0 |  | 0 | 0 | 0 | 0 | 0
25.06. | 11 | 0 |  | 0 | 0 | 0 | 0 | 0
25.06. | 12 | 0 |  | 0 | 0 | 0 | 0 | 0
25.06. | 13 | 0 |  | 0 | 0 | 0 | 0 | 0
25.06. | 14 | 0 |  | 0 | 0 | 0 | 0 | 0
25.06. | 15 | 0 |  | 0 | 0 | 0 | 0 | 0
25.06. | 16 | 0 |  | 0 | 0 | 0 | 0 | 0
25.06. | 17 | 0 |  | 0 | 0 | 0 | 0 | 0
25.06. | 18 | 0 |  | 0 | 0 | 0 | 0 | 0
25.06. | 19 | 0 |  | 0 | 0 | 0 | 0 | 0
25.06. | 20 | 0 |  | 0 | 0 | 0 | 0 | 0
25.06. | 21 | 0 |  | 0 | 0 | 0 | 0 | 0
25.06. | 22 | 0 |  | 0 | 0 | 0 | 0 | 0
25.06. | 23 | 0 |  | 0 | 0 | 0 | 0 | 0
25.06. | 24 | 0 |  | 0 | 0 | 0 | 0 | 0
26.06. | 1 | 0 |  | 0 | 0 | 0 | 0 | 0
26.06. | 2 | 0 |  | 0 | 0 | 0 | 0 | 0
26.06. | 3 | 0 |  | 0 | 0 | 0 | 0 | 0
26.06. | 4 | 0 |  | 0 | 0 | 0 | 0 | 0
26.06. | 5 | 0 |  | 0 | 0 | 0 | 0 | 0
26.06. | 6 | 0 |  | 0 | 0 | 0 | 0 | 0
26.06. | 7 | 0 |  | 0 | 0 | 0 | 0 | 0
26.06. | 8 | 0 |  | 0 | 0 | 0 | 0 | 0
26.06. | 9 | 0 |  | 0 | 0 | 0 | 0 | 0
26.06. | 10 | 0 |  | 0 | 0 | 0 | 0 | 0
26.06. | 11 | 0 |  | 0 | 0 | 0 | 0 | 0
26.06. | 12 | 0 |  | 0 | 0 | 0 | 0 | 0
26.06. | 13 | 0 |  | 0 | 0 | 0 | 0 | 0
26.06. | 14 | 0 |  | 0 | 0 | 0 | 0 | 0
26.06. | 15 | 0 |  | 0 | 0 | 0 | 0 | 0
26.06. | 16 | 0 |  | 0 | 0 | 0 | 0 | 0
26.06. | 17 | 0 |  | 0 | 0 | 0 | 0 | 0
26.06. | 18 | 0 |  | 0 | 0 | 0 | 0 | 0
26.06. | 19 | 0 |  | 0 | 0 | 0 | 0 | 0
26.06. | 20 | 0 |  | 0 | 0 | 0 | 0 | 0
26.06. | 21 | 0 |  | 0 | 0 | 0 | 0 | 0
26.06. | 22 | 0 |  | 0 | 0 | 0 | 0 | 0
26.06. | 23 | 0 |  | 0 | 0 | 0 | 0 | 0
26.06. | 24 | 0 |  | 0 | 0 | 0 | 0 | 0
27.06. | 1 | 0 |  | 0 | 0 | 0 | 0 | 0
27.06. | 2 | 0 |  | 0 | 0 | 0 | 0 | 0
27.06. | 3 | 0 |  | 0 | 0 | 0 | 0 | 0
27.06. | 4 | 0 |  | 0 | 0 | 0 | 0 | 0
27.06. | 5 | 0 |  | 0 | 0 | 0 | 0 | 0
27.06. | 6 | 0 |  | 0 | 0 | 0 | 0 | 0
27.06. | 7 | 0 |  | 0 | 0 | 0 | 0 | 0
27.06. | 8 | 0 |  | 0 | 0 | 0 | 0 | 0
27.06. | 9 | 0 |  | 0 | 0 | 0 | 0 | 0
27.06. | 10 | 0 |  | 0 | 0 | 0 | 0 | 0
27.06. | 11 | 0 |  | 0 | 0 | 0 | 0 | 0
27.06. | 12 | 0 |  | 0 | 0 | 0 | 0 | 0
27.06. | 13 | 0 |  | 0 | 0 | 0 | 0 | 0
27.06. | 14 | 0 |  | 0 | 0 | 0 | 0 | 0
27.06. | 15 | 0 |  | 0 | 0 | 0 | 0 | 0
27.06. | 16 | 0 |  | 0 | 0 | 0 | 0 | 0
27.06. | 17 | 0 |  | 0 | 0 | 0 | 0 | 0
27.06. | 18 | 0 |  | 0 | 0 | 0 | 0 | 0
27.06. | 19 | 0 |  | 0 | 0 | 0 | 0 | 0
27.06. | 20 | 0 |  | 0 | 0 | 0 | 0 | 0
27.06. | 21 | 0 |  | 0 | 0 | 0 | 0 | 0
27.06. | 22 | 0 |  | 0 | 0 | 0 | 0 | 0
27.06. | 23 | 0 |  | 0 | 0 | 0 | 0 | 0
27.06. | 24 | 0 |  | 0 | 0 | 0 | 0 | 0
28.06. | 1 | 0 |  | 0 | 0 | 0 | 0 | 0
28.06. | 2 | 0 |  | 0 | 0 | 0 | 0 | 0
28.06. | 3 | 0 |  | 0 | 0 | 0 | 0 | 0
28.06. | 4 | 0 |  | 0 | 0 | 0 | 0 | 0
28.06. | 5 | 0 |  | 0 | 0 | 0 | 0 | 0
28.06. | 6 | 0 |  | 0 | 0 | 0 | 0 | 0
28.06. | 7 | 0 |  | 0 | 0 | 0 | 0 | 0
28.06. | 8 | 0 |  | 0 | 0 | 0 | 0 | 0
28.06. | 9 | 0 |  | 0 | 0 | 0 | 0 | 0
28.06. | 10 | 0 |  | 0 | 0 | 0 | 0 | 0
28.06. | 11 | 0 |  | 0 | 0 | 0 | 0 | 0
28.06. | 12 | 0 |  | 0 | 0 | 0 | 0 | 0
28.06. | 13 | 0 |  | 0 | 0 | 0 | 0 | 0
28.06. | 14 | 0 |  | 0 | 0 | 0 | 0 | 0
28.06. | 15 | 0 |  | 0 | 0 | 0 | 0 | 0
28.06. | 16 | 0 |  | 0 | 0 | 0 | 0 | 0
28.06. | 17 | 0 |  | 0 | 0 | 0 | 0 | 0
28.06. | 18 | 0 |  | 0 | 0 | 0 | 0 | 0
28.06. | 19 | 0 |  | 0 | 0 | 0 | 0 | 0
28.06. | 20 | 0 |  | 0 | 0 | 0 | 0 | 0
28.06. | 21 | 0 |  | 0 | 0 | 0 | 0 | 0
28.06. | 22 | 0 |  | 0 | 0 | 0 | 0 | 0
28.06. | 23 | 0 |  | 0 | 0 | 0 | 0 | 0
28.06. | 24 | 0 |  | 0 | 0 | 0 | 0 | 0
29.06. | 1 | 0 |  | 0 | 0 | 0 | 0 | 0
29.06. | 2 | 0 |  | 0 | 0 | 0 | 0 | 0
29.06. | 3 | 0 |  | 0 | 0 | 0 | 0 | 0
29.06. | 4 | 0 |  | 0 | 0 | 0 | 0 | 0
29.06. | 5 | 0 |  | 0 | 0 | 0 | 0 | 0
29.06. | 6 | 0 |  | 0 | 0 | 0 | 0 | 0
29.06. | 7 | 0 |  | 0 | 0 | 0 | 0 | 0
29.06. | 8 | 0 |  | 0 | 0 | 0 | 0 | 0
29.06. | 9 | 0 |  | 0 | 0 | 0 | 0 | 0
29.06. | 10 | 0 |  | 0 | 0 | 0 | 0 | 0
29.06. | 11 | 0 |  | 0 | 0 | 0 | 0 | 0
29.06. | 12 | 0 |  | 0 | 0 | 0 | 0 | 0
29.06. | 13 | 0 |  | 0 | 0 | 0 | 0 | 0
29.06. | 14 | 0 |  | 0 | 0 | 0 | 0 | 0
29.06. | 15 | 0 |  | 0 | 0 | 0 | 0 | 0
29.06. | 16 | 0 |  | 0 | 0 | 0 | 0 | 0
29.06. | 17 | 0 |  | 0 | 0 | 0 | 0 | 0
29.06. | 18 | 0 |  | 0 | 0 | 0 | 0 | 0
29.06. | 19 | 0 |  | 0 | 0 | 0 | 0 | 0
29.06. | 20 | 0 |  | 0 | 0 | 0 | 0 | 0
29.06. | 21 | 0 |  | 0 | 0 | 0 | 0 | 0
29.06. | 22 | 0 |  | 0 | 0 | 0 | 0 | 0
29.06. | 23 | 0 |  | 0 | 0 | 0 | 0 | 0
29.06. | 24 | 0 |  | 0 | 0 | 0 | 0 | 0
30.06. | 1 | 0 |  | 0 | 0 | 0 | 0 | 0
30.06. | 2 | 0 |  | 0 | 0 | 0 | 0 | 0
30.06. | 3 | 0 |  | 0 | 0 | 0 | 0 | 0
30.06. | 4 | 0 |  | 0 | 0 | 0 | 0 | 0
30.06. | 5 | 0 |  | 0 | 0 | 0 | 0 | 0
30.06. | 6 | 0 |  | 0 | 0 | 0 | 0 | 0
30.06. | 7 | 0 |  | 0 | 0 | 0 | 0 | 0
30.06. | 8 | 0 |  | 0 | 0 | 0 | 0 | 0
30.06. | 9 | 0 |  | 0 | 0 | 0 | 0 | 0
30.06. | 10 | 0 |  | 0 | 0 | 0 | 0 | 0
30.06. | 11 | 0 |  | 0 | 0 | 0 | 0 | 0
30.06. | 12 | 0 |  | 0 | 0 | 0 | 0 | 0
30.06. | 13 | 0 |  | 0 | 0 | 0 | 0 | 0
30.06. | 14 | 0 |  | 0 | 0 | 0 | 0 | 0
30.06. | 15 | 0 |  | 0 | 0 | 0 | 0 | 0
30.06. | 16 | 0 |  | 0 | 0 | 0 | 0 | 0
30.06. | 17 | 0 |  | 0 | 0 | 0 | 0 | 0
30.06. | 18 | 0 |  | 0 | 0 | 0 | 0 | 0
30.06. | 19 | 0 |  | 0 | 0 | 0 | 0 | 0
30.06. | 20 | 0 |  | 0 | 0 | 0 | 0 | 0
30.06. | 21 | 0 |  | 0 | 0 | 0 | 0 | 0
30.06. | 22 | 0 |  | 0 | 0 | 0 | 0 | 0
30.06. | 23 | 0 |  | 0 | 0 | 0 | 0 | 0
30.06. | 24 | 0 |  | 0 | 0 | 0 | 0 | 0
01.07. | 1 | 0 |  | 0 | 0 | 0 | 0 | 0
01.07. | 2 | 0 |  | 0 | 0 | 0 | 0 | 0
01.07. | 3 | 0 |  | 0 | 0 | 0 | 0 | 0
01.07. | 4 | 0 |  | 0 | 0 | 0 | 0 | 0
01.07. | 5 | 0 |  | 0 | 0 | 0 | 0 | 0
01.07. | 6 | 0 |  | 0 | 0 | 0 | 0 | 0
01.07. | 7 | 0 |  | 0 | 0 | 0 | 0 | 0
01.07. | 8 | 0 |  | 0 | 0 | 0 | 0 | 0
01.07. | 9 | 0 |  | 0 | 0 | 0 | 0 | 0
01.07. | 10 | 0 |  | 0 | 0 | 0 | 0 | 0
01.07. | 11 | 0 |  | 0 | 0 | 0 | 0 | 0
01.07. | 12 | 0 |  | 0 | 0 | 0 | 0 | 0
01.07. | 13 | 0 |  | 0 | 0 | 0 | 0 | 0
01.07. | 14 | 0 |  | 0 | 0 | 0 | 0 | 0
01.07. | 15 | 0 |  | 0 | 0 | 0 | 0 | 0
01.07. | 16 | 0 |  | 0 | 0 | 0 | 0 | 0
01.07. | 17 | 0 |  | 0 | 0 | 0 | 0 | 0
01.07. | 18 | 0 |  | 0 | 0 | 0 | 0 | 0
01.07. | 19 | 0 |  | 0 | 0 | 0 | 0 | 0
01.07. | 20 | 0 |  | 0 | 0 | 0 | 0 | 0
01.07. | 21 | 0 |  | 0 | 0 | 0 | 0 | 0
01.07. | 22 | 0 |  | 0 | 0 | 0 | 0 | 0
01.07. | 23 | 0 |  | 0 | 0 | 0 | 0 | 0
01.07. | 24 | 0 |  | 0 | 0 | 0 | 0 | 0
02.07. | 1 | 0 |  | 0 | 0 | 0 | 0 | 0
02.07. | 2 | 0 |  | 0 | 0 | 0 | 0 | 0
02.07. | 3 | 0 |  | 0 | 0 | 0 | 0 | 0
02.07. | 4 | 0 |  | 0 | 0 | 0 | 0 | 0
02.07. | 5 | 0 |  | 0 | 0 | 0 | 0 | 0
02.07. | 6 | 0 |  | 0 | 0 | 0 | 0 | 0
02.07. | 7 | 0 |  | 0 | 0 | 0 | 0 | 0
02.07. | 8 | 0 |  | 0 | 0 | 0 | 0 | 0
02.07. | 9 | 0 |  | 0 | 0 | 0 | 0 | 0
02.07. | 10 | 0 |  | 0 | 0 | 0 | 0 | 0
02.07. | 11 | 0 |  | 0 | 0 | 0 | 0 | 0
02.07. | 12 | 0 |  | 0 | 0 | 0 | 0 | 0
02.07. | 13 | 0 |  | 0 | 0 | 0 | 0 | 0
02.07. | 14 | 0 |  | 0 | 0 | 0 | 0 | 0
02.07. | 15 | 0 |  | 0 | 0 | 0 | 0 | 0
02.07. | 16 | 0 |  | 0 | 0 | 0 | 0 | 0
02.07. | 17 | 0 |  | 0 | 0 | 0 | 0 | 0
02.07. | 18 | 0 |  | 0 | 0 | 0 | 0 | 0
02.07. | 19 | 0 |  | 0 | 0 | 0 | 0 | 0
02.07. | 20 | 0 |  | 0 | 0 | 0 | 0 | 0
02.07. | 21 | 0 |  | 0 | 0 | 0 | 0 | 0
02.07. | 22 | 0 |  | 0 | 0 | 0 | 0 | 0
02.07. | 23 | 0 |  | 0 | 0 | 0 | 0 | 0
02.07. | 24 | 0 |  | 0 | 0 | 0 | 0 | 0
03.07. | 1 | 0 |  | 0 | 0 | 0 | 0 | 0
03.07. | 2 | 0 |  | 0 | 0 | 0 | 0 | 0
03.07. | 3 | 0 |  | 0 | 0 | 0 | 0 | 0
03.07. | 4 | 0 |  | 0 | 0 | 0 | 0 | 0
03.07. | 5 | 0 |  | 0 | 0 | 0 | 0 | 0
03.07. | 6 | 0 |  | 0 | 0 | 0 | 0 | 0
03.07. | 7 | 0 |  | 0 | 0 | 0 | 0 | 0
03.07. | 8 | 0 |  | 0 | 0 | 0 | 0 | 0
03.07. | 9 | 0 |  | 0 | 0 | 0 | 0 | 0
03.07. | 10 | 0 |  | 0 | 0 | 0 | 0 | 0
03.07. | 11 | 0 |  | 0 | 0 | 0 | 0 | 0
03.07. | 12 | 0 |  | 0 | 0 | 0 | 0 | 0
03.07. | 13 | 0 |  | 0 | 0 | 0 | 0 | 0
03.07. | 14 | 0 |  | 0 | 0 | 0 | 0 | 0
03.07. | 15 | 0 |  | 0 | 0 | 0 | 0 | 0
03.07. | 16 | 0 |  | 0 | 0 | 0 | 0 | 0
03.07. | 17 | 0 |  | 0 | 0 | 0 | 0 | 0
03.07. | 18 | 0 |  | 0 | 0 | 0 | 0 | 0
03.07. | 19 | 0 |  | 0 | 0 | 0 | 0 | 0
03.07. | 20 | 0 |  | 0 | 0 | 0 | 0 | 0
03.07. | 21 | 0 |  | 0 | 0 | 0 | 0 | 0
03.07. | 22 | 0 |  | 0 | 0 | 0 | 0 | 0
03.07. | 23 | 0 |  | 0 | 0 | 0 | 0 | 0
03.07. | 24 | 0 |  | 0 | 0 | 0 | 0 | 0
04.07. | 1 | 0 |  | 0 | 0 | 0 | 0 | 0
04.07. | 2 | 0 |  | 0 | 0 | 0 | 0 | 0
04.07. | 3 | 0 |  | 0 | 0 | 0 | 0 | 0
04.07. | 4 | 0 |  | 0 | 0 | 0 | 0 | 0
04.07. | 5 | 0 |  | 0 | 0 | 0 | 0 | 0
04.07. | 6 | 0 |  | 0 | 0 | 0 | 0 | 0
04.07. | 7 | 0 |  | 0 | 0 | 0 | 0 | 0
04.07. | 8 | 0 |  | 0 | 0 | 0 | 0 | 0
04.07. | 9 | 0 |  | 0 | 0 | 0 | 0 | 0
04.07. | 10 | 0 |  | 0 | 0 | 0 | 0 | 0
04.07. | 11 | 0 |  | 0 | 0 | 0 | 0 | 0
04.07. | 12 | 0 |  | 0 | 0 | 0 | 0 | 0
04.07. | 13 | 0 |  | 0 | 0 | 0 | 0 | 0
04.07. | 14 | 0 |  | 0 | 0 | 0 | 0 | 0
04.07. | 15 | 0 |  | 0 | 0 | 0 | 0 | 0
04.07. | 16 | 0 |  | 0 | 0 | 0 | 0 | 0
04.07. | 17 | 0 |  | 0 | 0 | 0 | 0 | 0
04.07. | 18 | 0 |  | 0 | 0 | 0 | 0 | 0
04.07. | 19 | 0 |  | 0 | 0 | 0 | 0 | 0
04.07. | 20 | 0 |  | 0 | 0 | 0 | 0 | 0
04.07. | 21 | 0 |  | 0 | 0 | 0 | 0 | 0
04.07. | 22 | 0 |  | 0 | 0 | 0 | 0 | 0
04.07. | 23 | 0 |  | 0 | 0 | 0 | 0 | 0
04.07. | 24 | 0 |  | 0 | 0 | 0 | 0 | 0
05.07. | 1 | 0 |  | 0 | 0 | 0 | 0 | 0
05.07. | 2 | 0 |  | 0 | 0 | 0 | 0 | 0
05.07. | 3 | 0 |  | 0 | 0 | 0 | 0 | 0
05.07. | 4 | 0 |  | 0 | 0 | 0 | 0 | 0
05.07. | 5 | 0 |  | 0 | 0 | 0 | 0 | 0
05.07. | 6 | 0 |  | 0 | 0 | 0 | 0 | 0
05.07. | 7 | 0 |  | 0 | 0 | 0 | 0 | 0
05.07. | 8 | 0 |  | 0 | 0 | 0 | 0 | 0
05.07. | 9 | 0 |  | 0 | 0 | 0 | 0 | 0
05.07. | 10 | 0 |  | 0 | 0 | 0 | 0 | 0
05.07. | 11 | 0 |  | 0 | 0 | 0 | 0 | 0
05.07. | 12 | 0 |  | 0 | 0 | 0 | 0 | 0
05.07. | 13 | 0 |  | 0 | 0 | 0 | 0 | 0
05.07. | 14 | 0 |  | 0 | 0 | 0 | 0 | 0
05.07. | 15 | 0 |  | 0 | 0 | 0 | 0 | 0
05.07. | 16 | 0 |  | 0 | 0 | 0 | 0 | 0
05.07. | 17 | 0 |  | 0 | 0 | 0 | 0 | 0
05.07. | 18 | 0 |  | 0 | 0 | 0 | 0 | 0
05.07. | 19 | 0 |  | 0 | 0 | 0 | 0 | 0
05.07. | 20 | 0 |  | 0 | 0 | 0 | 0 | 0
05.07. | 21 | 0 |  | 0 | 0 | 0 | 0 | 0
05.07. | 22 | 0 |  | 0 | 0 | 0 | 0 | 0
05.07. | 23 | 0 |  | 0 | 0 | 0 | 0 | 0
05.07. | 24 | 0 |  | 0 | 0 | 0 | 0 | 0
06.07. | 1 | 0 |  | 0 | 0 | 0 | 0 | 0
06.07. | 2 | 0 |  | 0 | 0 | 0 | 0 | 0
06.07. | 3 | 0 |  | 0 | 0 | 0 | 0 | 0
06.07. | 4 | 0 |  | 0 | 0 | 0 | 0 | 0
06.07. | 5 | 0 |  | 0 | 0 | 0 | 0 | 0
06.07. | 6 | 0 |  | 0 | 0 | 0 | 0 | 0
06.07. | 7 | 0 |  | 0 | 0 | 0 | 0 | 0
06.07. | 8 | 0 |  | 0 | 0 | 0 | 0 | 0
06.07. | 9 | 0 |  | 0 | 0 | 0 | 0 | 0
06.07. | 10 | 0 |  | 0 | 0 | 0 | 0 | 0
06.07. | 11 | 0 |  | 0 | 0 | 0 | 0 | 0
06.07. | 12 | 0 |  | 0 | 0 | 0 | 0 | 0
06.07. | 13 | 0 |  | 0 | 0 | 0 | 0 | 0
06.07. | 14 | 0 |  | 0 | 0 | 0 | 0 | 0
06.07. | 15 | 0 |  | 0 | 0 | 0 | 0 | 0
06.07. | 16 | 0 |  | 0 | 0 | 0 | 0 | 0
06.07. | 17 | 0 |  | 0 | 0 | 0 | 0 | 0
06.07. | 18 | 0 |  | 0 | 0 | 0 | 0 | 0
06.07. | 19 | 0 |  | 0 | 0 | 0 | 0 | 0
06.07. | 20 | 0 |  | 0 | 0 | 0 | 0 | 0
06.07. | 21 | 0 |  | 0 | 0 | 0 | 0 | 0
06.07. | 22 | 0 |  | 0 | 0 | 0 | 0 | 0
06.07. | 23 | 0 |  | 0 | 0 | 0 | 0 | 0
06.07. | 24 | 0 |  | 0 | 0 | 0 | 0 | 0
07.07. | 1 | 0 |  | 0 | 0 | 0 | 0 | 0
07.07. | 2 | 0 |  | 0 | 0 | 0 | 0 | 0
07.07. | 3 | 0 |  | 0 | 0 | 0 | 0 | 0
07.07. | 4 | 0 |  | 0 | 0 | 0 | 0 | 0
07.07. | 5 | 0 |  | 0 | 0 | 0 | 0 | 0
07.07. | 6 | 0 |  | 0 | 0 | 0 | 0 | 0
07.07. | 7 | 0 |  | 0 | 0 | 0 | 0 | 0
07.07. | 8 | 0 |  | 0 | 0 | 0 | 0 | 0
07.07. | 9 | 0 |  | 0 | 0 | 0 | 0 | 0
07.07. | 10 | 0 |  | 0 | 0 | 0 | 0 | 0
07.07. | 11 | 0 |  | 0 | 0 | 0 | 0 | 0
07.07. | 12 | 0 |  | 0 | 0 | 0 | 0 | 0
07.07. | 13 | 0 |  | 0 | 0 | 0 | 0 | 0
07.07. | 14 | 0 |  | 0 | 0 | 0 | 0 | 0
07.07. | 15 | 0 |  | 0 | 0 | 0 | 0 | 0
07.07. | 16 | 0 |  | 0 | 0 | 0 | 0 | 0
07.07. | 17 | 0 |  | 0 | 0 | 0 | 0 | 0
07.07. | 18 | 0 |  | 0 | 0 | 0 | 0 | 0
07.07. | 19 | 0 |  | 0 | 0 | 0 | 0 | 0
07.07. | 20 | 0 |  | 0 | 0 | 0 | 0 | 0
07.07. | 21 | 0 |  | 0 | 0 | 0 | 0 | 0
07.07. | 22 | 0 |  | 0 | 0 | 0 | 0 | 0
07.07. | 23 | 0 |  | 0 | 0 | 0 | 0 | 0
07.07. | 24 | 0 |  | 0 | 0 | 0 | 0 | 0
08.07. | 1 | 0 |  | 0 | 0 | 0 | 0 | 0
08.07. | 2 | 0 |  | 0 | 0 | 0 | 0 | 0
08.07. | 3 | 0 |  | 0 | 0 | 0 | 0 | 0
08.07. | 4 | 0 |  | 0 | 0 | 0 | 0 | 0
08.07. | 5 | 0 |  | 0 | 0 | 0 | 0 | 0
08.07. | 6 | 0 |  | 0 | 0 | 0 | 0 | 0
08.07. | 7 | 0 |  | 0 | 0 | 0 | 0 | 0
08.07. | 8 | 0 |  | 0 | 0 | 0 | 0 | 0
08.07. | 9 | 0 |  | 0 | 0 | 0 | 0 | 0
08.07. | 10 | 0 |  | 0 | 0 | 0 | 0 | 0
08.07. | 11 | 0 |  | 0 | 0 | 0 | 0 | 0
08.07. | 12 | 0 |  | 0 | 0 | 0 | 0 | 0
08.07. | 13 | 0 |  | 0 | 0 | 0 | 0 | 0
08.07. | 14 | 0 |  | 0 | 0 | 0 | 0 | 0
08.07. | 15 | 0 |  | 0 | 0 | 0 | 0 | 0
08.07. | 16 | 0 |  | 0 | 0 | 0 | 0 | 0
08.07. | 17 | 0 |  | 0 | 0 | 0 | 0 | 0
08.07. | 18 | 0 |  | 0 | 0 | 0 | 0 | 0
08.07. | 19 | 0 |  | 0 | 0 | 0 | 0 | 0
08.07. | 20 | 0 |  | 0 | 0 | 0 | 0 | 0
08.07. | 21 | 0 |  | 0 | 0 | 0 | 0 | 0
08.07. | 22 | 0 |  | 0 | 0 | 0 | 0 | 0
08.07. | 23 | 0 |  | 0 | 0 | 0 | 0 | 0
08.07. | 24 | 0 |  | 0 | 0 | 0 | 0 | 0
09.07. | 1 | 0 |  | 0 | 0 | 0 | 0 | 0
09.07. | 2 | 0 |  | 0 | 0 | 0 | 0 | 0
09.07. | 3 | 0 |  | 0 | 0 | 0 | 0 | 0
09.07. | 4 | 0 |  | 0 | 0 | 0 | 0 | 0
09.07. | 5 | 0 |  | 0 | 0 | 0 | 0 | 0
09.07. | 6 | 0 |  | 0 | 0 | 0 | 0 | 0
09.07. | 7 | 0 |  | 0 | 0 | 0 | 0 | 0
09.07. | 8 | 0 |  | 0 | 0 | 0 | 0 | 0
09.07. | 9 | 0 |  | 0 | 0 | 0 | 0 | 0
09.07. | 10 | 0 |  | 0 | 0 | 0 | 0 | 0
09.07. | 11 | 0 |  | 0 | 0 | 0 | 0 | 0
09.07. | 12 | 0 |  | 0 | 0 | 0 | 0 | 0
09.07. | 13 | 0 |  | 0 | 0 | 0 | 0 | 0
09.07. | 14 | 0 |  | 0 | 0 | 0 | 0 | 0
09.07. | 15 | 0 |  | 0 | 0 | 0 | 0 | 0
09.07. | 16 | 0 |  | 0 | 0 | 0 | 0 | 0
09.07. | 17 | 0 |  | 0 | 0 | 0 | 0 | 0
09.07. | 18 | 0 |  | 0 | 0 | 0 | 0 | 0
09.07. | 19 | 0 |  | 0 | 0 | 0 | 0 | 0
09.07. | 20 | 0 |  | 0 | 0 | 0 | 0 | 0
09.07. | 21 | 0 |  | 0 | 0 | 0 | 0 | 0
09.07. | 22 | 0 |  | 0 | 0 | 0 | 0 | 0
09.07. | 23 | 0 |  | 0 | 0 | 0 | 0 | 0
09.07. | 24 | 0 |  | 0 | 0 | 0 | 0 | 0
10.07. | 1 | 0 |  | 0 | 0 | 0 | 0 | 0
10.07. | 2 | 0 |  | 0 | 0 | 0 | 0 | 0
10.07. | 3 | 0 |  | 0 | 0 | 0 | 0 | 0
10.07. | 4 | 0 |  | 0 | 0 | 0 | 0 | 0
10.07. | 5 | 0 |  | 0 | 0 | 0 | 0 | 0
10.07. | 6 | 0 |  | 0 | 0 | 0 | 0 | 0
10.07. | 7 | 0 |  | 0 | 0 | 0 | 0 | 0
10.07. | 8 | 0 |  | 0 | 0 | 0 | 0 | 0
10.07. | 9 | 0 |  | 0 | 0 | 0 | 0 | 0
10.07. | 10 | 0 |  | 0 | 0 | 0 | 0 | 0
10.07. | 11 | 0 |  | 0 | 0 | 0 | 0 | 0
10.07. | 12 | 0 |  | 0 | 0 | 0 | 0 | 0
10.07. | 13 | 0 |  | 0 | 0 | 0 | 0 | 0
10.07. | 14 | 0 |  | 0 | 0 | 0 | 0 | 0
10.07. | 15 | 0 |  | 0 | 0 | 0 | 0 | 0
10.07. | 16 | 0 |  | 0 | 0 | 0 | 0 | 0
10.07. | 17 | 0 |  | 0 | 0 | 0 | 0 | 0
10.07. | 18 | 0 |  | 0 | 0 | 0 | 0 | 0
10.07. | 19 | 0 |  | 0 | 0 | 0 | 0 | 0
10.07. | 20 | 0 |  | 0 | 0 | 0 | 0 | 0
10.07. | 21 | 0 |  | 0 | 0 | 0 | 0 | 0
10.07. | 22 | 0 |  | 0 | 0 | 0 | 0 | 0
10.07. | 23 | 0 |  | 0 | 0 | 0 | 0 | 0
10.07. | 24 | 0 |  | 0 | 0 | 0 | 0 | 0
11.07. | 1 | 0 |  | 0 | 0 | 0 | 0 | 0
11.07. | 2 | 0 |  | 0 | 0 | 0 | 0 | 0
11.07. | 3 | 0 |  | 0 | 0 | 0 | 0 | 0
11.07. | 4 | 0 |  | 0 | 0 | 0 | 0 | 0
11.07. | 5 | 0 |  | 0 | 0 | 0 | 0 | 0
11.07. | 6 | 0 |  | 0 | 0 | 0 | 0 | 0
11.07. | 7 | 0 |  | 0 | 0 | 0 | 0 | 0
11.07. | 8 | 0 |  | 0 | 0 | 0 | 0 | 0
11.07. | 9 | 0 |  | 0 | 0 | 0 | 0 | 0
11.07. | 10 | 0 |  | 0 | 0 | 0 | 0 | 0
11.07. | 11 | 0 |  | 0 | 0 | 0 | 0 | 0
11.07. | 12 | 0 |  | 0 | 0 | 0 | 0 | 0
11.07. | 13 | 0 |  | 0 | 0 | 0 | 0 | 0
11.07. | 14 | 0 |  | 0 | 0 | 0 | 0 | 0
11.07. | 15 | 0 |  | 0 | 0 | 0 | 0 | 0
11.07. | 16 | 0 |  | 0 | 0 | 0 | 0 | 0
11.07. | 17 | 0 |  | 0 | 0 | 0 | 0 | 0
11.07. | 18 | 0 |  | 0 | 0 | 0 | 0 | 0
11.07. | 19 | 0 |  | 0 | 0 | 0 | 0 | 0
11.07. | 20 | 0 |  | 0 | 0 | 0 | 0 | 0
11.07. | 21 | 0 |  | 0 | 0 | 0 | 0 | 0
11.07. | 22 | 0 |  | 0 | 0 | 0 | 0 | 0
11.07. | 23 | 0 |  | 0 | 0 | 0 | 0 | 0
11.07. | 24 | 0 |  | 0 | 0 | 0 | 0 | 0
12.07. | 1 | 0 |  | 0 | 0 | 0 | 0 | 0
12.07. | 2 | 0 |  | 0 | 0 | 0 | 0 | 0
12.07. | 3 | 0 |  | 0 | 0 | 0 | 0 | 0
12.07. | 4 | 0 |  | 0 | 0 | 0 | 0 | 0
12.07. | 5 | 0 |  | 0 | 0 | 0 | 0 | 0
12.07. | 6 | 0 |  | 0 | 0 | 0 | 0 | 0
12.07. | 7 | 0 |  | 0 | 0 | 0 | 0 | 0
12.07. | 8 | 0 |  | 0 | 0 | 0 | 0 | 0
12.07. | 9 | 0 |  | 0 | 0 | 0 | 0 | 0
12.07. | 10 | 0 |  | 0 | 0 | 0 | 0 | 0
12.07. | 11 | 0 |  | 0 | 0 | 0 | 0 | 0
12.07. | 12 | 0 |  | 0 | 0 | 0 | 0 | 0
12.07. | 13 | 0 |  | 0 | 0 | 0 | 0 | 0
12.07. | 14 | 0 |  | 0 | 0 | 0 | 0 | 0
12.07. | 15 | 0 |  | 0 | 0 | 0 | 0 | 0
12.07. | 16 | 0 |  | 0 | 0 | 0 | 0 | 0
12.07. | 17 | 0 |  | 0 | 0 | 0 | 0 | 0
12.07. | 18 | 0 |  | 0 | 0 | 0 | 0 | 0
12.07. | 19 | 0 |  | 0 | 0 | 0 | 0 | 0
12.07. | 20 | 0 |  | 0 | 0 | 0 | 0 | 0
12.07. | 21 | 0 |  | 0 | 0 | 0 | 0 | 0
12.07. | 22 | 0 |  | 0 | 0 | 0 | 0 | 0
12.07. | 23 | 0 |  | 0 | 0 | 0 | 0 | 0
12.07. | 24 | 0 |  | 0 | 0 | 0 | 0 | 0
13.07. | 1 | 0 |  | 0 | 0 | 0 | 0 | 0
13.07. | 2 | 0 |  | 0 | 0 | 0 | 0 | 0
13.07. | 3 | 0 |  | 0 | 0 | 0 | 0 | 0
13.07. | 4 | 0 |  | 0 | 0 | 0 | 0 | 0
13.07. | 5 | 0 |  | 0 | 0 | 0 | 0 | 0
13.07. | 6 | 0 |  | 0 | 0 | 0 | 0 | 0
13.07. | 7 | 0 |  | 0 | 0 | 0 | 0 | 0
13.07. | 8 | 0 |  | 0 | 0 | 0 | 0 | 0
13.07. | 9 | 0 |  | 0 | 0 | 0 | 0 | 0
13.07. | 10 | 0 |  | 0 | 0 | 0 | 0 | 0
13.07. | 11 | 0 |  | 0 | 0 | 0 | 0 | 0
13.07. | 12 | 0 |  | 0 | 0 | 0 | 0 | 0
13.07. | 13 | 0 |  | 0 | 0 | 0 | 0 | 0
13.07. | 14 | 0 |  | 0 | 0 | 0 | 0 | 0
13.07. | 15 | 0 |  | 0 | 0 | 0 | 0 | 0
13.07. | 16 | 0 |  | 0 | 0 | 0 | 0 | 0
13.07. | 17 | 0 |  | 0 | 0 | 0 | 0 | 0
13.07. | 18 | 0 |  | 0 | 0 | 0 | 0 | 0
13.07. | 19 | 0 |  | 0 | 0 | 0 | 0 | 0
13.07. | 20 | 0 |  | 0 | 0 | 0 | 0 | 0
13.07. | 21 | 0 |  | 0 | 0 | 0 | 0 | 0
13.07. | 22 | 0 |  | 0 | 0 | 0 | 0 | 0
13.07. | 23 | 0 |  | 0 | 0 | 0 | 0 | 0
13.07. | 24 | 0 |  | 0 | 0 | 0 | 0 | 0
14.07. | 1 | 0 |  | 0 | 0 | 0 | 0 | 0
14.07. | 2 | 0 |  | 0 | 0 | 0 | 0 | 0
14.07. | 3 | 0 |  | 0 | 0 | 0 | 0 | 0
14.07. | 4 | 0 |  | 0 | 0 | 0 | 0 | 0
14.07. | 5 | 0 |  | 0 | 0 | 0 | 0 | 0
14.07. | 6 | 0 |  | 0 | 0 | 0 | 0 | 0
14.07. | 7 | 0 |  | 0 | 0 | 0 | 0 | 0
14.07. | 8 | 0 |  | 0 | 0 | 0 | 0 | 0
14.07. | 9 | 0 |  | 0 | 0 | 0 | 0 | 0
14.07. | 10 | 0 |  | 0 | 0 | 0 | 0 | 0
14.07. | 11 | 0 |  | 0 | 0 | 0 | 0 | 0
14.07. | 12 | 0 |  | 0 | 0 | 0 | 0 | 0
14.07. | 13 | 0 |  | 0 | 0 | 0 | 0 | 0
14.07. | 14 | 0 |  | 0 | 0 | 0 | 0 | 0
14.07. | 15 | 0 |  | 0 | 0 | 0 | 0 | 0
14.07. | 16 | 0 |  | 0 | 0 | 0 | 0 | 0
14.07. | 17 | 0 |  | 0 | 0 | 0 | 0 | 0
14.07. | 18 | 0 |  | 0 | 0 | 0 | 0 | 0
14.07. | 19 | 0 |  | 0 | 0 | 0 | 0 | 0
14.07. | 20 | 0 |  | 0 | 0 | 0 | 0 | 0
14.07. | 21 | 0 |  | 0 | 0 | 0 | 0 | 0
14.07. | 22 | 0 |  | 0 | 0 | 0 | 0 | 0
14.07. | 23 | 0 |  | 0 | 0 | 0 | 0 | 0
14.07. | 24 | 0 |  | 0 | 0 | 0 | 0 | 0
15.07. | 1 | 0 |  | 0 | 0 | 0 | 0 | 0
15.07. | 2 | 0 |  | 0 | 0 | 0 | 0 | 0
15.07. | 3 | 0 |  | 0 | 0 | 0 | 0 | 0
15.07. | 4 | 0 |  | 0 | 0 | 0 | 0 | 0
15.07. | 5 | 0 |  | 0 | 0 | 0 | 0 | 0
15.07. | 6 | 0 |  | 0 | 0 | 0 | 0 | 0
15.07. | 7 | 0 |  | 0 | 0 | 0 | 0 | 0
15.07. | 8 | 0 |  | 0 | 0 | 0 | 0 | 0
15.07. | 9 | 0 |  | 0 | 0 | 0 | 0 | 0
15.07. | 10 | 0 |  | 0 | 0 | 0 | 0 | 0
15.07. | 11 | 0 |  | 0 | 0 | 0 | 0 | 0
15.07. | 12 | 0 |  | 0 | 0 | 0 | 0 | 0
15.07. | 13 | 0 |  | 0 | 0 | 0 | 0 | 0
15.07. | 14 | 0 |  | 0 | 0 | 0 | 0 | 0
15.07. | 15 | 0 |  | 0 | 0 | 0 | 0 | 0
15.07. | 16 | 0 |  | 0 | 0 | 0 | 0 | 0
15.07. | 17 | 0 |  | 0 | 0 | 0 | 0 | 0
15.07. | 18 | 0 |  | 0 | 0 | 0 | 0 | 0
15.07. | 19 | 0 |  | 0 | 0 | 0 | 0 | 0
15.07. | 20 | 0 |  | 0 | 0 | 0 | 0 | 0
15.07. | 21 | 0 |  | 0 | 0 | 0 | 0 | 0
15.07. | 22 | 0 |  | 0 | 0 | 0 | 0 | 0
15.07. | 23 | 0 |  | 0 | 0 | 0 | 0 | 0
15.07. | 24 | 0 |  | 0 | 0 | 0 | 0 | 0
16.07. | 1 | 0 |  | 0 | 0 | 0 | 0 | 0
16.07. | 2 | 0 |  | 0 | 0 | 0 | 0 | 0
16.07. | 3 | 0 |  | 0 | 0 | 0 | 0 | 0
16.07. | 4 | 0 |  | 0 | 0 | 0 | 0 | 0
16.07. | 5 | 0 |  | 0 | 0 | 0 | 0 | 0
16.07. | 6 | 0 |  | 0 | 0 | 0 | 0 | 0
16.07. | 7 | 0 |  | 0 | 0 | 0 | 0 | 0
16.07. | 8 | 0 |  | 0 | 0 | 0 | 0 | 0
16.07. | 9 | 0 |  | 0 | 0 | 0 | 0 | 0
16.07. | 10 | 0 |  | 0 | 0 | 0 | 0 | 0
16.07. | 11 | 0 |  | 0 | 0 | 0 | 0 | 0
16.07. | 12 | 0 |  | 0 | 0 | 0 | 0 | 0
16.07. | 13 | 0 |  | 0 | 0 | 0 | 0 | 0
16.07. | 14 | 0 |  | 0 | 0 | 0 | 0 | 0
16.07. | 15 | 0 |  | 0 | 0 | 0 | 0 | 0
16.07. | 16 | 0 |  | 0 | 0 | 0 | 0 | 0
16.07. | 17 | 0 |  | 0 | 0 | 0 | 0 | 0
16.07. | 18 | 0 |  | 0 | 0 | 0 | 0 | 0
16.07. | 19 | 0 |  | 0 | 0 | 0 | 0 | 0
16.07. | 20 | 0 |  | 0 | 0 | 0 | 0 | 0
16.07. | 21 | 0 |  | 0 | 0 | 0 | 0 | 0
16.07. | 22 | 0 |  | 0 | 0 | 0 | 0 | 0
16.07. | 23 | 0 |  | 0 | 0 | 0 | 0 | 0
16.07. | 24 | 0 |  | 0 | 0 | 0 | 0 | 0
17.07. | 1 | 0 |  | 0 | 0 | 0 | 0 | 0
17.07. | 2 | 0 |  | 0 | 0 | 0 | 0 | 0
17.07. | 3 | 0 |  | 0 | 0 | 0 | 0 | 0
17.07. | 4 | 0 |  | 0 | 0 | 0 | 0 | 0
17.07. | 5 | 0 |  | 0 | 0 | 0 | 0 | 0
17.07. | 6 | 0 |  | 0 | 0 | 0 | 0 | 0
17.07. | 7 | 0 |  | 0 | 0 | 0 | 0 | 0
17.07. | 8 | 0 |  | 0 | 0 | 0 | 0 | 0
17.07. | 9 | 0 |  | 0 | 0 | 0 | 0 | 0
17.07. | 10 | 0 |  | 0 | 0 | 0 | 0 | 0
17.07. | 11 | 0 |  | 0 | 0 | 0 | 0 | 0
17.07. | 12 | 0 |  | 0 | 0 | 0 | 0 | 0
17.07. | 13 | 0 |  | 0 | 0 | 0 | 0 | 0
17.07. | 14 | 0 |  | 0 | 0 | 0 | 0 | 0
17.07. | 15 | 0 |  | 0 | 0 | 0 | 0 | 0
17.07. | 16 | 0 |  | 0 | 0 | 0 | 0 | 0
17.07. | 17 | 0 |  | 0 | 0 | 0 | 0 | 0
17.07. | 18 | 0 |  | 0 | 0 | 0 | 0 | 0
17.07. | 19 | 0 |  | 0 | 0 | 0 | 0 | 0
17.07. | 20 | 0 |  | 0 | 0 | 0 | 0 | 0
17.07. | 21 | 0 |  | 0 | 0 | 0 | 0 | 0
17.07. | 22 | 0 |  | 0 | 0 | 0 | 0 | 0
17.07. | 23 | 0 |  | 0 | 0 | 0 | 0 | 0
17.07. | 24 | 0 |  | 0 | 0 | 0 | 0 | 0
18.07. | 1 | 0 |  | 0 | 0 | 0 | 0 | 0
18.07. | 2 | 0 |  | 0 | 0 | 0 | 0 | 0
18.07. | 3 | 0 |  | 0 | 0 | 0 | 0 | 0
18.07. | 4 | 0 |  | 0 | 0 | 0 | 0 | 0
18.07. | 5 | 0 |  | 0 | 0 | 0 | 0 | 0
18.07. | 6 | 0 |  | 0 | 0 | 0 | 0 | 0
18.07. | 7 | 0 |  | 0 | 0 | 0 | 0 | 0
18.07. | 8 | 0 |  | 0 | 0 | 0 | 0 | 0
18.07. | 9 | 0 |  | 0 | 0 | 0 | 0 | 0
18.07. | 10 | 0 |  | 0 | 0 | 0 | 0 | 0
18.07. | 11 | 0 |  | 0 | 0 | 0 | 0 | 0
18.07. | 12 | 0 |  | 0 | 0 | 0 | 0 | 0
18.07. | 13 | 0 |  | 0 | 0 | 0 | 0 | 0
18.07. | 14 | 0 |  | 0 | 0 | 0 | 0 | 0
18.07. | 15 | 0 |  | 0 | 0 | 0 | 0 | 0
18.07. | 16 | 0 |  | 0 | 0 | 0 | 0 | 0
18.07. | 17 | 0 |  | 0 | 0 | 0 | 0 | 0
18.07. | 18 | 0 |  | 0 | 0 | 0 | 0 | 0
18.07. | 19 | 0 |  | 0 | 0 | 0 | 0 | 0
18.07. | 20 | 0 |  | 0 | 0 | 0 | 0 | 0
18.07. | 21 | 0 |  | 0 | 0 | 0 | 0 | 0
18.07. | 22 | 0 |  | 0 | 0 | 0 | 0 | 0
18.07. | 23 | 0 |  | 0 | 0 | 0 | 0 | 0
18.07. | 24 | 0 |  | 0 | 0 | 0 | 0 | 0
19.07. | 1 | 0 |  | 0 | 0 | 0 | 0 | 0
19.07. | 2 | 0 |  | 0 | 0 | 0 | 0 | 0
19.07. | 3 | 0 |  | 0 | 0 | 0 | 0 | 0
19.07. | 4 | 0 |  | 0 | 0 | 0 | 0 | 0
19.07. | 5 | 0 |  | 0 | 0 | 0 | 0 | 0
19.07. | 6 | 0 |  | 0 | 0 | 0 | 0 | 0
19.07. | 7 | 0 |  | 0 | 0 | 0 | 0 | 0
19.07. | 8 | 0 |  | 0 | 0 | 0 | 0 | 0
19.07. | 9 | 0 |  | 0 | 0 | 0 | 0 | 0
19.07. | 10 | 0 |  | 0 | 0 | 0 | 0 | 0
19.07. | 11 | 0 |  | 0 | 0 | 0 | 0 | 0
19.07. | 12 | 0 |  | 0 | 0 | 0 | 0 | 0
19.07. | 13 | 0 |  | 0 | 0 | 0 | 0 | 0
19.07. | 14 | 0 |  | 0 | 0 | 0 | 0 | 0
19.07. | 15 | 0 |  | 0 | 0 | 0 | 0 | 0
19.07. | 16 | 0 |  | 0 | 0 | 0 | 0 | 0
19.07. | 17 | 0 |  | 0 | 0 | 0 | 0 | 0
19.07. | 18 | 0 |  | 0 | 0 | 0 | 0 | 0
19.07. | 19 | 0 |  | 0 | 0 | 0 | 0 | 0
19.07. | 20 | 0 |  | 0 | 0 | 0 | 0 | 0
19.07. | 21 | 0 |  | 0 | 0 | 0 | 0 | 0
19.07. | 22 | 0 |  | 0 | 0 | 0 | 0 | 0
19.07. | 23 | 0 |  | 0 | 0 | 0 | 0 | 0
19.07. | 24 | 0 |  | 0 | 0 | 0 | 0 | 0
20.07. | 1 | 0 |  | 0 | 0 | 0 | 0 | 0
20.07. | 2 | 0 |  | 0 | 0 | 0 | 0 | 0
20.07. | 3 | 0 |  | 0 | 0 | 0 | 0 | 0
20.07. | 4 | 0 |  | 0 | 0 | 0 | 0 | 0
20.07. | 5 | 0 |  | 0 | 0 | 0 | 0 | 0
20.07. | 6 | 0 |  | 0 | 0 | 0 | 0 | 0
20.07. | 7 | 0 |  | 0 | 0 | 0 | 0 | 0
20.07. | 8 | 0 |  | 0 | 0 | 0 | 0 | 0
20.07. | 9 | 0 |  | 0 | 0 | 0 | 0 | 0
20.07. | 10 | 0 |  | 0 | 0 | 0 | 0 | 0
20.07. | 11 | 0 |  | 0 | 0 | 0 | 0 | 0
20.07. | 12 | 0 |  | 0 | 0 | 0 | 0 | 0
20.07. | 13 | 0 |  | 0 | 0 | 0 | 0 | 0
20.07. | 14 | 0 |  | 0 | 0 | 0 | 0 | 0
20.07. | 15 | 0 |  | 0 | 0 | 0 | 0 | 0
20.07. | 16 | 0 |  | 0 | 0 | 0 | 0 | 0
20.07. | 17 | 0 |  | 0 | 0 | 0 | 0 | 0
20.07. | 18 | 0 |  | 0 | 0 | 0 | 0 | 0
20.07. | 19 | 0 |  | 0 | 0 | 0 | 0 | 0
20.07. | 20 | 0 |  | 0 | 0 | 0 | 0 | 0
20.07. | 21 | 0 |  | 0 | 0 | 0 | 0 | 0
20.07. | 22 | 0 |  | 0 | 0 | 0 | 0 | 0
20.07. | 23 | 0 |  | 0 | 0 | 0 | 0 | 0
20.07. | 24 | 0 |  | 0 | 0 | 0 | 0 | 0
21.07. | 1 | 0 |  | 0 | 0 | 0 | 0 | 0
21.07. | 2 | 0 |  | 0 | 0 | 0 | 0 | 0
21.07. | 3 | 0 |  | 0 | 0 | 0 | 0 | 0
21.07. | 4 | 0 |  | 0 | 0 | 0 | 0 | 0
21.07. | 5 | 0 |  | 0 | 0 | 0 | 0 | 0
21.07. | 6 | 0 |  | 0 | 0 | 0 | 0 | 0
21.07. | 7 | 0 |  | 0 | 0 | 0 | 0 | 0
21.07. | 8 | 0 |  | 0 | 0 | 0 | 0 | 0
21.07. | 9 | 0 |  | 0 | 0 | 0 | 0 | 0
21.07. | 10 | 0 |  | 0 | 0 | 0 | 0 | 0
21.07. | 11 | 0 |  | 0 | 0 | 0 | 0 | 0
21.07. | 12 | 0 |  | 0 | 0 | 0 | 0 | 0
21.07. | 13 | 0 |  | 0 | 0 | 0 | 0 | 0
21.07. | 14 | 0 |  | 0 | 0 | 0 | 0 | 0
21.07. | 15 | 0 |  | 0 | 0 | 0 | 0 | 0
21.07. | 16 | 0 |  | 0 | 0 | 0 | 0 | 0
21.07. | 17 | 0 |  | 0 | 0 | 0 | 0 | 0
21.07. | 18 | 0 |  | 0 | 0 | 0 | 0 | 0
21.07. | 19 | 0 |  | 0 | 0 | 0 | 0 | 0
21.07. | 20 | 0 |  | 0 | 0 | 0 | 0 | 0
21.07. | 21 | 0 |  | 0 | 0 | 0 | 0 | 0
21.07. | 22 | 0 |  | 0 | 0 | 0 | 0 | 0
21.07. | 23 | 0 |  | 0 | 0 | 0 | 0 | 0
21.07. | 24 | 0 |  | 0 | 0 | 0 | 0 | 0
22.07. | 1 | 0 |  | 0 | 0 | 0 | 0 | 0
22.07. | 2 | 0 |  | 0 | 0 | 0 | 0 | 0
22.07. | 3 | 0 |  | 0 | 0 | 0 | 0 | 0
22.07. | 4 | 0 |  | 0 | 0 | 0 | 0 | 0
22.07. | 5 | 0 |  | 0 | 0 | 0 | 0 | 0
22.07. | 6 | 0 |  | 0 | 0 | 0 | 0 | 0
22.07. | 7 | 0 |  | 0 | 0 | 0 | 0 | 0
22.07. | 8 | 0 |  | 0 | 0 | 0 | 0 | 0
22.07. | 9 | 0 |  | 0 | 0 | 0 | 0 | 0
22.07. | 10 | 0 |  | 0 | 0 | 0 | 0 | 0
22.07. | 11 | 0 |  | 0 | 0 | 0 | 0 | 0
22.07. | 12 | 0 |  | 0 | 0 | 0 | 0 | 0
22.07. | 13 | 0 |  | 0 | 0 | 0 | 0 | 0
22.07. | 14 | 0 |  | 0 | 0 | 0 | 0 | 0
22.07. | 15 | 0 |  | 0 | 0 | 0 | 0 | 0
22.07. | 16 | 0 |  | 0 | 0 | 0 | 0 | 0
22.07. | 17 | 0 |  | 0 | 0 | 0 | 0 | 0
22.07. | 18 | 0 |  | 0 | 0 | 0 | 0 | 0
22.07. | 19 | 0 |  | 0 | 0 | 0 | 0 | 0
22.07. | 20 | 0 |  | 0 | 0 | 0 | 0 | 0
22.07. | 21 | 0 |  | 0 | 0 | 0 | 0 | 0
22.07. | 22 | 0 |  | 0 | 0 | 0 | 0 | 0
22.07. | 23 | 0 |  | 0 | 0 | 0 | 0 | 0
22.07. | 24 | 0 |  | 0 | 0 | 0 | 0 | 0
23.07. | 1 | 0 |  | 0 | 0 | 0 | 0 | 0
23.07. | 2 | 0 |  | 0 | 0 | 0 | 0 | 0
23.07. | 3 | 0 |  | 0 | 0 | 0 | 0 | 0
23.07. | 4 | 0 |  | 0 | 0 | 0 | 0 | 0
23.07. | 5 | 0 |  | 0 | 0 | 0 | 0 | 0
23.07. | 6 | 0 |  | 0 | 0 | 0 | 0 | 0
23.07. | 7 | 0 |  | 0 | 0 | 0 | 0 | 0
23.07. | 8 | 0 |  | 0 | 0 | 0 | 0 | 0
23.07. | 9 | 0 |  | 0 | 0 | 0 | 0 | 0
23.07. | 10 | 0 |  | 0 | 0 | 0 | 0 | 0
23.07. | 11 | 0 |  | 0 | 0 | 0 | 0 | 0
23.07. | 12 | 0 |  | 0 | 0 | 0 | 0 | 0
23.07. | 13 | 0 |  | 0 | 0 | 0 | 0 | 0
23.07. | 14 | 0 |  | 0 | 0 | 0 | 0 | 0
23.07. | 15 | 0 |  | 0 | 0 | 0 | 0 | 0
23.07. | 16 | 0 |  | 0 | 0 | 0 | 0 | 0
23.07. | 17 | 0 |  | 0 | 0 | 0 | 0 | 0
23.07. | 18 | 0 |  | 0 | 0 | 0 | 0 | 0
23.07. | 19 | 0 |  | 0 | 0 | 0 | 0 | 0
23.07. | 20 | 0 |  | 0 | 0 | 0 | 0 | 0
23.07. | 21 | 0 |  | 0 | 0 | 0 | 0 | 0
23.07. | 22 | 0 |  | 0 | 0 | 0 | 0 | 0
23.07. | 23 | 0 |  | 0 | 0 | 0 | 0 | 0
23.07. | 24 | 0 |  | 0 | 0 | 0 | 0 | 0
24.07. | 1 | 0 |  | 0 | 0 | 0 | 0 | 0
24.07. | 2 | 0 |  | 0 | 0 | 0 | 0 | 0
24.07. | 3 | 0 |  | 0 | 0 | 0 | 0 | 0
24.07. | 4 | 0 |  | 0 | 0 | 0 | 0 | 0
24.07. | 5 | 0 |  | 0 | 0 | 0 | 0 | 0
24.07. | 6 | 0 |  | 0 | 0 | 0 | 0 | 0
24.07. | 7 | 0 |  | 0 | 0 | 0 | 0 | 0
24.07. | 8 | 0 |  | 0 | 0 | 0 | 0 | 0
24.07. | 9 | 0 |  | 0 | 0 | 0 | 0 | 0
24.07. | 10 | 0 |  | 0 | 0 | 0 | 0 | 0
24.07. | 11 | 0 |  | 0 | 0 | 0 | 0 | 0
24.07. | 12 | 0 |  | 0 | 0 | 0 | 0 | 0
24.07. | 13 | 0 |  | 0 | 0 | 0 | 0 | 0
24.07. | 14 | 0 |  | 0 | 0 | 0 | 0 | 0
24.07. | 15 | 0 |  | 0 | 0 | 0 | 0 | 0
24.07. | 16 | 0 |  | 0 | 0 | 0 | 0 | 0
24.07. | 17 | 0 |  | 0 | 0 | 0 | 0 | 0
24.07. | 18 | 0 |  | 0 | 0 | 0 | 0 | 0
24.07. | 19 | 0 |  | 0 | 0 | 0 | 0 | 0
24.07. | 20 | 0 |  | 0 | 0 | 0 | 0 | 0
24.07. | 21 | 0 |  | 0 | 0 | 0 | 0 | 0
24.07. | 22 | 0 |  | 0 | 0 | 0 | 0 | 0
24.07. | 23 | 0 |  | 0 | 0 | 0 | 0 | 0
24.07. | 24 | 0 |  | 0 | 0 | 0 | 0 | 0
25.07. | 1 | 0 |  | 0 | 0 | 0 | 0 | 0
25.07. | 2 | 0 |  | 0 | 0 | 0 | 0 | 0
25.07. | 3 | 0 |  | 0 | 0 | 0 | 0 | 0
25.07. | 4 | 0 |  | 0 | 0 | 0 | 0 | 0
25.07. | 5 | 0 |  | 0 | 0 | 0 | 0 | 0
25.07. | 6 | 0 |  | 0 | 0 | 0 | 0 | 0
25.07. | 7 | 0 |  | 0 | 0 | 0 | 0 | 0
25.07. | 8 | 0 |  | 0 | 0 | 0 | 0 | 0
25.07. | 9 | 0 |  | 0 | 0 | 0 | 0 | 0
25.07. | 10 | 0 |  | 0 | 0 | 0 | 0 | 0
25.07. | 11 | 0 |  | 0 | 0 | 0 | 0 | 0
25.07. | 12 | 0 |  | 0 | 0 | 0 | 0 | 0
25.07. | 13 | 0 |  | 0 | 0 | 0 | 0 | 0
25.07. | 14 | 0 |  | 0 | 0 | 0 | 0 | 0
25.07. | 15 | 0 |  | 0 | 0 | 0 | 0 | 0
25.07. | 16 | 0 |  | 0 | 0 | 0 | 0 | 0
25.07. | 17 | 0 |  | 0 | 0 | 0 | 0 | 0
25.07. | 18 | 0 |  | 0 | 0 | 0 | 0 | 0
25.07. | 19 | 0 |  | 0 | 0 | 0 | 0 | 0
25.07. | 20 | 0 |  | 0 | 0 | 0 | 0 | 0
25.07. | 21 | 0 |  | 0 | 0 | 0 | 0 | 0
25.07. | 22 | 0 |  | 0 | 0 | 0 | 0 | 0
25.07. | 23 | 0 |  | 0 | 0 | 0 | 0 | 0
25.07. | 24 | 0 |  | 0 | 0 | 0 | 0 | 0
26.07. | 1 | 0 |  | 0 | 0 | 0 | 0 | 0
26.07. | 2 | 0 |  | 0 | 0 | 0 | 0 | 0
26.07. | 3 | 0 |  | 0 | 0 | 0 | 0 | 0
26.07. | 4 | 0 |  | 0 | 0 | 0 | 0 | 0
26.07. | 5 | 0 |  | 0 | 0 | 0 | 0 | 0
26.07. | 6 | 0 |  | 0 | 0 | 0 | 0 | 0
26.07. | 7 | 0 |  | 0 | 0 | 0 | 0 | 0
26.07. | 8 | 0 |  | 0 | 0 | 0 | 0 | 0
26.07. | 9 | 0 |  | 0 | 0 | 0 | 0 | 0
26.07. | 10 | 0 |  | 0 | 0 | 0 | 0 | 0
26.07. | 11 | 0 |  | 0 | 0 | 0 | 0 | 0
26.07. | 12 | 0 |  | 0 | 0 | 0 | 0 | 0
26.07. | 13 | 0 |  | 0 | 0 | 0 | 0 | 0
26.07. | 14 | 0 |  | 0 | 0 | 0 | 0 | 0
26.07. | 15 | 0 |  | 0 | 0 | 0 | 0 | 0
26.07. | 16 | 0 |  | 0 | 0 | 0 | 0 | 0
26.07. | 17 | 0 |  | 0 | 0 | 0 | 0 | 0
26.07. | 18 | 0 |  | 0 | 0 | 0 | 0 | 0
26.07. | 19 | 0 |  | 0 | 0 | 0 | 0 | 0
26.07. | 20 | 0 |  | 0 | 0 | 0 | 0 | 0
26.07. | 21 | 0 |  | 0 | 0 | 0 | 0 | 0
26.07. | 22 | 0 |  | 0 | 0 | 0 | 0 | 0
26.07. | 23 | 0 |  | 0 | 0 | 0 | 0 | 0
26.07. | 24 | 0 |  | 0 | 0 | 0 | 0 | 0
27.07. | 1 | 0 |  | 0 | 0 | 0 | 0 | 0
27.07. | 2 | 0 |  | 0 | 0 | 0 | 0 | 0
27.07. | 3 | 0 |  | 0 | 0 | 0 | 0 | 0
27.07. | 4 | 0 |  | 0 | 0 | 0 | 0 | 0
27.07. | 5 | 0 |  | 0 | 0 | 0 | 0 | 0
27.07. | 6 | 0 |  | 0 | 0 | 0 | 0 | 0
27.07. | 7 | 0 |  | 0 | 0 | 0 | 0 | 0
27.07. | 8 | 0 |  | 0 | 0 | 0 | 0 | 0
27.07. | 9 | 0 |  | 0 | 0 | 0 | 0 | 0
27.07. | 10 | 0 |  | 0 | 0 | 0 | 0 | 0
27.07. | 11 | 0 |  | 0 | 0 | 0 | 0 | 0
27.07. | 12 | 0 |  | 0 | 0 | 0 | 0 | 0
27.07. | 13 | 0 |  | 0 | 0 | 0 | 0 | 0
27.07. | 14 | 0 |  | 0 | 0 | 0 | 0 | 0
27.07. | 15 | 0 |  | 0 | 0 | 0 | 0 | 0
27.07. | 16 | 0 |  | 0 | 0 | 0 | 0 | 0
27.07. | 17 | 0 |  | 0 | 0 | 0 | 0 | 0
27.07. | 18 | 0 |  | 0 | 0 | 0 | 0 | 0
27.07. | 19 | 0 |  | 0 | 0 | 0 | 0 | 0
27.07. | 20 | 0 |  | 0 | 0 | 0 | 0 | 0
27.07. | 21 | 0 |  | 0 | 0 | 0 | 0 | 0
27.07. | 22 | 0 |  | 0 | 0 | 0 | 0 | 0
27.07. | 23 | 0 |  | 0 | 0 | 0 | 0 | 0
27.07. | 24 | 0 |  | 0 | 0 | 0 | 0 | 0
28.07. | 1 | 0 |  | 0 | 0 | 0 | 0 | 0
28.07. | 2 | 0 |  | 0 | 0 | 0 | 0 | 0
28.07. | 3 | 0 |  | 0 | 0 | 0 | 0 | 0
28.07. | 4 | 0 |  | 0 | 0 | 0 | 0 | 0
28.07. | 5 | 0 |  | 0 | 0 | 0 | 0 | 0
28.07. | 6 | 0 |  | 0 | 0 | 0 | 0 | 0
28.07. | 7 | 0 |  | 0 | 0 | 0 | 0 | 0
28.07. | 8 | 0 |  | 0 | 0 | 0 | 0 | 0
28.07. | 9 | 0 |  | 0 | 0 | 0 | 0 | 0
28.07. | 10 | 0 |  | 0 | 0 | 0 | 0 | 0
28.07. | 11 | 0 |  | 0 | 0 | 0 | 0 | 0
28.07. | 12 | 0 |  | 0 | 0 | 0 | 0 | 0
28.07. | 13 | 0 |  | 0 | 0 | 0 | 0 | 0
28.07. | 14 | 0 |  | 0 | 0 | 0 | 0 | 0
28.07. | 15 | 0 |  | 0 | 0 | 0 | 0 | 0
28.07. | 16 | 0 |  | 0 | 0 | 0 | 0 | 0
28.07. | 17 | 0 |  | 0 | 0 | 0 | 0 | 0
28.07. | 18 | 0 |  | 0 | 0 | 0 | 0 | 0
28.07. | 19 | 0 |  | 0 | 0 | 0 | 0 | 0
28.07. | 20 | 0 |  | 0 | 0 | 0 | 0 | 0
28.07. | 21 | 0 |  | 0 | 0 | 0 | 0 | 0
28.07. | 22 | 0 |  | 0 | 0 | 0 | 0 | 0
28.07. | 23 | 0 |  | 0 | 0 | 0 | 0 | 0
28.07. | 24 | 0 |  | 0 | 0 | 0 | 0 | 0
29.07. | 1 | 0 |  | 0 | 0 | 0 | 0 | 0
29.07. | 2 | 0 |  | 0 | 0 | 0 | 0 | 0
29.07. | 3 | 0 |  | 0 | 0 | 0 | 0 | 0
29.07. | 4 | 0 |  | 0 | 0 | 0 | 0 | 0
29.07. | 5 | 0 |  | 0 | 0 | 0 | 0 | 0
29.07. | 6 | 0 |  | 0 | 0 | 0 | 0 | 0
29.07. | 7 | 0 |  | 0 | 0 | 0 | 0 | 0
29.07. | 8 | 0 |  | 0 | 0 | 0 | 0 | 0
29.07. | 9 | 0 |  | 0 | 0 | 0 | 0 | 0
29.07. | 10 | 0 |  | 0 | 0 | 0 | 0 | 0
29.07. | 11 | 0 |  | 0 | 0 | 0 | 0 | 0
29.07. | 12 | 0 |  | 0 | 0 | 0 | 0 | 0
29.07. | 13 | 0 |  | 0 | 0 | 0 | 0 | 0
29.07. | 14 | 0 |  | 0 | 0 | 0 | 0 | 0
29.07. | 15 | 0 |  | 0 | 0 | 0 | 0 | 0
29.07. | 16 | 0 |  | 0 | 0 | 0 | 0 | 0
29.07. | 17 | 0 |  | 0 | 0 | 0 | 0 | 0
29.07. | 18 | 0 |  | 0 | 0 | 0 | 0 | 0
29.07. | 19 | 0 |  | 0 | 0 | 0 | 0 | 0
29.07. | 20 | 0 |  | 0 | 0 | 0 | 0 | 0
29.07. | 21 | 0 |  | 0 | 0 | 0 | 0 | 0
29.07. | 22 | 0 |  | 0 | 0 | 0 | 0 | 0
29.07. | 23 | 0 |  | 0 | 0 | 0 | 0 | 0
29.07. | 24 | 0 |  | 0 | 0 | 0 | 0 | 0
30.07. | 1 | 0 |  | 0 | 0 | 0 | 0 | 0
30.07. | 2 | 0 |  | 0 | 0 | 0 | 0 | 0
30.07. | 3 | 0 |  | 0 | 0 | 0 | 0 | 0
30.07. | 4 | 0 |  | 0 | 0 | 0 | 0 | 0
30.07. | 5 | 0 |  | 0 | 0 | 0 | 0 | 0
30.07. | 6 | 0 |  | 0 | 0 | 0 | 0 | 0
30.07. | 7 | 0 |  | 0 | 0 | 0 | 0 | 0
30.07. | 8 | 0 |  | 0 | 0 | 0 | 0 | 0
30.07. | 9 | 0 |  | 0 | 0 | 0 | 0 | 0
30.07. | 10 | 0 |  | 0 | 0 | 0 | 0 | 0
30.07. | 11 | 0 |  | 0 | 0 | 0 | 0 | 0
30.07. | 12 | 0 |  | 0 | 0 | 0 | 0 | 0
30.07. | 13 | 0 |  | 0 | 0 | 0 | 0 | 0
30.07. | 14 | 0 |  | 0 | 0 | 0 | 0 | 0
30.07. | 15 | 0 |  | 0 | 0 | 0 | 0 | 0
30.07. | 16 | 0 |  | 0 | 0 | 0 | 0 | 0
30.07. | 17 | 0 |  | 0 | 0 | 0 | 0 | 0
30.07. | 18 | 0 |  | 0 | 0 | 0 | 0 | 0
30.07. | 19 | 0 |  | 0 | 0 | 0 | 0 | 0
30.07. | 20 | 0 |  | 0 | 0 | 0 | 0 | 0
30.07. | 21 | 0 |  | 0 | 0 | 0 | 0 | 0
30.07. | 22 | 0 |  | 0 | 0 | 0 | 0 | 0
30.07. | 23 | 0 |  | 0 | 0 | 0 | 0 | 0
30.07. | 24 | 0 |  | 0 | 0 | 0 | 0 | 0
31.07. | 1 | 0 |  | 0 | 0 | 0 | 0 | 0
31.07. | 2 | 0 |  | 0 | 0 | 0 | 0 | 0
31.07. | 3 | 0 |  | 0 | 0 | 0 | 0 | 0
31.07. | 4 | 0 |  | 0 | 0 | 0 | 0 | 0
31.07. | 5 | 0 |  | 0 | 0 | 0 | 0 | 0
31.07. | 6 | 0 |  | 0 | 0 | 0 | 0 | 0
31.07. | 7 | 0 |  | 0 | 0 | 0 | 0 | 0
31.07. | 8 | 0 |  | 0 | 0 | 0 | 0 | 0
31.07. | 9 | 0 |  | 0 | 0 | 0 | 0 | 0
31.07. | 10 | 0 |  | 0 | 0 | 0 | 0 | 0
31.07. | 11 | 0 |  | 0 | 0 | 0 | 0 | 0
31.07. | 12 | 0 |  | 0 | 0 | 0 | 0 | 0
31.07. | 13 | 0 |  | 0 | 0 | 0 | 0 | 0
31.07. | 14 | 0 |  | 0 | 0 | 0 | 0 | 0
31.07. | 15 | 0 |  | 0 | 0 | 0 | 0 | 0
31.07. | 16 | 0 |  | 0 | 0 | 0 | 0 | 0
31.07. | 17 | 0 |  | 0 | 0 | 0 | 0 | 0
31.07. | 18 | 0 |  | 0 | 0 | 0 | 0 | 0
31.07. | 19 | 0 |  | 0 | 0 | 0 | 0 | 0
31.07. | 20 | 0 |  | 0 | 0 | 0 | 0 | 0
31.07. | 21 | 0 |  | 0 | 0 | 0 | 0 | 0
31.07. | 22 | 0 |  | 0 | 0 | 0 | 0 | 0
31.07. | 23 | 0 |  | 0 | 0 | 0 | 0 | 0
31.07. | 24 | 0 |  | 0 | 0 | 0 | 0 | 0
01.08. | 1 | 0 |  | 0 | 0 | 0 | 0 | 0
01.08. | 2 | 0 |  | 0 | 0 | 0 | 0 | 0
01.08. | 3 | 0 |  | 0 | 0 | 0 | 0 | 0
01.08. | 4 | 0 |  | 0 | 0 | 0 | 0 | 0
01.08. | 5 | 0 |  | 0 | 0 | 0 | 0 | 0
01.08. | 6 | 0 |  | 0 | 0 | 0 | 0 | 0
01.08. | 7 | 0 |  | 0 | 0 | 0 | 0 | 0
01.08. | 8 | 0 |  | 0 | 0 | 0 | 0 | 0
01.08. | 9 | 0 |  | 0 | 0 | 0 | 0 | 0
01.08. | 10 | 0 |  | 0 | 0 | 0 | 0 | 0
01.08. | 11 | 0 |  | 0 | 0 | 0 | 0 | 0
01.08. | 12 | 0 |  | 0 | 0 | 0 | 0 | 0
01.08. | 13 | 0 |  | 0 | 0 | 0 | 0 | 0
01.08. | 14 | 0 |  | 0 | 0 | 0 | 0 | 0
01.08. | 15 | 0 |  | 0 | 0 | 0 | 0 | 0
01.08. | 16 | 0 |  | 0 | 0 | 0 | 0 | 0
01.08. | 17 | 0 |  | 0 | 0 | 0 | 0 | 0
01.08. | 18 | 0 |  | 0 | 0 | 0 | 0 | 0
01.08. | 19 | 0 |  | 0 | 0 | 0 | 0 | 0
01.08. | 20 | 0 |  | 0 | 0 | 0 | 0 | 0
01.08. | 21 | 0 |  | 0 | 0 | 0 | 0 | 0
01.08. | 22 | 0 |  | 0 | 0 | 0 | 0 | 0
01.08. | 23 | 0 |  | 0 | 0 | 0 | 0 | 0
01.08. | 24 | 0 |  | 0 | 0 | 0 | 0 | 0
02.08. | 1 | 0 |  | 0 | 0 | 0 | 0 | 0
02.08. | 2 | 0 |  | 0 | 0 | 0 | 0 | 0
02.08. | 3 | 0 |  | 0 | 0 | 0 | 0 | 0
02.08. | 4 | 0 |  | 0 | 0 | 0 | 0 | 0
02.08. | 5 | 0 |  | 0 | 0 | 0 | 0 | 0
02.08. | 6 | 0 |  | 0 | 0 | 0 | 0 | 0
02.08. | 7 | 0 |  | 0 | 0 | 0 | 0 | 0
02.08. | 8 | 0 |  | 0 | 0 | 0 | 0 | 0
02.08. | 9 | 0 |  | 0 | 0 | 0 | 0 | 0
02.08. | 10 | 0 |  | 0 | 0 | 0 | 0 | 0
02.08. | 11 | 0 |  | 0 | 0 | 0 | 0 | 0
02.08. | 12 | 0 |  | 0 | 0 | 0 | 0 | 0
02.08. | 13 | 0 |  | 0 | 0 | 0 | 0 | 0
02.08. | 14 | 0 |  | 0 | 0 | 0 | 0 | 0
02.08. | 15 | 0 |  | 0 | 0 | 0 | 0 | 0
02.08. | 16 | 0 |  | 0 | 0 | 0 | 0 | 0
02.08. | 17 | 0 |  | 0 | 0 | 0 | 0 | 0
02.08. | 18 | 0 |  | 0 | 0 | 0 | 0 | 0
02.08. | 19 | 0 |  | 0 | 0 | 0 | 0 | 0
02.08. | 20 | 0 |  | 0 | 0 | 0 | 0 | 0
02.08. | 21 | 0 |  | 0 | 0 | 0 | 0 | 0
02.08. | 22 | 0 |  | 0 | 0 | 0 | 0 | 0
02.08. | 23 | 0 |  | 0 | 0 | 0 | 0 | 0
02.08. | 24 | 0 |  | 0 | 0 | 0 | 0 | 0
03.08. | 1 | 0 |  | 0 | 0 | 0 | 0 | 0
03.08. | 2 | 0 |  | 0 | 0 | 0 | 0 | 0
03.08. | 3 | 0 |  | 0 | 0 | 0 | 0 | 0
03.08. | 4 | 0 |  | 0 | 0 | 0 | 0 | 0
03.08. | 5 | 0 |  | 0 | 0 | 0 | 0 | 0
03.08. | 6 | 0 |  | 0 | 0 | 0 | 0 | 0
03.08. | 7 | 0 |  | 0 | 0 | 0 | 0 | 0
03.08. | 8 | 0 |  | 0 | 0 | 0 | 0 | 0
03.08. | 9 | 0 |  | 0 | 0 | 0 | 0 | 0
03.08. | 10 | 0 |  | 0 | 0 | 0 | 0 | 0
03.08. | 11 | 0 |  | 0 | 0 | 0 | 0 | 0
03.08. | 12 | 0 |  | 0 | 0 | 0 | 0 | 0
03.08. | 13 | 0 |  | 0 | 0 | 0 | 0 | 0
03.08. | 14 | 0 |  | 0 | 0 | 0 | 0 | 0
03.08. | 15 | 0 |  | 0 | 0 | 0 | 0 | 0
03.08. | 16 | 0 |  | 0 | 0 | 0 | 0 | 0
03.08. | 17 | 0 |  | 0 | 0 | 0 | 0 | 0
03.08. | 18 | 0 |  | 0 | 0 | 0 | 0 | 0
03.08. | 19 | 0 |  | 0 | 0 | 0 | 0 | 0
03.08. | 20 | 0 |  | 0 | 0 | 0 | 0 | 0
03.08. | 21 | 0 |  | 0 | 0 | 0 | 0 | 0
03.08. | 22 | 0 |  | 0 | 0 | 0 | 0 | 0
03.08. | 23 | 0 |  | 0 | 0 | 0 | 0 | 0
03.08. | 24 | 0 |  | 0 | 0 | 0 | 0 | 0
04.08. | 1 | 0 |  | 0 | 0 | 0 | 0 | 0
04.08. | 2 | 0 |  | 0 | 0 | 0 | 0 | 0
04.08. | 3 | 0 |  | 0 | 0 | 0 | 0 | 0
04.08. | 4 | 0 |  | 0 | 0 | 0 | 0 | 0
04.08. | 5 | 0 |  | 0 | 0 | 0 | 0 | 0
04.08. | 6 | 0 |  | 0 | 0 | 0 | 0 | 0
04.08. | 7 | 0 |  | 0 | 0 | 0 | 0 | 0
04.08. | 8 | 0 |  | 0 | 0 | 0 | 0 | 0
04.08. | 9 | 0 |  | 0 | 0 | 0 | 0 | 0
04.08. | 10 | 0 |  | 0 | 0 | 0 | 0 | 0
04.08. | 11 | 0 |  | 0 | 0 | 0 | 0 | 0
04.08. | 12 | 0 |  | 0 | 0 | 0 | 0 | 0
04.08. | 13 | 0 |  | 0 | 0 | 0 | 0 | 0
04.08. | 14 | 0 |  | 0 | 0 | 0 | 0 | 0
04.08. | 15 | 0 |  | 0 | 0 | 0 | 0 | 0
04.08. | 16 | 0 |  | 0 | 0 | 0 | 0 | 0
04.08. | 17 | 0 |  | 0 | 0 | 0 | 0 | 0
04.08. | 18 | 0 |  | 0 | 0 | 0 | 0 | 0
04.08. | 19 | 0 |  | 0 | 0 | 0 | 0 | 0
04.08. | 20 | 0 |  | 0 | 0 | 0 | 0 | 0
04.08. | 21 | 0 |  | 0 | 0 | 0 | 0 | 0
04.08. | 22 | 0 |  | 0 | 0 | 0 | 0 | 0
04.08. | 23 | 0 |  | 0 | 0 | 0 | 0 | 0
04.08. | 24 | 0 |  | 0 | 0 | 0 | 0 | 0
05.08. | 1 | 0 |  | 0 | 0 | 0 | 0 | 0
05.08. | 2 | 0 |  | 0 | 0 | 0 | 0 | 0
05.08. | 3 | 0 |  | 0 | 0 | 0 | 0 | 0
05.08. | 4 | 0 |  | 0 | 0 | 0 | 0 | 0
05.08. | 5 | 0 |  | 0 | 0 | 0 | 0 | 0
05.08. | 6 | 0 |  | 0 | 0 | 0 | 0 | 0
05.08. | 7 | 0 |  | 0 | 0 | 0 | 0 | 0
05.08. | 8 | 0 |  | 0 | 0 | 0 | 0 | 0
05.08. | 9 | 0 |  | 0 | 0 | 0 | 0 | 0
05.08. | 10 | 0 |  | 0 | 0 | 0 | 0 | 0
05.08. | 11 | 0 |  | 0 | 0 | 0 | 0 | 0
05.08. | 12 | 0 |  | 0 | 0 | 0 | 0 | 0
05.08. | 13 | 0 |  | 0 | 0 | 0 | 0 | 0
05.08. | 14 | 0 |  | 0 | 0 | 0 | 0 | 0
05.08. | 15 | 0 |  | 0 | 0 | 0 | 0 | 0
05.08. | 16 | 0 |  | 0 | 0 | 0 | 0 | 0
05.08. | 17 | 0 |  | 0 | 0 | 0 | 0 | 0
05.08. | 18 | 0 |  | 0 | 0 | 0 | 0 | 0
05.08. | 19 | 0 |  | 0 | 0 | 0 | 0 | 0
05.08. | 20 | 0 |  | 0 | 0 | 0 | 0 | 0
05.08. | 21 | 0 |  | 0 | 0 | 0 | 0 | 0
05.08. | 22 | 0 |  | 0 | 0 | 0 | 0 | 0
05.08. | 23 | 0 |  | 0 | 0 | 0 | 0 | 0
05.08. | 24 | 0 |  | 0 | 0 | 0 | 0 | 0
06.08. | 1 | 0 |  | 0 | 0 | 0 | 0 | 0
06.08. | 2 | 0 |  | 0 | 0 | 0 | 0 | 0
06.08. | 3 | 0 |  | 0 | 0 | 0 | 0 | 0
06.08. | 4 | 0 |  | 0 | 0 | 0 | 0 | 0
06.08. | 5 | 0 |  | 0 | 0 | 0 | 0 | 0
06.08. | 6 | 0 |  | 0 | 0 | 0 | 0 | 0
06.08. | 7 | 0 |  | 0 | 0 | 0 | 0 | 0
06.08. | 8 | 0 |  | 0 | 0 | 0 | 0 | 0
06.08. | 9 | 0 |  | 0 | 0 | 0 | 0 | 0
06.08. | 10 | 0 |  | 0 | 0 | 0 | 0 | 0
06.08. | 11 | 0 |  | 0 | 0 | 0 | 0 | 0
06.08. | 12 | 0 |  | 0 | 0 | 0 | 0 | 0
06.08. | 13 | 0 |  | 0 | 0 | 0 | 0 | 0
06.08. | 14 | 0 |  | 0 | 0 | 0 | 0 | 0
06.08. | 15 | 0 |  | 0 | 0 | 0 | 0 | 0
06.08. | 16 | 0 |  | 0 | 0 | 0 | 0 | 0
06.08. | 17 | 0 |  | 0 | 0 | 0 | 0 | 0
06.08. | 18 | 0 |  | 0 | 0 | 0 | 0 | 0
06.08. | 19 | 0 |  | 0 | 0 | 0 | 0 | 0
06.08. | 20 | 0 |  | 0 | 0 | 0 | 0 | 0
06.08. | 21 | 0 |  | 0 | 0 | 0 | 0 | 0
06.08. | 22 | 0 |  | 0 | 0 | 0 | 0 | 0
06.08. | 23 | 0 |  | 0 | 0 | 0 | 0 | 0
06.08. | 24 | 0 |  | 0 | 0 | 0 | 0 | 0
07.08. | 1 | 0 |  | 0 | 0 | 0 | 0 | 0
07.08. | 2 | 0 |  | 0 | 0 | 0 | 0 | 0
07.08. | 3 | 0 |  | 0 | 0 | 0 | 0 | 0
07.08. | 4 | 0 |  | 0 | 0 | 0 | 0 | 0
07.08. | 5 | 0 |  | 0 | 0 | 0 | 0 | 0
07.08. | 6 | 0 |  | 0 | 0 | 0 | 0 | 0
07.08. | 7 | 0 |  | 0 | 0 | 0 | 0 | 0
07.08. | 8 | 0 |  | 0 | 0 | 0 | 0 | 0
07.08. | 9 | 0 |  | 0 | 0 | 0 | 0 | 0
07.08. | 10 | 0 |  | 0 | 0 | 0 | 0 | 0
07.08. | 11 | 0 |  | 0 | 0 | 0 | 0 | 0
07.08. | 12 | 0 |  | 0 | 0 | 0 | 0 | 0
07.08. | 13 | 0 |  | 0 | 0 | 0 | 0 | 0
07.08. | 14 | 0 |  | 0 | 0 | 0 | 0 | 0
07.08. | 15 | 0 |  | 0 | 0 | 0 | 0 | 0
07.08. | 16 | 0 |  | 0 | 0 | 0 | 0 | 0
07.08. | 17 | 0 |  | 0 | 0 | 0 | 0 | 0
07.08. | 18 | 0 |  | 0 | 0 | 0 | 0 | 0
07.08. | 19 | 0 |  | 0 | 0 | 0 | 0 | 0
07.08. | 20 | 0 |  | 0 | 0 | 0 | 0 | 0
07.08. | 21 | 0 |  | 0 | 0 | 0 | 0 | 0
07.08. | 22 | 0 |  | 0 | 0 | 0 | 0 | 0
07.08. | 23 | 0 |  | 0 | 0 | 0 | 0 | 0
07.08. | 24 | 0 |  | 0 | 0 | 0 | 0 | 0
08.08. | 1 | 0 |  | 0 | 0 | 0 | 0 | 0
08.08. | 2 | 0 |  | 0 | 0 | 0 | 0 | 0
08.08. | 3 | 0 |  | 0 | 0 | 0 | 0 | 0
08.08. | 4 | 0 |  | 0 | 0 | 0 | 0 | 0
08.08. | 5 | 0 |  | 0 | 0 | 0 | 0 | 0
08.08. | 6 | 0 |  | 0 | 0 | 0 | 0 | 0
08.08. | 7 | 0 |  | 0 | 0 | 0 | 0 | 0
08.08. | 8 | 0 |  | 0 | 0 | 0 | 0 | 0
08.08. | 9 | 0 |  | 0 | 0 | 0 | 0 | 0
08.08. | 10 | 0 |  | 0 | 0 | 0 | 0 | 0
08.08. | 11 | 0 |  | 0 | 0 | 0 | 0 | 0
08.08. | 12 | 0 |  | 0 | 0 | 0 | 0 | 0
08.08. | 13 | 0 |  | 0 | 0 | 0 | 0 | 0
08.08. | 14 | 0 |  | 0 | 0 | 0 | 0 | 0
08.08. | 15 | 0 |  | 0 | 0 | 0 | 0 | 0
08.08. | 16 | 0 |  | 0 | 0 | 0 | 0 | 0
08.08. | 17 | 0 |  | 0 | 0 | 0 | 0 | 0
08.08. | 18 | 0 |  | 0 | 0 | 0 | 0 | 0
08.08. | 19 | 0 |  | 0 | 0 | 0 | 0 | 0
08.08. | 20 | 0 |  | 0 | 0 | 0 | 0 | 0
08.08. | 21 | 0 |  | 0 | 0 | 0 | 0 | 0
08.08. | 22 | 0 |  | 0 | 0 | 0 | 0 | 0
08.08. | 23 | 0 |  | 0 | 0 | 0 | 0 | 0
08.08. | 24 | 0 |  | 0 | 0 | 0 | 0 | 0
09.08. | 1 | 0 |  | 0 | 0 | 0 | 0 | 0
09.08. | 2 | 0 |  | 0 | 0 | 0 | 0 | 0
09.08. | 3 | 0 |  | 0 | 0 | 0 | 0 | 0
09.08. | 4 | 0 |  | 0 | 0 | 0 | 0 | 0
09.08. | 5 | 0 |  | 0 | 0 | 0 | 0 | 0
09.08. | 6 | 0 |  | 0 | 0 | 0 | 0 | 0
09.08. | 7 | 0 |  | 0 | 0 | 0 | 0 | 0
09.08. | 8 | 0 |  | 0 | 0 | 0 | 0 | 0
09.08. | 9 | 0 |  | 0 | 0 | 0 | 0 | 0
09.08. | 10 | 0 |  | 0 | 0 | 0 | 0 | 0
09.08. | 11 | 0 |  | 0 | 0 | 0 | 0 | 0
09.08. | 12 | 0 |  | 0 | 0 | 0 | 0 | 0
09.08. | 13 | 0 |  | 0 | 0 | 0 | 0 | 0
09.08. | 14 | 0 |  | 0 | 0 | 0 | 0 | 0
09.08. | 15 | 0 |  | 0 | 0 | 0 | 0 | 0
09.08. | 16 | 0 |  | 0 | 0 | 0 | 0 | 0
09.08. | 17 | 0 |  | 0 | 0 | 0 | 0 | 0
09.08. | 18 | 0 |  | 0 | 0 | 0 | 0 | 0
09.08. | 19 | 0 |  | 0 | 0 | 0 | 0 | 0
09.08. | 20 | 0 |  | 0 | 0 | 0 | 0 | 0
09.08. | 21 | 0 |  | 0 | 0 | 0 | 0 | 0
09.08. | 22 | 0 |  | 0 | 0 | 0 | 0 | 0
09.08. | 23 | 0 |  | 0 | 0 | 0 | 0 | 0
09.08. | 24 | 0 |  | 0 | 0 | 0 | 0 | 0
10.08. | 1 | 0 |  | 0 | 0 | 0 | 0 | 0
10.08. | 2 | 0 |  | 0 | 0 | 0 | 0 | 0
10.08. | 3 | 0 |  | 0 | 0 | 0 | 0 | 0
10.08. | 4 | 0 |  | 0 | 0 | 0 | 0 | 0
10.08. | 5 | 0 |  | 0 | 0 | 0 | 0 | 0
10.08. | 6 | 0 |  | 0 | 0 | 0 | 0 | 0
10.08. | 7 | 0 |  | 0 | 0 | 0 | 0 | 0
10.08. | 8 | 0 |  | 0 | 0 | 0 | 0 | 0
10.08. | 9 | 0 |  | 0 | 0 | 0 | 0 | 0
10.08. | 10 | 0 |  | 0 | 0 | 0 | 0 | 0
10.08. | 11 | 0 |  | 0 | 0 | 0 | 0 | 0
10.08. | 12 | 0 |  | 0 | 0 | 0 | 0 | 0
10.08. | 13 | 0 |  | 0 | 0 | 0 | 0 | 0
10.08. | 14 | 0 |  | 0 | 0 | 0 | 0 | 0
10.08. | 15 | 0 |  | 0 | 0 | 0 | 0 | 0
10.08. | 16 | 0 |  | 0 | 0 | 0 | 0 | 0
10.08. | 17 | 0 |  | 0 | 0 | 0 | 0 | 0
10.08. | 18 | 0 |  | 0 | 0 | 0 | 0 | 0
10.08. | 19 | 0 |  | 0 | 0 | 0 | 0 | 0
10.08. | 20 | 0 |  | 0 | 0 | 0 | 0 | 0
10.08. | 21 | 0 |  | 0 | 0 | 0 | 0 | 0
10.08. | 22 | 0 |  | 0 | 0 | 0 | 0 | 0
10.08. | 23 | 0 |  | 0 | 0 | 0 | 0 | 0
10.08. | 24 | 0 |  | 0 | 0 | 0 | 0 | 0
11.08. | 1 | 0 |  | 0 | 0 | 0 | 0 | 0
11.08. | 2 | 0 |  | 0 | 0 | 0 | 0 | 0
11.08. | 3 | 0 |  | 0 | 0 | 0 | 0 | 0
11.08. | 4 | 0 |  | 0 | 0 | 0 | 0 | 0
11.08. | 5 | 0 |  | 0 | 0 | 0 | 0 | 0
11.08. | 6 | 0 |  | 0 | 0 | 0 | 0 | 0
11.08. | 7 | 0 |  | 0 | 0 | 0 | 0 | 0
11.08. | 8 | 0 |  | 0 | 0 | 0 | 0 | 0
11.08. | 9 | 0 |  | 0 | 0 | 0 | 0 | 0
11.08. | 10 | 0 |  | 0 | 0 | 0 | 0 | 0
11.08. | 11 | 0 |  | 0 | 0 | 0 | 0 | 0
11.08. | 12 | 0 |  | 0 | 0 | 0 | 0 | 0
11.08. | 13 | 0 |  | 0 | 0 | 0 | 0 | 0
11.08. | 14 | 0 |  | 0 | 0 | 0 | 0 | 0
11.08. | 15 | 0 |  | 0 | 0 | 0 | 0 | 0
11.08. | 16 | 0 |  | 0 | 0 | 0 | 0 | 0
11.08. | 17 | 0 |  | 0 | 0 | 0 | 0 | 0
11.08. | 18 | 0 |  | 0 | 0 | 0 | 0 | 0
11.08. | 19 | 0 |  | 0 | 0 | 0 | 0 | 0
11.08. | 20 | 0 |  | 0 | 0 | 0 | 0 | 0
11.08. | 21 | 0 |  | 0 | 0 | 0 | 0 | 0
11.08. | 22 | 0 |  | 0 | 0 | 0 | 0 | 0
11.08. | 23 | 0 |  | 0 | 0 | 0 | 0 | 0
11.08. | 24 | 0 |  | 0 | 0 | 0 | 0 | 0
12.08. | 1 | 0 |  | 0 | 0 | 0 | 0 | 0
12.08. | 2 | 0 |  | 0 | 0 | 0 | 0 | 0
12.08. | 3 | 0 |  | 0 | 0 | 0 | 0 | 0
12.08. | 4 | 0 |  | 0 | 0 | 0 | 0 | 0
12.08. | 5 | 0 |  | 0 | 0 | 0 | 0 | 0
12.08. | 6 | 0 |  | 0 | 0 | 0 | 0 | 0
12.08. | 7 | 0 |  | 0 | 0 | 0 | 0 | 0
12.08. | 8 | 0 |  | 0 | 0 | 0 | 0 | 0
12.08. | 9 | 0 |  | 0 | 0 | 0 | 0 | 0
12.08. | 10 | 0 |  | 0 | 0 | 0 | 0 | 0
12.08. | 11 | 0 |  | 0 | 0 | 0 | 0 | 0
12.08. | 12 | 0 |  | 0 | 0 | 0 | 0 | 0
12.08. | 13 | 0 |  | 0 | 0 | 0 | 0 | 0
12.08. | 14 | 0 |  | 0 | 0 | 0 | 0 | 0
12.08. | 15 | 0 |  | 0 | 0 | 0 | 0 | 0
12.08. | 16 | 0 |  | 0 | 0 | 0 | 0 | 0
12.08. | 17 | 0 |  | 0 | 0 | 0 | 0 | 0
12.08. | 18 | 0 |  | 0 | 0 | 0 | 0 | 0
12.08. | 19 | 0 |  | 0 | 0 | 0 | 0 | 0
12.08. | 20 | 0 |  | 0 | 0 | 0 | 0 | 0
12.08. | 21 | 0 |  | 0 | 0 | 0 | 0 | 0
12.08. | 22 | 0 |  | 0 | 0 | 0 | 0 | 0
12.08. | 23 | 0 |  | 0 | 0 | 0 | 0 | 0
12.08. | 24 | 0 |  | 0 | 0 | 0 | 0 | 0
13.08. | 1 | 0 |  | 0 | 0 | 0 | 0 | 0
13.08. | 2 | 0 |  | 0 | 0 | 0 | 0 | 0
13.08. | 3 | 0 |  | 0 | 0 | 0 | 0 | 0
13.08. | 4 | 0 |  | 0 | 0 | 0 | 0 | 0
13.08. | 5 | 0 |  | 0 | 0 | 0 | 0 | 0
13.08. | 6 | 0 |  | 0 | 0 | 0 | 0 | 0
13.08. | 7 | 0 |  | 0 | 0 | 0 | 0 | 0
13.08. | 8 | 0 |  | 0 | 0 | 0 | 0 | 0
13.08. | 9 | 0 |  | 0 | 0 | 0 | 0 | 0
13.08. | 10 | 0 |  | 0 | 0 | 0 | 0 | 0
13.08. | 11 | 0 |  | 0 | 0 | 0 | 0 | 0
13.08. | 12 | 0 |  | 0 | 0 | 0 | 0 | 0
13.08. | 13 | 0 |  | 0 | 0 | 0 | 0 | 0
13.08. | 14 | 0 |  | 0 | 0 | 0 | 0 | 0
13.08. | 15 | 0 |  | 0 | 0 | 0 | 0 | 0
13.08. | 16 | 0 |  | 0 | 0 | 0 | 0 | 0
13.08. | 17 | 0 |  | 0 | 0 | 0 | 0 | 0
13.08. | 18 | 0 |  | 0 | 0 | 0 | 0 | 0
13.08. | 19 | 0 |  | 0 | 0 | 0 | 0 | 0
13.08. | 20 | 0 |  | 0 | 0 | 0 | 0 | 0
13.08. | 21 | 0 |  | 0 | 0 | 0 | 0 | 0
13.08. | 22 | 0 |  | 0 | 0 | 0 | 0 | 0
13.08. | 23 | 0 |  | 0 | 0 | 0 | 0 | 0
13.08. | 24 | 0 |  | 0 | 0 | 0 | 0 | 0
14.08. | 1 | 0 |  | 0 | 0 | 0 | 0 | 0
14.08. | 2 | 0 |  | 0 | 0 | 0 | 0 | 0
14.08. | 3 | 0 |  | 0 | 0 | 0 | 0 | 0
14.08. | 4 | 0 |  | 0 | 0 | 0 | 0 | 0
14.08. | 5 | 0 |  | 0 | 0 | 0 | 0 | 0
14.08. | 6 | 0 |  | 0 | 0 | 0 | 0 | 0
14.08. | 7 | 0 |  | 0 | 0 | 0 | 0 | 0
14.08. | 8 | 0 |  | 0 | 0 | 0 | 0 | 0
14.08. | 9 | 0 |  | 0 | 0 | 0 | 0 | 0
14.08. | 10 | 0 |  | 0 | 0 | 0 | 0 | 0
14.08. | 11 | 0 |  | 0 | 0 | 0 | 0 | 0
14.08. | 12 | 0 |  | 0 | 0 | 0 | 0 | 0
14.08. | 13 | 0 |  | 0 | 0 | 0 | 0 | 0
14.08. | 14 | 0 |  | 0 | 0 | 0 | 0 | 0
14.08. | 15 | 0 |  | 0 | 0 | 0 | 0 | 0
14.08. | 16 | 0 |  | 0 | 0 | 0 | 0 | 0
14.08. | 17 | 0 |  | 0 | 0 | 0 | 0 | 0
14.08. | 18 | 0 |  | 0 | 0 | 0 | 0 | 0
14.08. | 19 | 0 |  | 0 | 0 | 0 | 0 | 0
14.08. | 20 | 0 |  | 0 | 0 | 0 | 0 | 0
14.08. | 21 | 0 |  | 0 | 0 | 0 | 0 | 0
14.08. | 22 | 0 |  | 0 | 0 | 0 | 0 | 0
14.08. | 23 | 0 |  | 0 | 0 | 0 | 0 | 0
14.08. | 24 | 0 |  | 0 | 0 | 0 | 0 | 0
15.08. | 1 | 0 |  | 0 | 0 | 0 | 0 | 0
15.08. | 2 | 0 |  | 0 | 0 | 0 | 0 | 0
15.08. | 3 | 0 |  | 0 | 0 | 0 | 0 | 0
15.08. | 4 | 0 |  | 0 | 0 | 0 | 0 | 0
15.08. | 5 | 0 |  | 0 | 0 | 0 | 0 | 0
15.08. | 6 | 0 |  | 0 | 0 | 0 | 0 | 0
15.08. | 7 | 0 |  | 0 | 0 | 0 | 0 | 0
15.08. | 8 | 0 |  | 0 | 0 | 0 | 0 | 0
15.08. | 9 | 0 |  | 0 | 0 | 0 | 0 | 0
15.08. | 10 | 0 |  | 0 | 0 | 0 | 0 | 0
15.08. | 11 | 0 |  | 0 | 0 | 0 | 0 | 0
15.08. | 12 | 0 |  | 0 | 0 | 0 | 0 | 0
15.08. | 13 | 0 |  | 0 | 0 | 0 | 0 | 0
15.08. | 14 | 0 |  | 0 | 0 | 0 | 0 | 0
15.08. | 15 | 0 |  | 0 | 0 | 0 | 0 | 0
15.08. | 16 | 0 |  | 0 | 0 | 0 | 0 | 0
15.08. | 17 | 0 |  | 0 | 0 | 0 | 0 | 0
15.08. | 18 | 0 |  | 0 | 0 | 0 | 0 | 0
15.08. | 19 | 0 |  | 0 | 0 | 0 | 0 | 0
15.08. | 20 | 0 |  | 0 | 0 | 0 | 0 | 0
15.08. | 21 | 0 |  | 0 | 0 | 0 | 0 | 0
15.08. | 22 | 0 |  | 0 | 0 | 0 | 0 | 0
15.08. | 23 | 0 |  | 0 | 0 | 0 | 0 | 0
15.08. | 24 | 0 |  | 0 | 0 | 0 | 0 | 0
16.08. | 1 | 0 |  | 0 | 0 | 0 | 0 | 0
16.08. | 2 | 0 |  | 0 | 0 | 0 | 0 | 0
16.08. | 3 | 0 |  | 0 | 0 | 0 | 0 | 0
16.08. | 4 | 0 |  | 0 | 0 | 0 | 0 | 0
16.08. | 5 | 0 |  | 0 | 0 | 0 | 0 | 0
16.08. | 6 | 0 |  | 0 | 0 | 0 | 0 | 0
16.08. | 7 | 0 |  | 0 | 0 | 0 | 0 | 0
16.08. | 8 | 0 |  | 0 | 0 | 0 | 0 | 0
16.08. | 9 | 0 |  | 0 | 0 | 0 | 0 | 0
16.08. | 10 | 0 |  | 0 | 0 | 0 | 0 | 0
16.08. | 11 | 0 |  | 0 | 0 | 0 | 0 | 0
16.08. | 12 | 0 |  | 0 | 0 | 0 | 0 | 0
16.08. | 13 | 0 |  | 0 | 0 | 0 | 0 | 0
16.08. | 14 | 0 |  | 0 | 0 | 0 | 0 | 0
16.08. | 15 | 0 |  | 0 | 0 | 0 | 0 | 0
16.08. | 16 | 0 |  | 0 | 0 | 0 | 0 | 0
16.08. | 17 | 0 |  | 0 | 0 | 0 | 0 | 0
16.08. | 18 | 0 |  | 0 | 0 | 0 | 0 | 0
16.08. | 19 | 0 |  | 0 | 0 | 0 | 0 | 0
16.08. | 20 | 0 |  | 0 | 0 | 0 | 0 | 0
16.08. | 21 | 0 |  | 0 | 0 | 0 | 0 | 0
16.08. | 22 | 0 |  | 0 | 0 | 0 | 0 | 0
16.08. | 23 | 0 |  | 0 | 0 | 0 | 0 | 0
16.08. | 24 | 0 |  | 0 | 0 | 0 | 0 | 0
17.08. | 1 | 0 |  | 0 | 0 | 0 | 0 | 0
17.08. | 2 | 0 |  | 0 | 0 | 0 | 0 | 0
17.08. | 3 | 0 |  | 0 | 0 | 0 | 0 | 0
17.08. | 4 | 0 |  | 0 | 0 | 0 | 0 | 0
17.08. | 5 | 0 |  | 0 | 0 | 0 | 0 | 0
17.08. | 6 | 0 |  | 0 | 0 | 0 | 0 | 0
17.08. | 7 | 0 |  | 0 | 0 | 0 | 0 | 0
17.08. | 8 | 0 |  | 0 | 0 | 0 | 0 | 0
17.08. | 9 | 0 |  | 0 | 0 | 0 | 0 | 0
17.08. | 10 | 0 |  | 0 | 0 | 0 | 0 | 0
17.08. | 11 | 0 |  | 0 | 0 | 0 | 0 | 0
17.08. | 12 | 0 |  | 0 | 0 | 0 | 0 | 0
17.08. | 13 | 0 |  | 0 | 0 | 0 | 0 | 0
17.08. | 14 | 0 |  | 0 | 0 | 0 | 0 | 0
17.08. | 15 | 0 |  | 0 | 0 | 0 | 0 | 0
17.08. | 16 | 0 |  | 0 | 0 | 0 | 0 | 0
17.08. | 17 | 0 |  | 0 | 0 | 0 | 0 | 0
17.08. | 18 | 0 |  | 0 | 0 | 0 | 0 | 0
17.08. | 19 | 0 |  | 0 | 0 | 0 | 0 | 0
17.08. | 20 | 0 |  | 0 | 0 | 0 | 0 | 0
17.08. | 21 | 0 |  | 0 | 0 | 0 | 0 | 0
17.08. | 22 | 0 |  | 0 | 0 | 0 | 0 | 0
17.08. | 23 | 0 |  | 0 | 0 | 0 | 0 | 0
17.08. | 24 | 0 |  | 0 | 0 | 0 | 0 | 0
18.08. | 1 | 0 |  | 0 | 0 | 0 | 0 | 0
18.08. | 2 | 0 |  | 0 | 0 | 0 | 0 | 0
18.08. | 3 | 0 |  | 0 | 0 | 0 | 0 | 0
18.08. | 4 | 0 |  | 0 | 0 | 0 | 0 | 0
18.08. | 5 | 0 |  | 0 | 0 | 0 | 0 | 0
18.08. | 6 | 0 |  | 0 | 0 | 0 | 0 | 0
18.08. | 7 | 0 |  | 0 | 0 | 0 | 0 | 0
18.08. | 8 | 0 |  | 0 | 0 | 0 | 0 | 0
18.08. | 9 | 0 |  | 0 | 0 | 0 | 0 | 0
18.08. | 10 | 0 |  | 0 | 0 | 0 | 0 | 0
18.08. | 11 | 0 |  | 0 | 0 | 0 | 0 | 0
18.08. | 12 | 0 |  | 0 | 0 | 0 | 0 | 0
18.08. | 13 | 0 |  | 0 | 0 | 0 | 0 | 0
18.08. | 14 | 0 |  | 0 | 0 | 0 | 0 | 0
18.08. | 15 | 0 |  | 0 | 0 | 0 | 0 | 0
18.08. | 16 | 0 |  | 0 | 0 | 0 | 0 | 0
18.08. | 17 | 0 |  | 0 | 0 | 0 | 0 | 0
18.08. | 18 | 0 |  | 0 | 0 | 0 | 0 | 0
18.08. | 19 | 0 |  | 0 | 0 | 0 | 0 | 0
18.08. | 20 | 0 |  | 0 | 0 | 0 | 0 | 0
18.08. | 21 | 0 |  | 0 | 0 | 0 | 0 | 0
18.08. | 22 | 0 |  | 0 | 0 | 0 | 0 | 0
18.08. | 23 | 0 |  | 0 | 0 | 0 | 0 | 0
18.08. | 24 | 0 |  | 0 | 0 | 0 | 0 | 0
19.08. | 1 | 0 |  | 0 | 0 | 0 | 0 | 0
19.08. | 2 | 0 |  | 0 | 0 | 0 | 0 | 0
19.08. | 3 | 0 |  | 0 | 0 | 0 | 0 | 0
19.08. | 4 | 0 |  | 0 | 0 | 0 | 0 | 0
19.08. | 5 | 0 |  | 0 | 0 | 0 | 0 | 0
19.08. | 6 | 0 |  | 0 | 0 | 0 | 0 | 0
19.08. | 7 | 0 |  | 0 | 0 | 0 | 0 | 0
19.08. | 8 | 0 |  | 0 | 0 | 0 | 0 | 0
19.08. | 9 | 0 |  | 0 | 0 | 0 | 0 | 0
19.08. | 10 | 0 |  | 0 | 0 | 0 | 0 | 0
19.08. | 11 | 0 |  | 0 | 0 | 0 | 0 | 0
19.08. | 12 | 0 |  | 0 | 0 | 0 | 0 | 0
19.08. | 13 | 0 |  | 0 | 0 | 0 | 0 | 0
19.08. | 14 | 0 |  | 0 | 0 | 0 | 0 | 0
19.08. | 15 | 0 |  | 0 | 0 | 0 | 0 | 0
19.08. | 16 | 0 |  | 0 | 0 | 0 | 0 | 0
19.08. | 17 | 0 |  | 0 | 0 | 0 | 0 | 0
19.08. | 18 | 0 |  | 0 | 0 | 0 | 0 | 0
19.08. | 19 | 0 |  | 0 | 0 | 0 | 0 | 0
19.08. | 20 | 0 |  | 0 | 0 | 0 | 0 | 0
19.08. | 21 | 0 |  | 0 | 0 | 0 | 0 | 0
19.08. | 22 | 0 |  | 0 | 0 | 0 | 0 | 0
19.08. | 23 | 0 |  | 0 | 0 | 0 | 0 | 0
19.08. | 24 | 0 |  | 0 | 0 | 0 | 0 | 0
20.08. | 1 | 0 |  | 0 | 0 | 0 | 0 | 0
20.08. | 2 | 0 |  | 0 | 0 | 0 | 0 | 0
20.08. | 3 | 0 |  | 0 | 0 | 0 | 0 | 0
20.08. | 4 | 0 |  | 0 | 0 | 0 | 0 | 0
20.08. | 5 | 0 |  | 0 | 0 | 0 | 0 | 0
20.08. | 6 | 0 |  | 0 | 0 | 0 | 0 | 0
20.08. | 7 | 0 |  | 0 | 0 | 0 | 0 | 0
20.08. | 8 | 0 |  | 0 | 0 | 0 | 0 | 0
20.08. | 9 | 0 |  | 0 | 0 | 0 | 0 | 0
20.08. | 10 | 0 |  | 0 | 0 | 0 | 0 | 0
20.08. | 11 | 0 |  | 0 | 0 | 0 | 0 | 0
20.08. | 12 | 0 |  | 0 | 0 | 0 | 0 | 0
20.08. | 13 | 0 |  | 0 | 0 | 0 | 0 | 0
20.08. | 14 | 0 |  | 0 | 0 | 0 | 0 | 0
20.08. | 15 | 0 |  | 0 | 0 | 0 | 0 | 0
20.08. | 16 | 0 |  | 0 | 0 | 0 | 0 | 0
20.08. | 17 | 0 |  | 0 | 0 | 0 | 0 | 0
20.08. | 18 | 0 |  | 0 | 0 | 0 | 0 | 0
20.08. | 19 | 0 |  | 0 | 0 | 0 | 0 | 0
20.08. | 20 | 0 |  | 0 | 0 | 0 | 0 | 0
20.08. | 21 | 0 |  | 0 | 0 | 0 | 0 | 0
20.08. | 22 | 0 |  | 0 | 0 | 0 | 0 | 0
20.08. | 23 | 0 |  | 0 | 0 | 0 | 0 | 0
20.08. | 24 | 0 |  | 0 | 0 | 0 | 0 | 0
21.08. | 1 | 0 |  | 0 | 0 | 0 | 0 | 0
21.08. | 2 | 0 |  | 0 | 0 | 0 | 0 | 0
21.08. | 3 | 0 |  | 0 | 0 | 0 | 0 | 0
21.08. | 4 | 0 |  | 0 | 0 | 0 | 0 | 0
21.08. | 5 | 0 |  | 0 | 0 | 0 | 0 | 0
21.08. | 6 | 0 |  | 0 | 0 | 0 | 0 | 0
21.08. | 7 | 0 |  | 0 | 0 | 0 | 0 | 0
21.08. | 8 | 0 |  | 0 | 0 | 0 | 0 | 0
21.08. | 9 | 0 |  | 0 | 0 | 0 | 0 | 0
21.08. | 10 | 0 |  | 0 | 0 | 0 | 0 | 0
21.08. | 11 | 0 |  | 0 | 0 | 0 | 0 | 0
21.08. | 12 | 0 |  | 0 | 0 | 0 | 0 | 0
21.08. | 13 | 0 |  | 0 | 0 | 0 | 0 | 0
21.08. | 14 | 0 |  | 0 | 0 | 0 | 0 | 0
21.08. | 15 | 0 |  | 0 | 0 | 0 | 0 | 0
21.08. | 16 | 0 |  | 0 | 0 | 0 | 0 | 0
21.08. | 17 | 0 |  | 0 | 0 | 0 | 0 | 0
21.08. | 18 | 0 |  | 0 | 0 | 0 | 0 | 0
21.08. | 19 | 0 |  | 0 | 0 | 0 | 0 | 0
21.08. | 20 | 0 |  | 0 | 0 | 0 | 0 | 0
21.08. | 21 | 0 |  | 0 | 0 | 0 | 0 | 0
21.08. | 22 | 0 |  | 0 | 0 | 0 | 0 | 0
21.08. | 23 | 0 |  | 0 | 0 | 0 | 0 | 0
21.08. | 24 | 0 |  | 0 | 0 | 0 | 0 | 0
22.08. | 1 | 0 |  | 0 | 0 | 0 | 0 | 0
22.08. | 2 | 0 |  | 0 | 0 | 0 | 0 | 0
22.08. | 3 | 0 |  | 0 | 0 | 0 | 0 | 0
22.08. | 4 | 0 |  | 0 | 0 | 0 | 0 | 0
22.08. | 5 | 0 |  | 0 | 0 | 0 | 0 | 0
22.08. | 6 | 0 |  | 0 | 0 | 0 | 0 | 0
22.08. | 7 | 0 |  | 0 | 0 | 0 | 0 | 0
22.08. | 8 | 0 |  | 0 | 0 | 0 | 0 | 0
22.08. | 9 | 0 |  | 0 | 0 | 0 | 0 | 0
22.08. | 10 | 0 |  | 0 | 0 | 0 | 0 | 0
22.08. | 11 | 0 |  | 0 | 0 | 0 | 0 | 0
22.08. | 12 | 0 |  | 0 | 0 | 0 | 0 | 0
22.08. | 13 | 0 |  | 0 | 0 | 0 | 0 | 0
22.08. | 14 | 0 |  | 0 | 0 | 0 | 0 | 0
22.08. | 15 | 0 |  | 0 | 0 | 0 | 0 | 0
22.08. | 16 | 0 |  | 0 | 0 | 0 | 0 | 0
22.08. | 17 | 0 |  | 0 | 0 | 0 | 0 | 0
22.08. | 18 | 0 |  | 0 | 0 | 0 | 0 | 0
22.08. | 19 | 0 |  | 0 | 0 | 0 | 0 | 0
22.08. | 20 | 0 |  | 0 | 0 | 0 | 0 | 0
22.08. | 21 | 0 |  | 0 | 0 | 0 | 0 | 0
22.08. | 22 | 0 |  | 0 | 0 | 0 | 0 | 0
22.08. | 23 | 0 |  | 0 | 0 | 0 | 0 | 0
22.08. | 24 | 0 |  | 0 | 0 | 0 | 0 | 0
23.08. | 1 | 0 |  | 0 | 0 | 0 | 0 | 0
23.08. | 2 | 0 |  | 0 | 0 | 0 | 0 | 0
23.08. | 3 | 0 |  | 0 | 0 | 0 | 0 | 0
23.08. | 4 | 0 |  | 0 | 0 | 0 | 0 | 0
23.08. | 5 | 0 |  | 0 | 0 | 0 | 0 | 0
23.08. | 6 | 0 |  | 0 | 0 | 0 | 0 | 0
23.08. | 7 | 0 |  | 0 | 0 | 0 | 0 | 0
23.08. | 8 | 0 |  | 0 | 0 | 0 | 0 | 0
23.08. | 9 | 0 |  | 0 | 0 | 0 | 0 | 0
23.08. | 10 | 0 |  | 0 | 0 | 0 | 0 | 0
23.08. | 11 | 0 |  | 0 | 0 | 0 | 0 | 0
23.08. | 12 | 0 |  | 0 | 0 | 0 | 0 | 0
23.08. | 13 | 0 |  | 0 | 0 | 0 | 0 | 0
23.08. | 14 | 0 |  | 0 | 0 | 0 | 0 | 0
23.08. | 15 | 0 |  | 0 | 0 | 0 | 0 | 0
23.08. | 16 | 0 |  | 0 | 0 | 0 | 0 | 0
23.08. | 17 | 0 |  | 0 | 0 | 0 | 0 | 0
23.08. | 18 | 0 |  | 0 | 0 | 0 | 0 | 0
23.08. | 19 | 0 |  | 0 | 0 | 0 | 0 | 0
23.08. | 20 | 0 |  | 0 | 0 | 0 | 0 | 0
23.08. | 21 | 0 |  | 0 | 0 | 0 | 0 | 0
23.08. | 22 | 0 |  | 0 | 0 | 0 | 0 | 0
23.08. | 23 | 0 |  | 0 | 0 | 0 | 0 | 0
23.08. | 24 | 0 |  | 0 | 0 | 0 | 0 | 0
24.08. | 1 | 0 |  | 0 | 0 | 0 | 0 | 0
24.08. | 2 | 0 |  | 0 | 0 | 0 | 0 | 0
24.08. | 3 | 0 |  | 0 | 0 | 0 | 0 | 0
24.08. | 4 | 0 |  | 0 | 0 | 0 | 0 | 0
24.08. | 5 | 0 |  | 0 | 0 | 0 | 0 | 0
24.08. | 6 | 0 |  | 0 | 0 | 0 | 0 | 0
24.08. | 7 | 0 |  | 0 | 0 | 0 | 0 | 0
24.08. | 8 | 0 |  | 0 | 0 | 0 | 0 | 0
24.08. | 9 | 0 |  | 0 | 0 | 0 | 0 | 0
24.08. | 10 | 0 |  | 0 | 0 | 0 | 0 | 0
24.08. | 11 | 0 |  | 0 | 0 | 0 | 0 | 0
24.08. | 12 | 0 |  | 0 | 0 | 0 | 0 | 0
24.08. | 13 | 0 |  | 0 | 0 | 0 | 0 | 0
24.08. | 14 | 0 |  | 0 | 0 | 0 | 0 | 0
24.08. | 15 | 0 |  | 0 | 0 | 0 | 0 | 0
24.08. | 16 | 0 |  | 0 | 0 | 0 | 0 | 0
24.08. | 17 | 0 |  | 0 | 0 | 0 | 0 | 0
24.08. | 18 | 0 |  | 0 | 0 | 0 | 0 | 0
24.08. | 19 | 0 |  | 0 | 0 | 0 | 0 | 0
24.08. | 20 | 0 |  | 0 | 0 | 0 | 0 | 0
24.08. | 21 | 0 |  | 0 | 0 | 0 | 0 | 0
24.08. | 22 | 0 |  | 0 | 0 | 0 | 0 | 0
24.08. | 23 | 0 |  | 0 | 0 | 0 | 0 | 0
24.08. | 24 | 0 |  | 0 | 0 | 0 | 0 | 0
25.08. | 1 | 0 |  | 0 | 0 | 0 | 0 | 0
25.08. | 2 | 0 |  | 0 | 0 | 0 | 0 | 0
25.08. | 3 | 0 |  | 0 | 0 | 0 | 0 | 0
25.08. | 4 | 0 |  | 0 | 0 | 0 | 0 | 0
25.08. | 5 | 0 |  | 0 | 0 | 0 | 0 | 0
25.08. | 6 | 0 |  | 0 | 0 | 0 | 0 | 0
25.08. | 7 | 0 |  | 0 | 0 | 0 | 0 | 0
25.08. | 8 | 0 |  | 0 | 0 | 0 | 0 | 0
25.08. | 9 | 0 |  | 0 | 0 | 0 | 0 | 0
25.08. | 10 | 0 |  | 0 | 0 | 0 | 0 | 0
25.08. | 11 | 0 |  | 0 | 0 | 0 | 0 | 0
25.08. | 12 | 0 |  | 0 | 0 | 0 | 0 | 0
25.08. | 13 | 0 |  | 0 | 0 | 0 | 0 | 0
25.08. | 14 | 0 |  | 0 | 0 | 0 | 0 | 0
25.08. | 15 | 0 |  | 0 | 0 | 0 | 0 | 0
25.08. | 16 | 0 |  | 0 | 0 | 0 | 0 | 0
25.08. | 17 | 0 |  | 0 | 0 | 0 | 0 | 0
25.08. | 18 | 0 |  | 0 | 0 | 0 | 0 | 0
25.08. | 19 | 0 |  | 0 | 0 | 0 | 0 | 0
25.08. | 20 | 0 |  | 0 | 0 | 0 | 0 | 0
25.08. | 21 | 0 |  | 0 | 0 | 0 | 0 | 0
25.08. | 22 | 0 |  | 0 | 0 | 0 | 0 | 0
25.08. | 23 | 0 |  | 0 | 0 | 0 | 0 | 0
25.08. | 24 | 0 |  | 0 | 0 | 0 | 0 | 0
26.08. | 1 | 0 |  | 0 | 0 | 0 | 0 | 0
26.08. | 2 | 0 |  | 0 | 0 | 0 | 0 | 0
26.08. | 3 | 0 |  | 0 | 0 | 0 | 0 | 0
26.08. | 4 | 0 |  | 0 | 0 | 0 | 0 | 0
26.08. | 5 | 0 |  | 0 | 0 | 0 | 0 | 0
26.08. | 6 | 0 |  | 0 | 0 | 0 | 0 | 0
26.08. | 7 | 0 |  | 0 | 0 | 0 | 0 | 0
26.08. | 8 | 0 |  | 0 | 0 | 0 | 0 | 0
26.08. | 9 | 0 |  | 0 | 0 | 0 | 0 | 0
26.08. | 10 | 0 |  | 0 | 0 | 0 | 0 | 0
26.08. | 11 | 0 |  | 0 | 0 | 0 | 0 | 0
26.08. | 12 | 0 |  | 0 | 0 | 0 | 0 | 0
26.08. | 13 | 0 |  | 0 | 0 | 0 | 0 | 0
26.08. | 14 | 0 |  | 0 | 0 | 0 | 0 | 0
26.08. | 15 | 0 |  | 0 | 0 | 0 | 0 | 0
26.08. | 16 | 0 |  | 0 | 0 | 0 | 0 | 0
26.08. | 17 | 0 |  | 0 | 0 | 0 | 0 | 0
26.08. | 18 | 0 |  | 0 | 0 | 0 | 0 | 0
26.08. | 19 | 0 |  | 0 | 0 | 0 | 0 | 0
26.08. | 20 | 0 |  | 0 | 0 | 0 | 0 | 0
26.08. | 21 | 0 |  | 0 | 0 | 0 | 0 | 0
26.08. | 22 | 0 |  | 0 | 0 | 0 | 0 | 0
26.08. | 23 | 0 |  | 0 | 0 | 0 | 0 | 0
26.08. | 24 | 0 |  | 0 | 0 | 0 | 0 | 0
27.08. | 1 | 0 |  | 0 | 0 | 0 | 0 | 0
27.08. | 2 | 0 |  | 0 | 0 | 0 | 0 | 0
27.08. | 3 | 0 |  | 0 | 0 | 0 | 0 | 0
27.08. | 4 | 0 |  | 0 | 0 | 0 | 0 | 0
27.08. | 5 | 0 |  | 0 | 0 | 0 | 0 | 0
27.08. | 6 | 0 |  | 0 | 0 | 0 | 0 | 0
27.08. | 7 | 0 |  | 0 | 0 | 0 | 0 | 0
27.08. | 8 | 0 |  | 0 | 0 | 0 | 0 | 0
27.08. | 9 | 0 |  | 0 | 0 | 0 | 0 | 0
27.08. | 10 | 0 |  | 0 | 0 | 0 | 0 | 0
27.08. | 11 | 0 |  | 0 | 0 | 0 | 0 | 0
27.08. | 12 | 0 |  | 0 | 0 | 0 | 0 | 0
27.08. | 13 | 0 |  | 0 | 0 | 0 | 0 | 0
27.08. | 14 | 0 |  | 0 | 0 | 0 | 0 | 0
27.08. | 15 | 0 |  | 0 | 0 | 0 | 0 | 0
27.08. | 16 | 0 |  | 0 | 0 | 0 | 0 | 0
27.08. | 17 | 0 |  | 0 | 0 | 0 | 0 | 0
27.08. | 18 | 0 |  | 0 | 0 | 0 | 0 | 0
27.08. | 19 | 0 |  | 0 | 0 | 0 | 0 | 0
27.08. | 20 | 0 |  | 0 | 0 | 0 | 0 | 0
27.08. | 21 | 0 |  | 0 | 0 | 0 | 0 | 0
27.08. | 22 | 0 |  | 0 | 0 | 0 | 0 | 0
27.08. | 23 | 0 |  | 0 | 0 | 0 | 0 | 0
27.08. | 24 | 0 |  | 0 | 0 | 0 | 0 | 0
28.08. | 1 | 0 |  | 0 | 0 | 0 | 0 | 0
28.08. | 2 | 0 |  | 0 | 0 | 0 | 0 | 0
28.08. | 3 | 0 |  | 0 | 0 | 0 | 0 | 0
28.08. | 4 | 0 |  | 0 | 0 | 0 | 0 | 0
28.08. | 5 | 0 |  | 0 | 0 | 0 | 0 | 0
28.08. | 6 | 0 |  | 0 | 0 | 0 | 0 | 0
28.08. | 7 | 0 |  | 0 | 0 | 0 | 0 | 0
28.08. | 8 | 0 |  | 0 | 0 | 0 | 0 | 0
28.08. | 9 | 0 |  | 0 | 0 | 0 | 0 | 0
28.08. | 10 | 0 |  | 0 | 0 | 0 | 0 | 0
28.08. | 11 | 0 |  | 0 | 0 | 0 | 0 | 0
28.08. | 12 | 0 |  | 0 | 0 | 0 | 0 | 0
28.08. | 13 | 0 |  | 0 | 0 | 0 | 0 | 0
28.08. | 14 | 0 |  | 0 | 0 | 0 | 0 | 0
28.08. | 15 | 0 |  | 0 | 0 | 0 | 0 | 0
28.08. | 16 | 0 |  | 0 | 0 | 0 | 0 | 0
28.08. | 17 | 0 |  | 0 | 0 | 0 | 0 | 0
28.08. | 18 | 0 |  | 0 | 0 | 0 | 0 | 0
28.08. | 19 | 0 |  | 0 | 0 | 0 | 0 | 0
28.08. | 20 | 0 |  | 0 | 0 | 0 | 0 | 0
28.08. | 21 | 0 |  | 0 | 0 | 0 | 0 | 0
28.08. | 22 | 0 |  | 0 | 0 | 0 | 0 | 0
28.08. | 23 | 0 |  | 0 | 0 | 0 | 0 | 0
28.08. | 24 | 0 |  | 0 | 0 | 0 | 0 | 0
29.08. | 1 | 0 |  | 0 | 0 | 0 | 0 | 0
29.08. | 2 | 0 |  | 0 | 0 | 0 | 0 | 0
29.08. | 3 | 0 |  | 0 | 0 | 0 | 0 | 0
29.08. | 4 | 0 |  | 0 | 0 | 0 | 0 | 0
29.08. | 5 | 0 |  | 0 | 0 | 0 | 0 | 0
29.08. | 6 | 0 |  | 0 | 0 | 0 | 0 | 0
29.08. | 7 | 0 |  | 0 | 0 | 0 | 0 | 0
29.08. | 8 | 0 |  | 0 | 0 | 0 | 0 | 0
29.08. | 9 | 0 |  | 0 | 0 | 0 | 0 | 0
29.08. | 10 | 0 |  | 0 | 0 | 0 | 0 | 0
29.08. | 11 | 0 |  | 0 | 0 | 0 | 0 | 0
29.08. | 12 | 0 |  | 0 | 0 | 0 | 0 | 0
29.08. | 13 | 0 |  | 0 | 0 | 0 | 0 | 0
29.08. | 14 | 0 |  | 0 | 0 | 0 | 0 | 0
29.08. | 15 | 0 |  | 0 | 0 | 0 | 0 | 0
29.08. | 16 | 0 |  | 0 | 0 | 0 | 0 | 0
29.08. | 17 | 0 |  | 0 | 0 | 0 | 0 | 0
29.08. | 18 | 0 |  | 0 | 0 | 0 | 0 | 0
29.08. | 19 | 0 |  | 0 | 0 | 0 | 0 | 0
29.08. | 20 | 0 |  | 0 | 0 | 0 | 0 | 0
29.08. | 21 | 0 |  | 0 | 0 | 0 | 0 | 0
29.08. | 22 | 0 |  | 0 | 0 | 0 | 0 | 0
29.08. | 23 | 0 |  | 0 | 0 | 0 | 0 | 0
29.08. | 24 | 0 |  | 0 | 0 | 0 | 0 | 0
30.08. | 1 | 0 |  | 0 | 0 | 0 | 0 | 0
30.08. | 2 | 0 |  | 0 | 0 | 0 | 0 | 0
30.08. | 3 | 0 |  | 0 | 0 | 0 | 0 | 0
30.08. | 4 | 0 |  | 0 | 0 | 0 | 0 | 0
30.08. | 5 | 0 |  | 0 | 0 | 0 | 0 | 0
30.08. | 6 | 0 |  | 0 | 0 | 0 | 0 | 0
30.08. | 7 | 0 |  | 0 | 0 | 0 | 0 | 0
30.08. | 8 | 0 |  | 0 | 0 | 0 | 0 | 0
30.08. | 9 | 0 |  | 0 | 0 | 0 | 0 | 0
30.08. | 10 | 0 |  | 0 | 0 | 0 | 0 | 0
30.08. | 11 | 0 |  | 0 | 0 | 0 | 0 | 0
30.08. | 12 | 0 |  | 0 | 0 | 0 | 0 | 0
30.08. | 13 | 0 |  | 0 | 0 | 0 | 0 | 0
30.08. | 14 | 0 |  | 0 | 0 | 0 | 0 | 0
30.08. | 15 | 0 |  | 0 | 0 | 0 | 0 | 0
30.08. | 16 | 0 |  | 0 | 0 | 0 | 0 | 0
30.08. | 17 | 0 |  | 0 | 0 | 0 | 0 | 0
30.08. | 18 | 0 |  | 0 | 0 | 0 | 0 | 0
30.08. | 19 | 0 |  | 0 | 0 | 0 | 0 | 0
30.08. | 20 | 0 |  | 0 | 0 | 0 | 0 | 0
30.08. | 21 | 0 |  | 0 | 0 | 0 | 0 | 0
30.08. | 22 | 0 |  | 0 | 0 | 0 | 0 | 0
30.08. | 23 | 0 |  | 0 | 0 | 0 | 0 | 0
30.08. | 24 | 0 |  | 0 | 0 | 0 | 0 | 0
31.08. | 1 | 0 |  | 0 | 0 | 0 | 0 | 0
31.08. | 2 | 0 |  | 0 | 0 | 0 | 0 | 0
31.08. | 3 | 0 |  | 0 | 0 | 0 | 0 | 0
31.08. | 4 | 0 |  | 0 | 0 | 0 | 0 | 0
31.08. | 5 | 0 |  | 0 | 0 | 0 | 0 | 0
31.08. | 6 | 0 |  | 0 | 0 | 0 | 0 | 0
31.08. | 7 | 0 |  | 0 | 0 | 0 | 0 | 0
31.08. | 8 | 0 |  | 0 | 0 | 0 | 0 | 0
31.08. | 9 | 0 |  | 0 | 0 | 0 | 0 | 0
31.08. | 10 | 0 |  | 0 | 0 | 0 | 0 | 0
31.08. | 11 | 0 |  | 0 | 0 | 0 | 0 | 0
31.08. | 12 | 0 |  | 0 | 0 | 0 | 0 | 0
31.08. | 13 | 0 |  | 0 | 0 | 0 | 0 | 0
31.08. | 14 | 0 |  | 0 | 0 | 0 | 0 | 0
31.08. | 15 | 0 |  | 0 | 0 | 0 | 0 | 0
31.08. | 16 | 0 |  | 0 | 0 | 0 | 0 | 0
31.08. | 17 | 0 |  | 0 | 0 | 0 | 0 | 0
31.08. | 18 | 0 |  | 0 | 0 | 0 | 0 | 0
31.08. | 19 | 0 |  | 0 | 0 | 0 | 0 | 0
31.08. | 20 | 0 |  | 0 | 0 | 0 | 0 | 0
31.08. | 21 | 0 |  | 0 | 0 | 0 | 0 | 0
31.08. | 22 | 0 |  | 0 | 0 | 0 | 0 | 0
31.08. | 23 | 0 |  | 0 | 0 | 0 | 0 | 0
31.08. | 24 | 0 |  | 0 | 0 | 0 | 0 | 0
01.09. | 1 | 0 |  | 0 | 0 | 0 | 0 | 0
01.09. | 2 | 0 |  | 0 | 0 | 0 | 0 | 0
01.09. | 3 | 0 |  | 0 | 0 | 0 | 0 | 0
01.09. | 4 | 0 |  | 0 | 0 | 0 | 0 | 0
01.09. | 5 | 0 |  | 0 | 0 | 0 | 0 | 0
01.09. | 6 | 0 |  | 0 | 0 | 0 | 0 | 0
01.09. | 7 | 0 |  | 0 | 0 | 0 | 0 | 0
01.09. | 8 | 0 |  | 0 | 0 | 0 | 0 | 0
01.09. | 9 | 0 |  | 0 | 0 | 0 | 0 | 0
01.09. | 10 | 0 |  | 0 | 0 | 0 | 0 | 0
01.09. | 11 | 0 |  | 0 | 0 | 0 | 0 | 0
01.09. | 12 | 0 |  | 0 | 0 | 0 | 0 | 0
01.09. | 13 | 0 |  | 0 | 0 | 0 | 0 | 0
01.09. | 14 | 0 |  | 0 | 0 | 0 | 0 | 0
01.09. | 15 | 0 |  | 0 | 0 | 0 | 0 | 0
01.09. | 16 | 0 |  | 0 | 0 | 0 | 0 | 0
01.09. | 17 | 0 |  | 0 | 0 | 0 | 0 | 0
01.09. | 18 | 0 |  | 0 | 0 | 0 | 0 | 0
01.09. | 19 | 0 |  | 0 | 0 | 0 | 0 | 0
01.09. | 20 | 0 |  | 0 | 0 | 0 | 0 | 0
01.09. | 21 | 0 |  | 0 | 0 | 0 | 0 | 0
01.09. | 22 | 0 |  | 0 | 0 | 0 | 0 | 0
01.09. | 23 | 0 |  | 0 | 0 | 0 | 0 | 0
01.09. | 24 | 0 |  | 0 | 0 | 0 | 0 | 0
02.09. | 1 | 0 |  | 0 | 0 | 0 | 0 | 0
02.09. | 2 | 0 |  | 0 | 0 | 0 | 0 | 0
02.09. | 3 | 0 |  | 0 | 0 | 0 | 0 | 0
02.09. | 4 | 0 |  | 0 | 0 | 0 | 0 | 0
02.09. | 5 | 0 |  | 0 | 0 | 0 | 0 | 0
02.09. | 6 | 0 |  | 0 | 0 | 0 | 0 | 0
02.09. | 7 | 0 |  | 0 | 0 | 0 | 0 | 0
02.09. | 8 | 0 |  | 0 | 0 | 0 | 0 | 0
02.09. | 9 | 0 |  | 0 | 0 | 0 | 0 | 0
02.09. | 10 | 0 |  | 0 | 0 | 0 | 0 | 0
02.09. | 11 | 0 |  | 0 | 0 | 0 | 0 | 0
02.09. | 12 | 0 |  | 0 | 0 | 0 | 0 | 0
02.09. | 13 | 0 |  | 0 | 0 | 0 | 0 | 0
02.09. | 14 | 0 |  | 0 | 0 | 0 | 0 | 0
02.09. | 15 | 0 |  | 0 | 0 | 0 | 0 | 0
02.09. | 16 | 0 |  | 0 | 0 | 0 | 0 | 0
02.09. | 17 | 0 |  | 0 | 0 | 0 | 0 | 0
02.09. | 18 | 0 |  | 0 | 0 | 0 | 0 | 0
02.09. | 19 | 0 |  | 0 | 0 | 0 | 0 | 0
02.09. | 20 | 0 |  | 0 | 0 | 0 | 0 | 0
02.09. | 21 | 0 |  | 0 | 0 | 0 | 0 | 0
02.09. | 22 | 0 |  | 0 | 0 | 0 | 0 | 0
02.09. | 23 | 0 |  | 0 | 0 | 0 | 0 | 0
02.09. | 24 | 0 |  | 0 | 0 | 0 | 0 | 0
03.09. | 1 | 0 |  | 0 | 0 | 0 | 0 | 0
03.09. | 2 | 0 |  | 0 | 0 | 0 | 0 | 0
03.09. | 3 | 0 |  | 0 | 0 | 0 | 0 | 0
03.09. | 4 | 0 |  | 0 | 0 | 0 | 0 | 0
03.09. | 5 | 0 |  | 0 | 0 | 0 | 0 | 0
03.09. | 6 | 0 |  | 0 | 0 | 0 | 0 | 0
03.09. | 7 | 0 |  | 0 | 0 | 0 | 0 | 0
03.09. | 8 | 0 |  | 0 | 0 | 0 | 0 | 0
03.09. | 9 | 0 |  | 0 | 0 | 0 | 0 | 0
03.09. | 10 | 0 |  | 0 | 0 | 0 | 0 | 0
03.09. | 11 | 0 |  | 0 | 0 | 0 | 0 | 0
03.09. | 12 | 0 |  | 0 | 0 | 0 | 0 | 0
03.09. | 13 | 0 |  | 0 | 0 | 0 | 0 | 0
03.09. | 14 | 0 |  | 0 | 0 | 0 | 0 | 0
03.09. | 15 | 0 |  | 0 | 0 | 0 | 0 | 0
03.09. | 16 | 0 |  | 0 | 0 | 0 | 0 | 0
03.09. | 17 | 0 |  | 0 | 0 | 0 | 0 | 0
03.09. | 18 | 0 |  | 0 | 0 | 0 | 0 | 0
03.09. | 19 | 0 |  | 0 | 0 | 0 | 0 | 0
03.09. | 20 | 0 |  | 0 | 0 | 0 | 0 | 0
03.09. | 21 | 0 |  | 0 | 0 | 0 | 0 | 0
03.09. | 22 | 0 |  | 0 | 0 | 0 | 0 | 0
03.09. | 23 | 0 |  | 0 | 0 | 0 | 0 | 0
03.09. | 24 | 0 |  | 0 | 0 | 0 | 0 | 0
04.09. | 1 | 0 |  | 0 | 0 | 0 | 0 | 0
04.09. | 2 | 0 |  | 0 | 0 | 0 | 0 | 0
04.09. | 3 | 0 |  | 0 | 0 | 0 | 0 | 0
04.09. | 4 | 0 |  | 0 | 0 | 0 | 0 | 0
04.09. | 5 | 0 |  | 0 | 0 | 0 | 0 | 0
04.09. | 6 | 0 |  | 0 | 0 | 0 | 0 | 0
04.09. | 7 | 0 |  | 0 | 0 | 0 | 0 | 0
04.09. | 8 | 0 |  | 0 | 0 | 0 | 0 | 0
04.09. | 9 | 0 |  | 0 | 0 | 0 | 0 | 0
04.09. | 10 | 0 |  | 0 | 0 | 0 | 0 | 0
04.09. | 11 | 0 |  | 0 | 0 | 0 | 0 | 0
04.09. | 12 | 0 |  | 0 | 0 | 0 | 0 | 0
04.09. | 13 | 0 |  | 0 | 0 | 0 | 0 | 0
04.09. | 14 | 0 |  | 0 | 0 | 0 | 0 | 0
04.09. | 15 | 0 |  | 0 | 0 | 0 | 0 | 0
04.09. | 16 | 0 |  | 0 | 0 | 0 | 0 | 0
04.09. | 17 | 0 |  | 0 | 0 | 0 | 0 | 0
04.09. | 18 | 0 |  | 0 | 0 | 0 | 0 | 0
04.09. | 19 | 0 |  | 0 | 0 | 0 | 0 | 0
04.09. | 20 | 0 |  | 0 | 0 | 0 | 0 | 0
04.09. | 21 | 0 |  | 0 | 0 | 0 | 0 | 0
04.09. | 22 | 0 |  | 0 | 0 | 0 | 0 | 0
04.09. | 23 | 0 |  | 0 | 0 | 0 | 0 | 0
04.09. | 24 | 0 |  | 0 | 0 | 0 | 0 | 0
05.09. | 1 | 0 |  | 0 | 0 | 0 | 0 | 0
05.09. | 2 | 0 |  | 0 | 0 | 0 | 0 | 0
05.09. | 3 | 0 |  | 0 | 0 | 0 | 0 | 0
05.09. | 4 | 0 |  | 0 | 0 | 0 | 0 | 0
05.09. | 5 | 0 |  | 0 | 0 | 0 | 0 | 0
05.09. | 6 | 0 |  | 0 | 0 | 0 | 0 | 0
05.09. | 7 | 0 |  | 0 | 0 | 0 | 0 | 0
05.09. | 8 | 0 |  | 0 | 0 | 0 | 0 | 0
05.09. | 9 | 0 |  | 0 | 0 | 0 | 0 | 0
05.09. | 10 | 0 |  | 0 | 0 | 0 | 0 | 0
05.09. | 11 | 0 |  | 0 | 0 | 0 | 0 | 0
05.09. | 12 | 0 |  | 0 | 0 | 0 | 0 | 0
05.09. | 13 | 0 |  | 0 | 0 | 0 | 0 | 0
05.09. | 14 | 0 |  | 0 | 0 | 0 | 0 | 0
05.09. | 15 | 0 |  | 0 | 0 | 0 | 0 | 0
05.09. | 16 | 0 |  | 0 | 0 | 0 | 0 | 0
05.09. | 17 | 0 |  | 0 | 0 | 0 | 0 | 0
05.09. | 18 | 0 |  | 0 | 0 | 0 | 0 | 0
05.09. | 19 | 0 |  | 0 | 0 | 0 | 0 | 0
05.09. | 20 | 0 |  | 0 | 0 | 0 | 0 | 0
05.09. | 21 | 0 |  | 0 | 0 | 0 | 0 | 0
05.09. | 22 | 0 |  | 0 | 0 | 0 | 0 | 0
05.09. | 23 | 0 |  | 0 | 0 | 0 | 0 | 0
05.09. | 24 | 0 |  | 0 | 0 | 0 | 0 | 0
06.09. | 1 | 0 |  | 0 | 0 | 0 | 0 | 0
06.09. | 2 | 0 |  | 0 | 0 | 0 | 0 | 0
06.09. | 3 | 0 |  | 0 | 0 | 0 | 0 | 0
06.09. | 4 | 0 |  | 0 | 0 | 0 | 0 | 0
06.09. | 5 | 0 |  | 0 | 0 | 0 | 0 | 0
06.09. | 6 | 0 |  | 0 | 0 | 0 | 0 | 0
06.09. | 7 | 0 |  | 0 | 0 | 0 | 0 | 0
06.09. | 8 | 0 |  | 0 | 0 | 0 | 0 | 0
06.09. | 9 | 0 |  | 0 | 0 | 0 | 0 | 0
06.09. | 10 | 0 |  | 0 | 0 | 0 | 0 | 0
06.09. | 11 | 0 |  | 0 | 0 | 0 | 0 | 0
06.09. | 12 | 0 |  | 0 | 0 | 0 | 0 | 0
06.09. | 13 | 0 |  | 0 | 0 | 0 | 0 | 0
06.09. | 14 | 0 |  | 0 | 0 | 0 | 0 | 0
06.09. | 15 | 0 |  | 0 | 0 | 0 | 0 | 0
06.09. | 16 | 0 |  | 0 | 0 | 0 | 0 | 0
06.09. | 17 | 0 |  | 0 | 0 | 0 | 0 | 0
06.09. | 18 | 0 |  | 0 | 0 | 0 | 0 | 0
06.09. | 19 | 0 |  | 0 | 0 | 0 | 0 | 0
06.09. | 20 | 0 |  | 0 | 0 | 0 | 0 | 0
06.09. | 21 | 0 |  | 0 | 0 | 0 | 0 | 0
06.09. | 22 | 0 |  | 0 | 0 | 0 | 0 | 0
06.09. | 23 | 0 |  | 0 | 0 | 0 | 0 | 0
06.09. | 24 | 0 |  | 0 | 0 | 0 | 0 | 0
07.09. | 1 | 0 |  | 0 | 0 | 0 | 0 | 0
07.09. | 2 | 0 |  | 0 | 0 | 0 | 0 | 0
07.09. | 3 | 0 |  | 0 | 0 | 0 | 0 | 0
07.09. | 4 | 0 |  | 0 | 0 | 0 | 0 | 0
07.09. | 5 | 0 |  | 0 | 0 | 0 | 0 | 0
07.09. | 6 | 0 |  | 0 | 0 | 0 | 0 | 0
07.09. | 7 | 0 |  | 0 | 0 | 0 | 0 | 0
07.09. | 8 | 0 |  | 0 | 0 | 0 | 0 | 0
07.09. | 9 | 0 |  | 0 | 0 | 0 | 0 | 0
07.09. | 10 | 0 |  | 0 | 0 | 0 | 0 | 0
07.09. | 11 | 0 |  | 0 | 0 | 0 | 0 | 0
07.09. | 12 | 0 |  | 0 | 0 | 0 | 0 | 0
07.09. | 13 | 0 |  | 0 | 0 | 0 | 0 | 0
07.09. | 14 | 0 |  | 0 | 0 | 0 | 0 | 0
07.09. | 15 | 0 |  | 0 | 0 | 0 | 0 | 0
07.09. | 16 | 0 |  | 0 | 0 | 0 | 0 | 0
07.09. | 17 | 0 |  | 0 | 0 | 0 | 0 | 0
07.09. | 18 | 0 |  | 0 | 0 | 0 | 0 | 0
07.09. | 19 | 0 |  | 0 | 0 | 0 | 0 | 0
07.09. | 20 | 0 |  | 0 | 0 | 0 | 0 | 0
07.09. | 21 | 0 |  | 0 | 0 | 0 | 0 | 0
07.09. | 22 | 0 |  | 0 | 0 | 0 | 0 | 0
07.09. | 23 | 0 |  | 0 | 0 | 0 | 0 | 0
07.09. | 24 | 0 |  | 0 | 0 | 0 | 0 | 0
08.09. | 1 | 0 |  | 0 | 0 | 0 | 0 | 0
08.09. | 2 | 0 |  | 0 | 0 | 0 | 0 | 0
08.09. | 3 | 0 |  | 0 | 0 | 0 | 0 | 0
08.09. | 4 | 0 |  | 0 | 0 | 0 | 0 | 0
08.09. | 5 | 0 |  | 0 | 0 | 0 | 0 | 0
08.09. | 6 | 0 |  | 0 | 0 | 0 | 0 | 0
08.09. | 7 | 0 |  | 0 | 0 | 0 | 0 | 0
08.09. | 8 | 0 |  | 0 | 0 | 0 | 0 | 0
08.09. | 9 | 0 |  | 0 | 0 | 0 | 0 | 0
08.09. | 10 | 0 |  | 0 | 0 | 0 | 0 | 0
08.09. | 11 | 0 |  | 0 | 0 | 0 | 0 | 0
08.09. | 12 | 0 |  | 0 | 0 | 0 | 0 | 0
08.09. | 13 | 0 |  | 0 | 0 | 0 | 0 | 0
08.09. | 14 | 0 |  | 0 | 0 | 0 | 0 | 0
08.09. | 15 | 0 |  | 0 | 0 | 0 | 0 | 0
08.09. | 16 | 0 |  | 0 | 0 | 0 | 0 | 0
08.09. | 17 | 0 |  | 0 | 0 | 0 | 0 | 0
08.09. | 18 | 0 |  | 0 | 0 | 0 | 0 | 0
08.09. | 19 | 0 |  | 0 | 0 | 0 | 0 | 0
08.09. | 20 | 0 |  | 0 | 0 | 0 | 0 | 0
08.09. | 21 | 0 |  | 0 | 0 | 0 | 0 | 0
08.09. | 22 | 0 |  | 0 | 0 | 0 | 0 | 0
08.09. | 23 | 0 |  | 0 | 0 | 0 | 0 | 0
08.09. | 24 | 0 |  | 0 | 0 | 0 | 0 | 0
09.09. | 1 | 0 |  | 0 | 0 | 0 | 0 | 0
09.09. | 2 | 0 |  | 0 | 0 | 0 | 0 | 0
09.09. | 3 | 0 |  | 0 | 0 | 0 | 0 | 0
09.09. | 4 | 0 |  | 0 | 0 | 0 | 0 | 0
09.09. | 5 | 0 |  | 0 | 0 | 0 | 0 | 0
09.09. | 6 | 0 |  | 0 | 0 | 0 | 0 | 0
09.09. | 7 | 0 |  | 0 | 0 | 0 | 0 | 0
09.09. | 8 | 0 |  | 0 | 0 | 0 | 0 | 0
09.09. | 9 | 0 |  | 0 | 0 | 0 | 0 | 0
09.09. | 10 | 0 |  | 0 | 0 | 0 | 0 | 0
09.09. | 11 | 0 |  | 0 | 0 | 0 | 0 | 0
09.09. | 12 | 0 |  | 0 | 0 | 0 | 0 | 0
09.09. | 13 | 0 |  | 0 | 0 | 0 | 0 | 0
09.09. | 14 | 0 |  | 0 | 0 | 0 | 0 | 0
09.09. | 15 | 0 |  | 0 | 0 | 0 | 0 | 0
09.09. | 16 | 0 |  | 0 | 0 | 0 | 0 | 0
09.09. | 17 | 0 |  | 0 | 0 | 0 | 0 | 0
09.09. | 18 | 0 |  | 0 | 0 | 0 | 0 | 0
09.09. | 19 | 0 |  | 0 | 0 | 0 | 0 | 0
09.09. | 20 | 0 |  | 0 | 0 | 0 | 0 | 0
09.09. | 21 | 0 |  | 0 | 0 | 0 | 0 | 0
09.09. | 22 | 0 |  | 0 | 0 | 0 | 0 | 0
09.09. | 23 | 0 |  | 0 | 0 | 0 | 0 | 0
09.09. | 24 | 0 |  | 0 | 0 | 0 | 0 | 0
10.09. | 1 | 0 |  | 0 | 0 | 0 | 0 | 0
10.09. | 2 | 0 |  | 0 | 0 | 0 | 0 | 0
10.09. | 3 | 0 |  | 0 | 0 | 0 | 0 | 0
10.09. | 4 | 0 |  | 0 | 0 | 0 | 0 | 0
10.09. | 5 | 0 |  | 0 | 0 | 0 | 0 | 0
10.09. | 6 | 0 |  | 0 | 0 | 0 | 0 | 0
10.09. | 7 | 0 |  | 0 | 0 | 0 | 0 | 0
10.09. | 8 | 0 |  | 0 | 0 | 0 | 0 | 0
10.09. | 9 | 0 |  | 0 | 0 | 0 | 0 | 0
10.09. | 10 | 0 |  | 0 | 0 | 0 | 0 | 0
10.09. | 11 | 0 |  | 0 | 0 | 0 | 0 | 0
10.09. | 12 | 0 |  | 0 | 0 | 0 | 0 | 0
10.09. | 13 | 0 |  | 0 | 0 | 0 | 0 | 0
10.09. | 14 | 0 |  | 0 | 0 | 0 | 0 | 0
10.09. | 15 | 0 |  | 0 | 0 | 0 | 0 | 0
10.09. | 16 | 0 |  | 0 | 0 | 0 | 0 | 0
10.09. | 17 | 0 |  | 0 | 0 | 0 | 0 | 0
10.09. | 18 | 0 |  | 0 | 0 | 0 | 0 | 0
10.09. | 19 | 0 |  | 0 | 0 | 0 | 0 | 0
10.09. | 20 | 0 |  | 0 | 0 | 0 | 0 | 0
10.09. | 21 | 0 |  | 0 | 0 | 0 | 0 | 0
10.09. | 22 | 0 |  | 0 | 0 | 0 | 0 | 0
10.09. | 23 | 0 |  | 0 | 0 | 0 | 0 | 0
10.09. | 24 | 0 |  | 0 | 0 | 0 | 0 | 0
11.09. | 1 | 0 |  | 0 | 0 | 0 | 0 | 0
11.09. | 2 | 0 |  | 0 | 0 | 0 | 0 | 0
11.09. | 3 | 0 |  | 0 | 0 | 0 | 0 | 0
11.09. | 4 | 0 |  | 0 | 0 | 0 | 0 | 0
11.09. | 5 | 0 |  | 0 | 0 | 0 | 0 | 0
11.09. | 6 | 0 |  | 0 | 0 | 0 | 0 | 0
11.09. | 7 | 0 |  | 0 | 0 | 0 | 0 | 0
11.09. | 8 | 0 |  | 0 | 0 | 0 | 0 | 0
11.09. | 9 | 0 |  | 0 | 0 | 0 | 0 | 0
11.09. | 10 | 0 |  | 0 | 0 | 0 | 0 | 0
11.09. | 11 | 0 |  | 0 | 0 | 0 | 0 | 0
11.09. | 12 | 0 |  | 0 | 0 | 0 | 0 | 0
11.09. | 13 | 0 |  | 0 | 0 | 0 | 0 | 0
11.09. | 14 | 0 |  | 0 | 0 | 0 | 0 | 0
11.09. | 15 | 0 |  | 0 | 0 | 0 | 0 | 0
11.09. | 16 | 0 |  | 0 | 0 | 0 | 0 | 0
11.09. | 17 | 0 |  | 0 | 0 | 0 | 0 | 0
11.09. | 18 | 0 |  | 0 | 0 | 0 | 0 | 0
11.09. | 19 | 0 |  | 0 | 0 | 0 | 0 | 0
11.09. | 20 | 0 |  | 0 | 0 | 0 | 0 | 0
11.09. | 21 | 0 |  | 0 | 0 | 0 | 0 | 0
11.09. | 22 | 0 |  | 0 | 0 | 0 | 0 | 0
11.09. | 23 | 0 |  | 0 | 0 | 0 | 0 | 0
11.09. | 24 | 0 |  | 0 | 0 | 0 | 0 | 0
12.09. | 1 | 0 |  | 0 | 0 | 0 | 0 | 0
12.09. | 2 | 0 |  | 0 | 0 | 0 | 0 | 0
12.09. | 3 | 0 |  | 0 | 0 | 0 | 0 | 0
12.09. | 4 | 0 |  | 0 | 0 | 0 | 0 | 0
12.09. | 5 | 0 |  | 0 | 0 | 0 | 0 | 0
12.09. | 6 | 0 |  | 0 | 0 | 0 | 0 | 0
12.09. | 7 | 0 |  | 0 | 0 | 0 | 0 | 0
12.09. | 8 | 0 |  | 0 | 0 | 0 | 0 | 0
12.09. | 9 | 0 |  | 0 | 0 | 0 | 0 | 0
12.09. | 10 | 0 |  | 0 | 0 | 0 | 0 | 0
12.09. | 11 | 0 |  | 0 | 0 | 0 | 0 | 0
12.09. | 12 | 0 |  | 0 | 0 | 0 | 0 | 0
12.09. | 13 | 0 |  | 0 | 0 | 0 | 0 | 0
12.09. | 14 | 0 |  | 0 | 0 | 0 | 0 | 0
12.09. | 15 | 0 |  | 0 | 0 | 0 | 0 | 0
12.09. | 16 | 0 |  | 0 | 0 | 0 | 0 | 0
12.09. | 17 | 0 |  | 0 | 0 | 0 | 0 | 0
12.09. | 18 | 0 |  | 0 | 0 | 0 | 0 | 0
12.09. | 19 | 0 |  | 0 | 0 | 0 | 0 | 0
12.09. | 20 | 0 |  | 0 | 0 | 0 | 0 | 0
12.09. | 21 | 0 |  | 0 | 0 | 0 | 0 | 0
12.09. | 22 | 0 |  | 0 | 0 | 0 | 0 | 0
12.09. | 23 | 0 |  | 0 | 0 | 0 | 0 | 0
12.09. | 24 | 0 |  | 0 | 0 | 0 | 0 | 0
13.09. | 1 | 0 |  | 0 | 0 | 0 | 0 | 0
13.09. | 2 | 0 |  | 0 | 0 | 0 | 0 | 0
13.09. | 3 | 0 |  | 0 | 0 | 0 | 0 | 0
13.09. | 4 | 0 |  | 0 | 0 | 0 | 0 | 0
13.09. | 5 | 0 |  | 0 | 0 | 0 | 0 | 0
13.09. | 6 | 0 |  | 0 | 0 | 0 | 0 | 0
13.09. | 7 | 0 |  | 0 | 0 | 0 | 0 | 0
13.09. | 8 | 0 |  | 0 | 0 | 0 | 0 | 0
13.09. | 9 | 0 |  | 0 | 0 | 0 | 0 | 0
13.09. | 10 | 0 |  | 0 | 0 | 0 | 0 | 0
13.09. | 11 | 0 |  | 0 | 0 | 0 | 0 | 0
13.09. | 12 | 0 |  | 0 | 0 | 0 | 0 | 0
13.09. | 13 | 0 |  | 0 | 0 | 0 | 0 | 0
13.09. | 14 | 0 |  | 0 | 0 | 0 | 0 | 0
13.09. | 15 | 0 |  | 0 | 0 | 0 | 0 | 0
13.09. | 16 | 0 |  | 0 | 0 | 0 | 0 | 0
13.09. | 17 | 0 |  | 0 | 0 | 0 | 0 | 0
13.09. | 18 | 0 |  | 0 | 0 | 0 | 0 | 0
13.09. | 19 | 0 |  | 0 | 0 | 0 | 0 | 0
13.09. | 20 | 0 |  | 0 | 0 | 0 | 0 | 0
13.09. | 21 | 0 |  | 0 | 0 | 0 | 0 | 0
13.09. | 22 | 0 |  | 0 | 0 | 0 | 0 | 0
13.09. | 23 | 0 |  | 0 | 0 | 0 | 0 | 0
13.09. | 24 | 0 |  | 0 | 0 | 0 | 0 | 0
14.09. | 1 | 0 |  | 0 | 0 | 0 | 0 | 0
14.09. | 2 | 0 |  | 0 | 0 | 0 | 0 | 0
14.09. | 3 | 0 |  | 0 | 0 | 0 | 0 | 0
14.09. | 4 | 0 |  | 0 | 0 | 0 | 0 | 0
14.09. | 5 | 0 |  | 0 | 0 | 0 | 0 | 0
14.09. | 6 | 0 |  | 0 | 0 | 0 | 0 | 0
14.09. | 7 | 0 |  | 0 | 0 | 0 | 0 | 0
14.09. | 8 | 0 |  | 0 | 0 | 0 | 0 | 0
14.09. | 9 | 0 |  | 0 | 0 | 0 | 0 | 0
14.09. | 10 | 0 |  | 0 | 0 | 0 | 0 | 0
14.09. | 11 | 0 |  | 0 | 0 | 0 | 0 | 0
14.09. | 12 | 0 |  | 0 | 0 | 0 | 0 | 0
14.09. | 13 | 0 |  | 0 | 0 | 0 | 0 | 0
14.09. | 14 | 0 |  | 0 | 0 | 0 | 0 | 0
14.09. | 15 | 0 |  | 0 | 0 | 0 | 0 | 0
14.09. | 16 | 0 |  | 0 | 0 | 0 | 0 | 0
14.09. | 17 | 0 |  | 0 | 0 | 0 | 0 | 0
14.09. | 18 | 0 |  | 0 | 0 | 0 | 0 | 0
14.09. | 19 | 0 |  | 0 | 0 | 0 | 0 | 0
14.09. | 20 | 0 |  | 0 | 0 | 0 | 0 | 0
14.09. | 21 | 0 |  | 0 | 0 | 0 | 0 | 0
14.09. | 22 | 0 |  | 0 | 0 | 0 | 0 | 0
14.09. | 23 | 0 |  | 0 | 0 | 0 | 0 | 0
14.09. | 24 | 0 |  | 0 | 0 | 0 | 0 | 0
15.09. | 1 | 0 |  | 0 | 0 | 0 | 0 | 0
15.09. | 2 | 0 |  | 0 | 0 | 0 | 0 | 0
15.09. | 3 | 0 |  | 0 | 0 | 0 | 0 | 0
15.09. | 4 | 0 |  | 0 | 0 | 0 | 0 | 0
15.09. | 5 | 0 |  | 0 | 0 | 0 | 0 | 0
15.09. | 6 | 0 |  | 0 | 0 | 0 | 0 | 0
15.09. | 7 | 0 |  | 0 | 0 | 0 | 0 | 0
15.09. | 8 | 0 |  | 0 | 0 | 0 | 0 | 0
15.09. | 9 | 0 |  | 0 | 0 | 0 | 0 | 0
15.09. | 10 | 0 |  | 0 | 0 | 0 | 0 | 0
15.09. | 11 | 0 |  | 0 | 0 | 0 | 0 | 0
15.09. | 12 | 0 |  | 0 | 0 | 0 | 0 | 0
15.09. | 13 | 0 |  | 0 | 0 | 0 | 0 | 0
15.09. | 14 | 0 |  | 0 | 0 | 0 | 0 | 0
15.09. | 15 | 0 |  | 0 | 0 | 0 | 0 | 0
15.09. | 16 | 0 |  | 0 | 0 | 0 | 0 | 0
15.09. | 17 | 0 |  | 0 | 0 | 0 | 0 | 0
15.09. | 18 | 0 |  | 0 | 0 | 0 | 0 | 0
15.09. | 19 | 0 |  | 0 | 0 | 0 | 0 | 0
15.09. | 20 | 0 |  | 0 | 0 | 0 | 0 | 0
15.09. | 21 | 0 |  | 0 | 0 | 0 | 0 | 0
15.09. | 22 | 0 |  | 0 | 0 | 0 | 0 | 0
15.09. | 23 | 0 |  | 0 | 0 | 0 | 0 | 0
15.09. | 24 | 0 |  | 0 | 0 | 0 | 0 | 0
16.09. | 1 | 0 |  | 0 | 0 | 0 | 0 | 0
16.09. | 2 | 0 |  | 0 | 0 | 0 | 0 | 0
16.09. | 3 | 0 |  | 0 | 0 | 0 | 0 | 0
16.09. | 4 | 0 |  | 0 | 0 | 0 | 0 | 0
16.09. | 5 | 0 |  | 0 | 0 | 0 | 0 | 0
16.09. | 6 | 0 |  | 0 | 0 | 0 | 0 | 0
16.09. | 7 | 0 |  | 0 | 0 | 0 | 0 | 0
16.09. | 8 | 0 |  | 0 | 0 | 0 | 0 | 0
16.09. | 9 | 0 |  | 0 | 0 | 0 | 0 | 0
16.09. | 10 | 0 |  | 0 | 0 | 0 | 0 | 0
16.09. | 11 | 0 |  | 0 | 0 | 0 | 0 | 0
16.09. | 12 | 0 |  | 0 | 0 | 0 | 0 | 0
16.09. | 13 | 0 |  | 0 | 0 | 0 | 0 | 0
16.09. | 14 | 0 |  | 0 | 0 | 0 | 0 | 0
16.09. | 15 | 0 |  | 0 | 0 | 0 | 0 | 0
16.09. | 16 | 0 |  | 0 | 0 | 0 | 0 | 0
16.09. | 17 | 0 |  | 0 | 0 | 0 | 0 | 0
16.09. | 18 | 0 |  | 0 | 0 | 0 | 0 | 0
16.09. | 19 | 0 |  | 0 | 0 | 0 | 0 | 0
16.09. | 20 | 0 |  | 0 | 0 | 0 | 0 | 0
16.09. | 21 | 0 |  | 0 | 0 | 0 | 0 | 0
16.09. | 22 | 0 |  | 0 | 0 | 0 | 0 | 0
16.09. | 23 | 0 |  | 0 | 0 | 0 | 0 | 0
16.09. | 24 | 0 |  | 0 | 0 | 0 | 0 | 0
17.09. | 1 | 0 |  | 0 | 0 | 0 | 0 | 0
17.09. | 2 | 0 |  | 0 | 0 | 0 | 0 | 0
17.09. | 3 | 0 |  | 0 | 0 | 0 | 0 | 0
17.09. | 4 | 0 |  | 0 | 0 | 0 | 0 | 0
17.09. | 5 | 0 |  | 0 | 0 | 0 | 0 | 0
17.09. | 6 | 0 |  | 0 | 0 | 0 | 0 | 0
17.09. | 7 | 0 |  | 0 | 0 | 0 | 0 | 0
17.09. | 8 | 0 |  | 0 | 0 | 0 | 0 | 0
17.09. | 9 | 0 |  | 0 | 0 | 0 | 0 | 0
17.09. | 10 | 0 |  | 0 | 0 | 0 | 0 | 0
17.09. | 11 | 0 |  | 0 | 0 | 0 | 0 | 0
17.09. | 12 | 0 |  | 0 | 0 | 0 | 0 | 0
17.09. | 13 | 0 |  | 0 | 0 | 0 | 0 | 0
17.09. | 14 | 0 |  | 0 | 0 | 0 | 0 | 0
17.09. | 15 | 0 |  | 0 | 0 | 0 | 0 | 0
17.09. | 16 | 0 |  | 0 | 0 | 0 | 0 | 0
17.09. | 17 | 0 |  | 0 | 0 | 0 | 0 | 0
17.09. | 18 | 0 |  | 0 | 0 | 0 | 0 | 0
17.09. | 19 | 0 |  | 0 | 0 | 0 | 0 | 0
17.09. | 20 | 0 |  | 0 | 0 | 0 | 0 | 0
17.09. | 21 | 0 |  | 0 | 0 | 0 | 0 | 0
17.09. | 22 | 0 |  | 0 | 0 | 0 | 0 | 0
17.09. | 23 | 0 |  | 0 | 0 | 0 | 0 | 0
17.09. | 24 | 0 |  | 0 | 0 | 0 | 0 | 0
18.09. | 1 | 0 |  | 0 | 0 | 0 | 0 | 0
18.09. | 2 | 0 |  | 0 | 0 | 0 | 0 | 0
18.09. | 3 | 0 |  | 0 | 0 | 0 | 0 | 0
18.09. | 4 | 0 |  | 0 | 0 | 0 | 0 | 0
18.09. | 5 | 0 |  | 0 | 0 | 0 | 0 | 0
18.09. | 6 | 0 |  | 0 | 0 | 0 | 0 | 0
18.09. | 7 | 0 |  | 0 | 0 | 0 | 0 | 0
18.09. | 8 | 0 |  | 0 | 0 | 0 | 0 | 0
18.09. | 9 | 0 |  | 0 | 0 | 0 | 0 | 0
18.09. | 10 | 0 |  | 0 | 0 | 0 | 0 | 0
18.09. | 11 | 0 |  | 0 | 0 | 0 | 0 | 0
18.09. | 12 | 0 |  | 0 | 0 | 0 | 0 | 0
18.09. | 13 | 0 |  | 0 | 0 | 0 | 0 | 0
18.09. | 14 | 0 |  | 0 | 0 | 0 | 0 | 0
18.09. | 15 | 0 |  | 0 | 0 | 0 | 0 | 0
18.09. | 16 | 0 |  | 0 | 0 | 0 | 0 | 0
18.09. | 17 | 0 |  | 0 | 0 | 0 | 0 | 0
18.09. | 18 | 0 |  | 0 | 0 | 0 | 0 | 0
18.09. | 19 | 0 |  | 0 | 0 | 0 | 0 | 0
18.09. | 20 | 0 |  | 0 | 0 | 0 | 0 | 0
18.09. | 21 | 0 |  | 0 | 0 | 0 | 0 | 0
18.09. | 22 | 0 |  | 0 | 0 | 0 | 0 | 0
18.09. | 23 | 0 |  | 0 | 0 | 0 | 0 | 0
18.09. | 24 | 0 |  | 0 | 0 | 0 | 0 | 0
19.09. | 1 | 0 |  | 0 | 0 | 0 | 0 | 0
19.09. | 2 | 0 |  | 0 | 0 | 0 | 0 | 0
19.09. | 3 | 0 |  | 0 | 0 | 0 | 0 | 0
19.09. | 4 | 0 |  | 0 | 0 | 0 | 0 | 0
19.09. | 5 | 0 |  | 0 | 0 | 0 | 0 | 0
19.09. | 6 | 0 |  | 0 | 0 | 0 | 0 | 0
19.09. | 7 | 0 |  | 0 | 0 | 0 | 0 | 0
19.09. | 8 | 0 |  | 0 | 0 | 0 | 0 | 0
19.09. | 9 | 0 |  | 0 | 0 | 0 | 0 | 0
19.09. | 10 | 0 |  | 0 | 0 | 0 | 0 | 0
19.09. | 11 | 0 |  | 0 | 0 | 0 | 0 | 0
19.09. | 12 | 0 |  | 0 | 0 | 0 | 0 | 0
19.09. | 13 | 0 |  | 0 | 0 | 0 | 0 | 0
19.09. | 14 | 0 |  | 0 | 0 | 0 | 0 | 0
19.09. | 15 | 0 |  | 0 | 0 | 0 | 0 | 0
19.09. | 16 | 0 |  | 0 | 0 | 0 | 0 | 0
19.09. | 17 | 0 |  | 0 | 0 | 0 | 0 | 0
19.09. | 18 | 0 |  | 0 | 0 | 0 | 0 | 0
19.09. | 19 | 0 |  | 0 | 0 | 0 | 0 | 0
19.09. | 20 | 0 |  | 0 | 0 | 0 | 0 | 0
19.09. | 21 | 0 |  | 0 | 0 | 0 | 0 | 0
19.09. | 22 | 0 |  | 0 | 0 | 0 | 0 | 0
19.09. | 23 | 0 |  | 0 | 0 | 0 | 0 | 0
19.09. | 24 | 0 |  | 0 | 0 | 0 | 0 | 0
20.09. | 1 | 0 |  | 0 | 0 | 0 | 0 | 0
20.09. | 2 | 0 |  | 0 | 0 | 0 | 0 | 0
20.09. | 3 | 0 |  | 0 | 0 | 0 | 0 | 0
20.09. | 4 | 0 |  | 0 | 0 | 0 | 0 | 0
20.09. | 5 | 0 |  | 0 | 0 | 0 | 0 | 0
20.09. | 6 | 0 |  | 0 | 0 | 0 | 0 | 0
20.09. | 7 | 0 |  | 0 | 0 | 0 | 0 | 0
20.09. | 8 | 0 |  | 0 | 0 | 0 | 0 | 0
20.09. | 9 | 0 |  | 0 | 0 | 0 | 0 | 0
20.09. | 10 | 0 |  | 0 | 0 | 0 | 0 | 0
20.09. | 11 | 0 |  | 0 | 0 | 0 | 0 | 0
20.09. | 12 | 0 |  | 0 | 0 | 0 | 0 | 0
20.09. | 13 | 0 |  | 0 | 0 | 0 | 0 | 0
20.09. | 14 | 0 |  | 0 | 0 | 0 | 0 | 0
20.09. | 15 | 0 |  | 0 | 0 | 0 | 0 | 0
20.09. | 16 | 0 |  | 0 | 0 | 0 | 0 | 0
20.09. | 17 | 0 |  | 0 | 0 | 0 | 0 | 0
20.09. | 18 | 0 |  | 0 | 0 | 0 | 0 | 0
20.09. | 19 | 0 |  | 0 | 0 | 0 | 0 | 0
20.09. | 20 | 0 |  | 0 | 0 | 0 | 0 | 0
20.09. | 21 | 0 |  | 0 | 0 | 0 | 0 | 0
20.09. | 22 | 0 |  | 0 | 0 | 0 | 0 | 0
20.09. | 23 | 0 |  | 0 | 0 | 0 | 0 | 0
20.09. | 24 | 0 |  | 0 | 0 | 0 | 0 | 0
21.09. | 1 | 0 |  | 0 | 0 | 0 | 0 | 0
21.09. | 2 | 0 |  | 0 | 0 | 0 | 0 | 0
21.09. | 3 | 0 |  | 0 | 0 | 0 | 0 | 0
21.09. | 4 | 0 |  | 0 | 0 | 0 | 0 | 0
21.09. | 5 | 0 |  | 0 | 0 | 0 | 0 | 0
21.09. | 6 | 0 |  | 0 | 0 | 0 | 0 | 0
21.09. | 7 | 0 |  | 0 | 0 | 0 | 0 | 0
21.09. | 8 | 0 |  | 0 | 0 | 0 | 0 | 0
21.09. | 9 | 0 |  | 0 | 0 | 0 | 0 | 0
21.09. | 10 | 0 |  | 0 | 0 | 0 | 0 | 0
21.09. | 11 | 0 |  | 0 | 0 | 0 | 0 | 0
21.09. | 12 | 0 |  | 0 | 0 | 0 | 0 | 0
21.09. | 13 | 0 |  | 0 | 0 | 0 | 0 | 0
21.09. | 14 | 0 |  | 0 | 0 | 0 | 0 | 0
21.09. | 15 | 0 |  | 0 | 0 | 0 | 0 | 0
21.09. | 16 | 0 |  | 0 | 0 | 0 | 0 | 0
21.09. | 17 | 0 |  | 0 | 0 | 0 | 0 | 0
21.09. | 18 | 0 |  | 0 | 0 | 0 | 0 | 0
21.09. | 19 | 0 |  | 0 | 0 | 0 | 0 | 0
21.09. | 20 | 0 |  | 0 | 0 | 0 | 0 | 0
21.09. | 21 | 0 |  | 0 | 0 | 0 | 0 | 0
21.09. | 22 | 0 |  | 0 | 0 | 0 | 0 | 0
21.09. | 23 | 0 |  | 0 | 0 | 0 | 0 | 0
21.09. | 24 | 0 |  | 0 | 0 | 0 | 0 | 0
22.09. | 1 | 0 |  | 0 | 0 | 0 | 0 | 0
22.09. | 2 | 0 |  | 0 | 0 | 0 | 0 | 0
22.09. | 3 | 0 |  | 0 | 0 | 0 | 0 | 0
22.09. | 4 | 0 |  | 0 | 0 | 0 | 0 | 0
22.09. | 5 | 0 |  | 0 | 0 | 0 | 0 | 0
22.09. | 6 | 0 |  | 0 | 0 | 0 | 0 | 0
22.09. | 7 | 0 |  | 0 | 0 | 0 | 0 | 0
22.09. | 8 | 0 |  | 0 | 0 | 0 | 0 | 0
22.09. | 9 | 0 |  | 0 | 0 | 0 | 0 | 0
22.09. | 10 | 0 |  | 0 | 0 | 0 | 0 | 0
22.09. | 11 | 0 |  | 0 | 0 | 0 | 0 | 0
22.09. | 12 | 0 |  | 0 | 0 | 0 | 0 | 0
22.09. | 13 | 0 |  | 0 | 0 | 0 | 0 | 0
22.09. | 14 | 0 |  | 0 | 0 | 0 | 0 | 0
22.09. | 15 | 0 |  | 0 | 0 | 0 | 0 | 0
22.09. | 16 | 0 |  | 0 | 0 | 0 | 0 | 0
22.09. | 17 | 0 |  | 0 | 0 | 0 | 0 | 0
22.09. | 18 | 0 |  | 0 | 0 | 0 | 0 | 0
22.09. | 19 | 0 |  | 0 | 0 | 0 | 0 | 0
22.09. | 20 | 0 |  | 0 | 0 | 0 | 0 | 0
22.09. | 21 | 0 |  | 0 | 0 | 0 | 0 | 0
22.09. | 22 | 0 |  | 0 | 0 | 0 | 0 | 0
22.09. | 23 | 0 |  | 0 | 0 | 0 | 0 | 0
22.09. | 24 | 0 |  | 0 | 0 | 0 | 0 | 0
23.09. | 1 | 0 |  | 0 | 0 | 0 | 0 | 0
23.09. | 2 | 0 |  | 0 | 0 | 0 | 0 | 0
23.09. | 3 | 0 |  | 0 | 0 | 0 | 0 | 0
23.09. | 4 | 0 |  | 0 | 0 | 0 | 0 | 0
23.09. | 5 | 0 |  | 0 | 0 | 0 | 0 | 0
23.09. | 6 | 0 |  | 0 | 0 | 0 | 0 | 0
23.09. | 7 | 0 |  | 0 | 0 | 0 | 0 | 0
23.09. | 8 | 0 |  | 0 | 0 | 0 | 0 | 0
23.09. | 9 | 0 |  | 0 | 0 | 0 | 0 | 0
23.09. | 10 | 0 |  | 0 | 0 | 0 | 0 | 0
23.09. | 11 | 0 |  | 0 | 0 | 0 | 0 | 0
23.09. | 12 | 0 |  | 0 | 0 | 0 | 0 | 0
23.09. | 13 | 0 |  | 0 | 0 | 0 | 0 | 0
23.09. | 14 | 0 |  | 0 | 0 | 0 | 0 | 0
23.09. | 15 | 0 |  | 0 | 0 | 0 | 0 | 0
23.09. | 16 | 0 |  | 0 | 0 | 0 | 0 | 0
23.09. | 17 | 0 |  | 0 | 0 | 0 | 0 | 0
23.09. | 18 | 0 |  | 0 | 0 | 0 | 0 | 0
23.09. | 19 | 0 |  | 0 | 0 | 0 | 0 | 0
23.09. | 20 | 0 |  | 0 | 0 | 0 | 0 | 0
23.09. | 21 | 0 |  | 0 | 0 | 0 | 0 | 0
23.09. | 22 | 0 |  | 0 | 0 | 0 | 0 | 0
23.09. | 23 | 0 |  | 0 | 0 | 0 | 0 | 0
23.09. | 24 | 0 |  | 0 | 0 | 0 | 0 | 0
24.09. | 1 | 0 |  | 0 | 0 | 0 | 0 | 0
24.09. | 2 | 0 |  | 0 | 0 | 0 | 0 | 0
24.09. | 3 | 0 |  | 0 | 0 | 0 | 0 | 0
24.09. | 4 | 0 |  | 0 | 0 | 0 | 0 | 0
24.09. | 5 | 0 |  | 0 | 0 | 0 | 0 | 0
24.09. | 6 | 0 |  | 0 | 0 | 0 | 0 | 0
24.09. | 7 | 0 |  | 0 | 0 | 0 | 0 | 0
24.09. | 8 | 0 |  | 0 | 0 | 0 | 0 | 0
24.09. | 9 | 0 |  | 0 | 0 | 0 | 0 | 0
24.09. | 10 | 0 |  | 0 | 0 | 0 | 0 | 0
24.09. | 11 | 0 |  | 0 | 0 | 0 | 0 | 0
24.09. | 12 | 0 |  | 0 | 0 | 0 | 0 | 0
24.09. | 13 | 0 |  | 0 | 0 | 0 | 0 | 0
24.09. | 14 | 0 |  | 0 | 0 | 0 | 0 | 0
24.09. | 15 | 0 |  | 0 | 0 | 0 | 0 | 0
24.09. | 16 | 0 |  | 0 | 0 | 0 | 0 | 0
24.09. | 17 | 0 |  | 0 | 0 | 0 | 0 | 0
24.09. | 18 | 0 |  | 0 | 0 | 0 | 0 | 0
24.09. | 19 | 0 |  | 0 | 0 | 0 | 0 | 0
24.09. | 20 | 0 |  | 0 | 0 | 0 | 0 | 0
24.09. | 21 | 0 |  | 0 | 0 | 0 | 0 | 0
24.09. | 22 | 0 |  | 0 | 0 | 0 | 0 | 0
24.09. | 23 | 0 |  | 0 | 0 | 0 | 0 | 0
24.09. | 24 | 0 |  | 0 | 0 | 0 | 0 | 0
25.09. | 1 | 0 |  | 0 | 0 | 0 | 0 | 0
25.09. | 2 | 0 |  | 0 | 0 | 0 | 0 | 0
25.09. | 3 | 0 |  | 0 | 0 | 0 | 0 | 0
25.09. | 4 | 0 |  | 0 | 0 | 0 | 0 | 0
25.09. | 5 | 0 |  | 0 | 0 | 0 | 0 | 0
25.09. | 6 | 0 |  | 0 | 0 | 0 | 0 | 0
25.09. | 7 | 0 |  | 0 | 0 | 0 | 0 | 0
25.09. | 8 | 0 |  | 0 | 0 | 0 | 0 | 0
25.09. | 9 | 0 |  | 0 | 0 | 0 | 0 | 0
25.09. | 10 | 0 |  | 0 | 0 | 0 | 0 | 0
25.09. | 11 | 0 |  | 0 | 0 | 0 | 0 | 0
25.09. | 12 | 0 |  | 0 | 0 | 0 | 0 | 0
25.09. | 13 | 0 |  | 0 | 0 | 0 | 0 | 0
25.09. | 14 | 0 |  | 0 | 0 | 0 | 0 | 0
25.09. | 15 | 0 |  | 0 | 0 | 0 | 0 | 0
25.09. | 16 | 0 |  | 0 | 0 | 0 | 0 | 0
25.09. | 17 | 0 |  | 0 | 0 | 0 | 0 | 0
25.09. | 18 | 0 |  | 0 | 0 | 0 | 0 | 0
25.09. | 19 | 0 |  | 0 | 0 | 0 | 0 | 0
25.09. | 20 | 0 |  | 0 | 0 | 0 | 0 | 0
25.09. | 21 | 0 |  | 0 | 0 | 0 | 0 | 0
25.09. | 22 | 0 |  | 0 | 0 | 0 | 0 | 0
25.09. | 23 | 0 |  | 0 | 0 | 0 | 0 | 0
25.09. | 24 | 0 |  | 0 | 0 | 0 | 0 | 0
26.09. | 1 | 0 |  | 0 | 0 | 0 | 0 | 0
26.09. | 2 | 0 |  | 0 | 0 | 0 | 0 | 0
26.09. | 3 | 0 |  | 0 | 0 | 0 | 0 | 0
26.09. | 4 | 0 |  | 0 | 0 | 0 | 0 | 0
26.09. | 5 | 0 |  | 0 | 0 | 0 | 0 | 0
26.09. | 6 | 0 |  | 0 | 0 | 0 | 0 | 0
26.09. | 7 | 0 |  | 0 | 0 | 0 | 0 | 0
26.09. | 8 | 0 |  | 0 | 0 | 0 | 0 | 0
26.09. | 9 | 0 |  | 0 | 0 | 0 | 0 | 0
26.09. | 10 | 0 |  | 0 | 0 | 0 | 0 | 0
26.09. | 11 | 0 |  | 0 | 0 | 0 | 0 | 0
26.09. | 12 | 0 |  | 0 | 0 | 0 | 0 | 0
26.09. | 13 | 0 |  | 0 | 0 | 0 | 0 | 0
26.09. | 14 | 0 |  | 0 | 0 | 0 | 0 | 0
26.09. | 15 | 0 |  | 0 | 0 | 0 | 0 | 0
26.09. | 16 | 0 |  | 0 | 0 | 0 | 0 | 0
26.09. | 17 | 0 |  | 0 | 0 | 0 | 0 | 0
26.09. | 18 | 0 |  | 0 | 0 | 0 | 0 | 0
26.09. | 19 | 0 |  | 0 | 0 | 0 | 0 | 0
26.09. | 20 | 0 |  | 0 | 0 | 0 | 0 | 0
26.09. | 21 | 0 |  | 0 | 0 | 0 | 0 | 0
26.09. | 22 | 0 |  | 0 | 0 | 0 | 0 | 0
26.09. | 23 | 0 |  | 0 | 0 | 0 | 0 | 0
26.09. | 24 | 0 |  | 0 | 0 | 0 | 0 | 0
27.09. | 1 | 0 |  | 0 | 0 | 0 | 0 | 0
27.09. | 2 | 0 |  | 0 | 0 | 0 | 0 | 0
27.09. | 3 | 0 |  | 0 | 0 | 0 | 0 | 0
27.09. | 4 | 0 |  | 0 | 0 | 0 | 0 | 0
27.09. | 5 | 0 |  | 0 | 0 | 0 | 0 | 0
27.09. | 6 | 0 |  | 0 | 0 | 0 | 0 | 0
27.09. | 7 | 0 |  | 0 | 0 | 0 | 0 | 0
27.09. | 8 | 0 |  | 0 | 0 | 0 | 0 | 0
27.09. | 9 | 0 |  | 0 | 0 | 0 | 0 | 0
27.09. | 10 | 0 |  | 0 | 0 | 0 | 0 | 0
27.09. | 11 | 0 |  | 0 | 0 | 0 | 0 | 0
27.09. | 12 | 0 |  | 0 | 0 | 0 | 0 | 0
27.09. | 13 | 0 |  | 0 | 0 | 0 | 0 | 0
27.09. | 14 | 0 |  | 0 | 0 | 0 | 0 | 0
27.09. | 15 | 0 |  | 0 | 0 | 0 | 0 | 0
27.09. | 16 | 0 |  | 0 | 0 | 0 | 0 | 0
27.09. | 17 | 0 |  | 0 | 0 | 0 | 0 | 0
27.09. | 18 | 0 |  | 0 | 0 | 0 | 0 | 0
27.09. | 19 | 0 |  | 0 | 0 | 0 | 0 | 0
27.09. | 20 | 0 |  | 0 | 0 | 0 | 0 | 0
27.09. | 21 | 0 |  | 0 | 0 | 0 | 0 | 0
27.09. | 22 | 0 |  | 0 | 0 | 0 | 0 | 0
27.09. | 23 | 0 |  | 0 | 0 | 0 | 0 | 0
27.09. | 24 | 0 |  | 0 | 0 | 0 | 0 | 0
28.09. | 1 | 0 |  | 0 | 0 | 0 | 0 | 0
28.09. | 2 | 0 |  | 0 | 0 | 0 | 0 | 0
28.09. | 3 | 0 |  | 0 | 0 | 0 | 0 | 0
28.09. | 4 | 0 |  | 0 | 0 | 0 | 0 | 0
28.09. | 5 | 0 |  | 0 | 0 | 0 | 0 | 0
28.09. | 6 | 0 |  | 0 | 0 | 0 | 0 | 0
28.09. | 7 | 0 |  | 0 | 0 | 0 | 0 | 0
28.09. | 8 | 0 |  | 0 | 0 | 0 | 0 | 0
28.09. | 9 | 0 |  | 0 | 0 | 0 | 0 | 0
28.09. | 10 | 0 |  | 0 | 0 | 0 | 0 | 0
28.09. | 11 | 0 |  | 0 | 0 | 0 | 0 | 0
28.09. | 12 | 0 |  | 0 | 0 | 0 | 0 | 0
28.09. | 13 | 0 |  | 0 | 0 | 0 | 0 | 0
28.09. | 14 | 0 |  | 0 | 0 | 0 | 0 | 0
28.09. | 15 | 0 |  | 0 | 0 | 0 | 0 | 0
28.09. | 16 | 0 |  | 0 | 0 | 0 | 0 | 0
28.09. | 17 | 0 |  | 0 | 0 | 0 | 0 | 0
28.09. | 18 | 0 |  | 0 | 0 | 0 | 0 | 0
28.09. | 19 | 0 |  | 0 | 0 | 0 | 0 | 0
28.09. | 20 | 0 |  | 0 | 0 | 0 | 0 | 0
28.09. | 21 | 0 |  | 0 | 0 | 0 | 0 | 0
28.09. | 22 | 0 |  | 0 | 0 | 0 | 0 | 0
28.09. | 23 | 0 |  | 0 | 0 | 0 | 0 | 0
28.09. | 24 | 0 |  | 0 | 0 | 0 | 0 | 0
29.09. | 1 | 0 |  | 0 | 0 | 0 | 0 | 0
29.09. | 2 | 0 |  | 0 | 0 | 0 | 0 | 0
29.09. | 3 | 0 |  | 0 | 0 | 0 | 0 | 0
29.09. | 4 | 0 |  | 0 | 0 | 0 | 0 | 0
29.09. | 5 | 0 |  | 0 | 0 | 0 | 0 | 0
29.09. | 6 | 0 |  | 0 | 0 | 0 | 0 | 0
29.09. | 7 | 0 |  | 0 | 0 | 0 | 0 | 0
29.09. | 8 | 0 |  | 0 | 0 | 0 | 0 | 0
29.09. | 9 | 0 |  | 0 | 0 | 0 | 0 | 0
29.09. | 10 | 0 |  | 0 | 0 | 0 | 0 | 0
29.09. | 11 | 0 |  | 0 | 0 | 0 | 0 | 0
29.09. | 12 | 0 |  | 0 | 0 | 0 | 0 | 0
29.09. | 13 | 0 |  | 0 | 0 | 0 | 0 | 0
29.09. | 14 | 0 |  | 0 | 0 | 0 | 0 | 0
29.09. | 15 | 0 |  | 0 | 0 | 0 | 0 | 0
29.09. | 16 | 0 |  | 0 | 0 | 0 | 0 | 0
29.09. | 17 | 0 |  | 0 | 0 | 0 | 0 | 0
29.09. | 18 | 0 |  | 0 | 0 | 0 | 0 | 0
29.09. | 19 | 0 |  | 0 | 0 | 0 | 0 | 0
29.09. | 20 | 0 |  | 0 | 0 | 0 | 0 | 0
29.09. | 21 | 0 |  | 0 | 0 | 0 | 0 | 0
29.09. | 22 | 0 |  | 0 | 0 | 0 | 0 | 0
29.09. | 23 | 0 |  | 0 | 0 | 0 | 0 | 0
29.09. | 24 | 0 |  | 0 | 0 | 0 | 0 | 0
30.09. | 1 | 0 |  | 0 | 0 | 0 | 0 | 0
30.09. | 2 | 0 |  | 0 | 0 | 0 | 0 | 0
30.09. | 3 | 0 |  | 0 | 0 | 0 | 0 | 0
30.09. | 4 | 0 |  | 0 | 0 | 0 | 0 | 0
30.09. | 5 | 0 |  | 0 | 0 | 0 | 0 | 0
30.09. | 6 | 0 |  | 0 | 0 | 0 | 0 | 0
30.09. | 7 | 0 |  | 0 | 0 | 0 | 0 | 0
30.09. | 8 | 0 |  | 0 | 0 | 0 | 0 | 0
30.09. | 9 | 0 |  | 0 | 0 | 0 | 0 | 0
30.09. | 10 | 0 |  | 0 | 0 | 0 | 0 | 0
30.09. | 11 | 0 |  | 0 | 0 | 0 | 0 | 0
30.09. | 12 | 0 |  | 0 | 0 | 0 | 0 | 0
30.09. | 13 | 0 |  | 0 | 0 | 0 | 0 | 0
30.09. | 14 | 0 |  | 0 | 0 | 0 | 0 | 0
30.09. | 15 | 0 |  | 0 | 0 | 0 | 0 | 0
30.09. | 16 | 0 |  | 0 | 0 | 0 | 0 | 0
30.09. | 17 | 0 |  | 0 | 0 | 0 | 0 | 0
30.09. | 18 | 0 |  | 0 | 0 | 0 | 0 | 0
30.09. | 19 | 0 |  | 0 | 0 | 0 | 0 | 0
30.09. | 20 | 0 |  | 0 | 0 | 0 | 0 | 0
30.09. | 21 | 0 |  | 0 | 0 | 0 | 0 | 0
30.09. | 22 | 0 |  | 0 | 0 | 0 | 0 | 0
30.09. | 23 | 0 |  | 0 | 0 | 0 | 0 | 0
30.09. | 24 | 0 |  | 0 | 0 | 0 | 0 | 0
01.10. | 1 | 0 |  | 0 | 0 | 0 | 0 | 0
01.10. | 2 | 0 |  | 0 | 0 | 0 | 0 | 0
01.10. | 3 | 0 |  | 0 | 0 | 0 | 0 | 0
01.10. | 4 | 0 |  | 0 | 0 | 0 | 0 | 0
01.10. | 5 | 0 |  | 0 | 0 | 0 | 0 | 0
01.10. | 6 | 0 |  | 0 | 0 | 0 | 0 | 0
01.10. | 7 | 0 |  | 0 | 0 | 0 | 0 | 0
01.10. | 8 | 0 |  | 0 | 0 | 0 | 0 | 0
01.10. | 9 | 0 |  | 0 | 0 | 0 | 0 | 0
01.10. | 10 | 0 |  | 0 | 0 | 0 | 0 | 0
01.10. | 11 | 0 |  | 0 | 0 | 0 | 0 | 0
01.10. | 12 | 0 |  | 0 | 0 | 0 | 0 | 0
01.10. | 13 | 0 |  | 0 | 0 | 0 | 0 | 0
01.10. | 14 | 0 |  | 0 | 0 | 0 | 0 | 0
01.10. | 15 | 0 |  | 0 | 0 | 0 | 0 | 0
01.10. | 16 | 0 |  | 0 | 0 | 0 | 0 | 0
01.10. | 17 | 0 |  | 0 | 0 | 0 | 0 | 0
01.10. | 18 | 0 |  | 0 | 0 | 0 | 0 | 0
01.10. | 19 | 0 |  | 0 | 0 | 0 | 0 | 0
01.10. | 20 | 0 |  | 0 | 0 | 0 | 0 | 0
01.10. | 21 | 0 |  | 0 | 0 | 0 | 0 | 0
01.10. | 22 | 0 |  | 0 | 0 | 0 | 0 | 0
01.10. | 23 | 0 |  | 0 | 0 | 0 | 0 | 0
01.10. | 24 | 0 |  | 0 | 0 | 0 | 0 | 0
02.10. | 1 | 0 |  | 0 | 0 | 0 | 0 | 0
02.10. | 2 | 0 |  | 0 | 0 | 0 | 0 | 0
02.10. | 3 | 0 |  | 0 | 0 | 0 | 0 | 0
02.10. | 4 | 0 |  | 0 | 0 | 0 | 0 | 0
02.10. | 5 | 0 |  | 0 | 0 | 0 | 0 | 0
02.10. | 6 | 0 |  | 0 | 0 | 0 | 0 | 0
02.10. | 7 | 0 |  | 0 | 0 | 0 | 0 | 0
02.10. | 8 | 0 |  | 0 | 0 | 0 | 0 | 0
02.10. | 9 | 0 |  | 0 | 0 | 0 | 0 | 0
02.10. | 10 | 0 |  | 0 | 0 | 0 | 0 | 0
02.10. | 11 | 0 |  | 0 | 0 | 0 | 0 | 0
02.10. | 12 | 0 |  | 0 | 0 | 0 | 0 | 0
02.10. | 13 | 0 |  | 0 | 0 | 0 | 0 | 0
02.10. | 14 | 0 |  | 0 | 0 | 0 | 0 | 0
02.10. | 15 | 0 |  | 0 | 0 | 0 | 0 | 0
02.10. | 16 | 0 |  | 0 | 0 | 0 | 0 | 0
02.10. | 17 | 0 |  | 0 | 0 | 0 | 0 | 0
02.10. | 18 | 0 |  | 0 | 0 | 0 | 0 | 0
02.10. | 19 | 0 |  | 0 | 0 | 0 | 0 | 0
02.10. | 20 | 0 |  | 0 | 0 | 0 | 0 | 0
02.10. | 21 | 0 |  | 0 | 0 | 0 | 0 | 0
02.10. | 22 | 0 |  | 0 | 0 | 0 | 0 | 0
02.10. | 23 | 0 |  | 0 | 0 | 0 | 0 | 0
02.10. | 24 | 0 |  | 0 | 0 | 0 | 0 | 0
03.10. | 1 | 0 |  | 0 | 0 | 0 | 0 | 0
03.10. | 2 | 0 |  | 0 | 0 | 0 | 0 | 0
03.10. | 3 | 0 |  | 0 | 0 | 0 | 0 | 0
03.10. | 4 | 0 |  | 0 | 0 | 0 | 0 | 0
03.10. | 5 | 0 |  | 0 | 0 | 0 | 0 | 0
03.10. | 6 | 0 |  | 0 | 0 | 0 | 0 | 0
03.10. | 7 | 0 |  | 0 | 0 | 0 | 0 | 0
03.10. | 8 | 0 |  | 0 | 0 | 0 | 0 | 0
03.10. | 9 | 0 |  | 0 | 0 | 0 | 0 | 0
03.10. | 10 | 0 |  | 0 | 0 | 0 | 0 | 0
03.10. | 11 | 0 |  | 0 | 0 | 0 | 0 | 0
03.10. | 12 | 0 |  | 0 | 0 | 0 | 0 | 0
03.10. | 13 | 0 |  | 0 | 0 | 0 | 0 | 0
03.10. | 14 | 0 |  | 0 | 0 | 0 | 0 | 0
03.10. | 15 | 0 |  | 0 | 0 | 0 | 0 | 0
03.10. | 16 | 0 |  | 0 | 0 | 0 | 0 | 0
03.10. | 17 | 0 |  | 0 | 0 | 0 | 0 | 0
03.10. | 18 | 0 |  | 0 | 0 | 0 | 0 | 0
03.10. | 19 | 0 |  | 0 | 0 | 0 | 0 | 0
03.10. | 20 | 0 |  | 0 | 0 | 0 | 0 | 0
03.10. | 21 | 0 |  | 0 | 0 | 0 | 0 | 0
03.10. | 22 | 0 |  | 0 | 0 | 0 | 0 | 0
03.10. | 23 | 0 |  | 0 | 0 | 0 | 0 | 0
03.10. | 24 | 0 |  | 0 | 0 | 0 | 0 | 0
04.10. | 1 | 0 |  | 0 | 0 | 0 | 0 | 0
04.10. | 2 | 0 |  | 0 | 0 | 0 | 0 | 0
04.10. | 3 | 0 |  | 0 | 0 | 0 | 0 | 0
04.10. | 4 | 0 |  | 0 | 0 | 0 | 0 | 0
04.10. | 5 | 0 |  | 0 | 0 | 0 | 0 | 0
04.10. | 6 | 0 |  | 0 | 0 | 0 | 0 | 0
04.10. | 7 | 0 |  | 0 | 0 | 0 | 0 | 0
04.10. | 8 | 0 |  | 0 | 0 | 0 | 0 | 0
04.10. | 9 | 0 |  | 0 | 0 | 0 | 0 | 0
04.10. | 10 | 0 |  | 0 | 0 | 0 | 0 | 0
04.10. | 11 | 0 |  | 0 | 0 | 0 | 0 | 0
04.10. | 12 | 0 |  | 0 | 0 | 0 | 0 | 0
04.10. | 13 | 0 |  | 0 | 0 | 0 | 0 | 0
04.10. | 14 | 0 |  | 0 | 0 | 0 | 0 | 0
04.10. | 15 | 0 |  | 0 | 0 | 0 | 0 | 0
04.10. | 16 | 0 |  | 0 | 0 | 0 | 0 | 0
04.10. | 17 | 0 |  | 0 | 0 | 0 | 0 | 0
04.10. | 18 | 0 |  | 0 | 0 | 0 | 0 | 0
04.10. | 19 | 0 |  | 0 | 0 | 0 | 0 | 0
04.10. | 20 | 0 |  | 0 | 0 | 0 | 0 | 0
04.10. | 21 | 0 |  | 0 | 0 | 0 | 0 | 0
04.10. | 22 | 0 |  | 0 | 0 | 0 | 0 | 0
04.10. | 23 | 0 |  | 0 | 0 | 0 | 0 | 0
04.10. | 24 | 0 |  | 0 | 0 | 0 | 0 | 0
05.10. | 1 | 0 |  | 0 | 0 | 0 | 0 | 0
05.10. | 2 | 0 |  | 0 | 0 | 0 | 0 | 0
05.10. | 3 | 0 |  | 0 | 0 | 0 | 0 | 0
05.10. | 4 | 0 |  | 0 | 0 | 0 | 0 | 0
05.10. | 5 | 0 |  | 0 | 0 | 0 | 0 | 0
05.10. | 6 | 0 |  | 0 | 0 | 0 | 0 | 0
05.10. | 7 | 0 |  | 0 | 0 | 0 | 0 | 0
05.10. | 8 | 0 |  | 0 | 0 | 0 | 0 | 0
05.10. | 9 | 0 |  | 0 | 0 | 0 | 0 | 0
05.10. | 10 | 0 |  | 0 | 0 | 0 | 0 | 0
05.10. | 11 | 0 |  | 0 | 0 | 0 | 0 | 0
05.10. | 12 | 0 |  | 0 | 0 | 0 | 0 | 0
05.10. | 13 | 0 |  | 0 | 0 | 0 | 0 | 0
05.10. | 14 | 0 |  | 0 | 0 | 0 | 0 | 0
05.10. | 15 | 0 |  | 0 | 0 | 0 | 0 | 0
05.10. | 16 | 0 |  | 0 | 0 | 0 | 0 | 0
05.10. | 17 | 0 |  | 0 | 0 | 0 | 0 | 0
05.10. | 18 | 0 |  | 0 | 0 | 0 | 0 | 0
05.10. | 19 | 0 |  | 0 | 0 | 0 | 0 | 0
05.10. | 20 | 0 |  | 0 | 0 | 0 | 0 | 0
05.10. | 21 | 0 |  | 0 | 0 | 0 | 0 | 0
05.10. | 22 | 0 |  | 0 | 0 | 0 | 0 | 0
05.10. | 23 | 0 |  | 0 | 0 | 0 | 0 | 0
05.10. | 24 | 0 |  | 0 | 0 | 0 | 0 | 0
06.10. | 1 | 0 |  | 0 | 0 | 0 | 0 | 0
06.10. | 2 | 0 |  | 0 | 0 | 0 | 0 | 0
06.10. | 3 | 0 |  | 0 | 0 | 0 | 0 | 0
06.10. | 4 | 0 |  | 0 | 0 | 0 | 0 | 0
06.10. | 5 | 0 |  | 0 | 0 | 0 | 0 | 0
06.10. | 6 | 0 |  | 0 | 0 | 0 | 0 | 0
06.10. | 7 | 0 |  | 0 | 0 | 0 | 0 | 0
06.10. | 8 | 0 |  | 0 | 0 | 0 | 0 | 0
06.10. | 9 | 0 |  | 0 | 0 | 0 | 0 | 0
06.10. | 10 | 0 |  | 0 | 0 | 0 | 0 | 0
06.10. | 11 | 0 |  | 0 | 0 | 0 | 0 | 0
06.10. | 12 | 0 |  | 0 | 0 | 0 | 0 | 0
06.10. | 13 | 0 |  | 0 | 0 | 0 | 0 | 0
06.10. | 14 | 0 |  | 0 | 0 | 0 | 0 | 0
06.10. | 15 | 0 |  | 0 | 0 | 0 | 0 | 0
06.10. | 16 | 0 |  | 0 | 0 | 0 | 0 | 0
06.10. | 17 | 0 |  | 0 | 0 | 0 | 0 | 0
06.10. | 18 | 0 |  | 0 | 0 | 0 | 0 | 0
06.10. | 19 | 0 |  | 0 | 0 | 0 | 0 | 0
06.10. | 20 | 0 |  | 0 | 0 | 0 | 0 | 0
06.10. | 21 | 0 |  | 0 | 0 | 0 | 0 | 0
06.10. | 22 | 0 |  | 0 | 0 | 0 | 0 | 0
06.10. | 23 | 0 |  | 0 | 0 | 0 | 0 | 0
06.10. | 24 | 0 |  | 0 | 0 | 0 | 0 | 0
07.10. | 1 | 0 |  | 0 | 0 | 0 | 0 | 0
07.10. | 2 | 0 |  | 0 | 0 | 0 | 0 | 0
07.10. | 3 | 0 |  | 0 | 0 | 0 | 0 | 0
07.10. | 4 | 0 |  | 0 | 0 | 0 | 0 | 0
07.10. | 5 | 0 |  | 0 | 0 | 0 | 0 | 0
07.10. | 6 | 0 |  | 0 | 0 | 0 | 0 | 0
07.10. | 7 | 0 |  | 0 | 0 | 0 | 0 | 0
07.10. | 8 | 0 |  | 0 | 0 | 0 | 0 | 0
07.10. | 9 | 0 |  | 0 | 0 | 0 | 0 | 0
07.10. | 10 | 0 |  | 0 | 0 | 0 | 0 | 0
07.10. | 11 | 0 |  | 0 | 0 | 0 | 0 | 0
07.10. | 12 | 0 |  | 0 | 0 | 0 | 0 | 0
07.10. | 13 | 0 |  | 0 | 0 | 0 | 0 | 0
07.10. | 14 | 0 |  | 0 | 0 | 0 | 0 | 0
07.10. | 15 | 0 |  | 0 | 0 | 0 | 0 | 0
07.10. | 16 | 0 |  | 0 | 0 | 0 | 0 | 0
07.10. | 17 | 0 |  | 0 | 0 | 0 | 0 | 0
07.10. | 18 | 0 |  | 0 | 0 | 0 | 0 | 0
07.10. | 19 | 0 |  | 0 | 0 | 0 | 0 | 0
07.10. | 20 | 0 |  | 0 | 0 | 0 | 0 | 0
07.10. | 21 | 0 |  | 0 | 0 | 0 | 0 | 0
07.10. | 22 | 0 |  | 0 | 0 | 0 | 0 | 0
07.10. | 23 | 0 |  | 0 | 0 | 0 | 0 | 0
07.10. | 24 | 0 |  | 0 | 0 | 0 | 0 | 0
08.10. | 1 | 0 |  | 0 | 0 | 0 | 0 | 0
08.10. | 2 | 0 |  | 0 | 0 | 0 | 0 | 0
08.10. | 3 | 0 |  | 0 | 0 | 0 | 0 | 0
08.10. | 4 | 0 |  | 0 | 0 | 0 | 0 | 0
08.10. | 5 | 0 |  | 0 | 0 | 0 | 0 | 0
08.10. | 6 | 0 |  | 0 | 0 | 0 | 0 | 0
08.10. | 7 | 0 |  | 0 | 0 | 0 | 0 | 0
08.10. | 8 | 0 |  | 0 | 0 | 0 | 0 | 0
08.10. | 9 | 0 |  | 0 | 0 | 0 | 0 | 0
08.10. | 10 | 0 |  | 0 | 0 | 0 | 0 | 0
08.10. | 11 | 0 |  | 0 | 0 | 0 | 0 | 0
08.10. | 12 | 0 |  | 0 | 0 | 0 | 0 | 0
08.10. | 13 | 0 |  | 0 | 0 | 0 | 0 | 0
08.10. | 14 | 0 |  | 0 | 0 | 0 | 0 | 0
08.10. | 15 | 0 |  | 0 | 0 | 0 | 0 | 0
08.10. | 16 | 0 |  | 0 | 0 | 0 | 0 | 0
08.10. | 17 | 0 |  | 0 | 0 | 0 | 0 | 0
08.10. | 18 | 0 |  | 0 | 0 | 0 | 0 | 0
08.10. | 19 | 0 |  | 0 | 0 | 0 | 0 | 0
08.10. | 20 | 0 |  | 0 | 0 | 0 | 0 | 0
08.10. | 21 | 0 |  | 0 | 0 | 0 | 0 | 0
08.10. | 22 | 0 |  | 0 | 0 | 0 | 0 | 0
08.10. | 23 | 0 |  | 0 | 0 | 0 | 0 | 0
08.10. | 24 | 0 |  | 0 | 0 | 0 | 0 | 0
09.10. | 1 | 0 |  | 0 | 0 | 0 | 0 | 0
09.10. | 2 | 0 |  | 0 | 0 | 0 | 0 | 0
09.10. | 3 | 0 |  | 0 | 0 | 0 | 0 | 0
09.10. | 4 | 0 |  | 0 | 0 | 0 | 0 | 0
09.10. | 5 | 0 |  | 0 | 0 | 0 | 0 | 0
09.10. | 6 | 0 |  | 0 | 0 | 0 | 0 | 0
09.10. | 7 | 0 |  | 0 | 0 | 0 | 0 | 0
09.10. | 8 | 0 |  | 0 | 0 | 0 | 0 | 0
09.10. | 9 | 0 |  | 0 | 0 | 0 | 0 | 0
09.10. | 10 | 0 |  | 0 | 0 | 0 | 0 | 0
09.10. | 11 | 0 |  | 0 | 0 | 0 | 0 | 0
09.10. | 12 | 0 |  | 0 | 0 | 0 | 0 | 0
09.10. | 13 | 0 |  | 0 | 0 | 0 | 0 | 0
09.10. | 14 | 0 |  | 0 | 0 | 0 | 0 | 0
09.10. | 15 | 0 |  | 0 | 0 | 0 | 0 | 0
09.10. | 16 | 0 |  | 0 | 0 | 0 | 0 | 0
09.10. | 17 | 0 |  | 0 | 0 | 0 | 0 | 0
09.10. | 18 | 0 |  | 0 | 0 | 0 | 0 | 0
09.10. | 19 | 0 |  | 0 | 0 | 0 | 0 | 0
09.10. | 20 | 0 |  | 0 | 0 | 0 | 0 | 0
09.10. | 21 | 0 |  | 0 | 0 | 0 | 0 | 0
09.10. | 22 | 0 |  | 0 | 0 | 0 | 0 | 0
09.10. | 23 | 0 |  | 0 | 0 | 0 | 0 | 0
09.10. | 24 | 0 |  | 0 | 0 | 0 | 0 | 0
10.10. | 1 | 0 |  | 0 | 0 | 0 | 0 | 0
10.10. | 2 | 0 |  | 0 | 0 | 0 | 0 | 0
10.10. | 3 | 0 |  | 0 | 0 | 0 | 0 | 0
10.10. | 4 | 0 |  | 0 | 0 | 0 | 0 | 0
10.10. | 5 | 0 |  | 0 | 0 | 0 | 0 | 0
10.10. | 6 | 0 |  | 0 | 0 | 0 | 0 | 0
10.10. | 7 | 0 |  | 0 | 0 | 0 | 0 | 0
10.10. | 8 | 0 |  | 0 | 0 | 0 | 0 | 0
10.10. | 9 | 0 |  | 0 | 0 | 0 | 0 | 0
10.10. | 10 | 0 |  | 0 | 0 | 0 | 0 | 0
10.10. | 11 | 0 |  | 0 | 0 | 0 | 0 | 0
10.10. | 12 | 0 |  | 0 | 0 | 0 | 0 | 0
10.10. | 13 | 0 |  | 0 | 0 | 0 | 0 | 0
10.10. | 14 | 0 |  | 0 | 0 | 0 | 0 | 0
10.10. | 15 | 0 |  | 0 | 0 | 0 | 0 | 0
10.10. | 16 | 0 |  | 0 | 0 | 0 | 0 | 0
10.10. | 17 | 0 |  | 0 | 0 | 0 | 0 | 0
10.10. | 18 | 0 |  | 0 | 0 | 0 | 0 | 0
10.10. | 19 | 0 |  | 0 | 0 | 0 | 0 | 0
10.10. | 20 | 0 |  | 0 | 0 | 0 | 0 | 0
10.10. | 21 | 0 |  | 0 | 0 | 0 | 0 | 0
10.10. | 22 | 0 |  | 0 | 0 | 0 | 0 | 0
10.10. | 23 | 0 |  | 0 | 0 | 0 | 0 | 0
10.10. | 24 | 0 |  | 0 | 0 | 0 | 0 | 0
11.10. | 1 | 0 |  | 0 | 0 | 0 | 0 | 0
11.10. | 2 | 0 |  | 0 | 0 | 0 | 0 | 0
11.10. | 3 | 0 |  | 0 | 0 | 0 | 0 | 0
11.10. | 4 | 0 |  | 0 | 0 | 0 | 0 | 0
11.10. | 5 | 0 |  | 0 | 0 | 0 | 0 | 0
11.10. | 6 | 0 |  | 0 | 0 | 0 | 0 | 0
11.10. | 7 | 0 |  | 0 | 0 | 0 | 0 | 0
11.10. | 8 | 0 |  | 0 | 0 | 0 | 0 | 0
11.10. | 9 | 0 |  | 0 | 0 | 0 | 0 | 0
11.10. | 10 | 0 |  | 0 | 0 | 0 | 0 | 0
11.10. | 11 | 0 |  | 0 | 0 | 0 | 0 | 0
11.10. | 12 | 0 |  | 0 | 0 | 0 | 0 | 0
11.10. | 13 | 0 |  | 0 | 0 | 0 | 0 | 0
11.10. | 14 | 0 |  | 0 | 0 | 0 | 0 | 0
11.10. | 15 | 0 |  | 0 | 0 | 0 | 0 | 0
11.10. | 16 | 0 |  | 0 | 0 | 0 | 0 | 0
11.10. | 17 | 0 |  | 0 | 0 | 0 | 0 | 0
11.10. | 18 | 0 |  | 0 | 0 | 0 | 0 | 0
11.10. | 19 | 0 |  | 0 | 0 | 0 | 0 | 0
11.10. | 20 | 0 |  | 0 | 0 | 0 | 0 | 0
11.10. | 21 | 0 |  | 0 | 0 | 0 | 0 | 0
11.10. | 22 | 0 |  | 0 | 0 | 0 | 0 | 0
11.10. | 23 | 0 |  | 0 | 0 | 0 | 0 | 0
11.10. | 24 | 0 |  | 0 | 0 | 0 | 0 | 0
12.10. | 1 | 0 |  | 0 | 0 | 0 | 0 | 0
12.10. | 2 | 0 |  | 0 | 0 | 0 | 0 | 0
12.10. | 3 | 0 |  | 0 | 0 | 0 | 0 | 0
12.10. | 4 | 0 |  | 0 | 0 | 0 | 0 | 0
12.10. | 5 | 0 |  | 0 | 0 | 0 | 0 | 0
12.10. | 6 | 0 |  | 0 | 0 | 0 | 0 | 0
12.10. | 7 | 0 |  | 0 | 0 | 0 | 0 | 0
12.10. | 8 | 0 |  | 0 | 0 | 0 | 0 | 0
12.10. | 9 | 0 |  | 0 | 0 | 0 | 0 | 0
12.10. | 10 | 0 |  | 0 | 0 | 0 | 0 | 0
12.10. | 11 | 0 |  | 0 | 0 | 0 | 0 | 0
12.10. | 12 | 0 |  | 0 | 0 | 0 | 0 | 0
12.10. | 13 | 0 |  | 0 | 0 | 0 | 0 | 0
12.10. | 14 | 0 |  | 0 | 0 | 0 | 0 | 0
12.10. | 15 | 0 |  | 0 | 0 | 0 | 0 | 0
12.10. | 16 | 0 |  | 0 | 0 | 0 | 0 | 0
12.10. | 17 | 0 |  | 0 | 0 | 0 | 0 | 0
12.10. | 18 | 0 |  | 0 | 0 | 0 | 0 | 0
12.10. | 19 | 0 |  | 0 | 0 | 0 | 0 | 0
12.10. | 20 | 0 |  | 0 | 0 | 0 | 0 | 0
12.10. | 21 | 0 |  | 0 | 0 | 0 | 0 | 0
12.10. | 22 | 0 |  | 0 | 0 | 0 | 0 | 0
12.10. | 23 | 0 |  | 0 | 0 | 0 | 0 | 0
12.10. | 24 | 0 |  | 0 | 0 | 0 | 0 | 0
13.10. | 1 | 0 |  | 0 | 0 | 0 | 0 | 0
13.10. | 2 | 0 |  | 0 | 0 | 0 | 0 | 0
13.10. | 3 | 0 |  | 0 | 0 | 0 | 0 | 0
13.10. | 4 | 0 |  | 0 | 0 | 0 | 0 | 0
13.10. | 5 | 0 |  | 0 | 0 | 0 | 0 | 0
13.10. | 6 | 0 |  | 0 | 0 | 0 | 0 | 0
13.10. | 7 | 0 |  | 0 | 0 | 0 | 0 | 0
13.10. | 8 | 0 |  | 0 | 0 | 0 | 0 | 0
13.10. | 9 | 0 |  | 0 | 0 | 0 | 0 | 0
13.10. | 10 | 0 |  | 0 | 0 | 0 | 0 | 0
13.10. | 11 | 0 |  | 0 | 0 | 0 | 0 | 0
13.10. | 12 | 0 |  | 0 | 0 | 0 | 0 | 0
13.10. | 13 | 0 |  | 0 | 0 | 0 | 0 | 0
13.10. | 14 | 0 |  | 0 | 0 | 0 | 0 | 0
13.10. | 15 | 0 |  | 0 | 0 | 0 | 0 | 0
13.10. | 16 | 0 |  | 0 | 0 | 0 | 0 | 0
13.10. | 17 | 0 |  | 0 | 0 | 0 | 0 | 0
13.10. | 18 | 0 |  | 0 | 0 | 0 | 0 | 0
13.10. | 19 | 0 |  | 0 | 0 | 0 | 0 | 0
13.10. | 20 | 0 |  | 0 | 0 | 0 | 0 | 0
13.10. | 21 | 0 |  | 0 | 0 | 0 | 0 | 0
13.10. | 22 | 0 |  | 0 | 0 | 0 | 0 | 0
13.10. | 23 | 0 |  | 0 | 0 | 0 | 0 | 0
13.10. | 24 | 0 |  | 0 | 0 | 0 | 0 | 0
14.10. | 1 | 0 |  | 0 | 0 | 0 | 0 | 0
14.10. | 2 | 0 |  | 0 | 0 | 0 | 0 | 0
14.10. | 3 | 0 |  | 0 | 0 | 0 | 0 | 0
14.10. | 4 | 0 |  | 0 | 0 | 0 | 0 | 0
14.10. | 5 | 0 |  | 0 | 0 | 0 | 0 | 0
14.10. | 6 | 0 |  | 0 | 0 | 0 | 0 | 0
14.10. | 7 | 0 |  | 0 | 0 | 0 | 0 | 0
14.10. | 8 | 0 |  | 0 | 0 | 0 | 0 | 0
14.10. | 9 | 0 |  | 0 | 0 | 0 | 0 | 0
14.10. | 10 | 0 |  | 0 | 0 | 0 | 0 | 0
14.10. | 11 | 0 |  | 0 | 0 | 0 | 0 | 0
14.10. | 12 | 0 |  | 0 | 0 | 0 | 0 | 0
14.10. | 13 | 0 |  | 0 | 0 | 0 | 0 | 0
14.10. | 14 | 0 |  | 0 | 0 | 0 | 0 | 0
14.10. | 15 | 0 |  | 0 | 0 | 0 | 0 | 0
14.10. | 16 | 0 |  | 0 | 0 | 0 | 0 | 0
14.10. | 17 | 0 |  | 0 | 0 | 0 | 0 | 0
14.10. | 18 | 0 |  | 0 | 0 | 0 | 0 | 0
14.10. | 19 | 0 |  | 0 | 0 | 0 | 0 | 0
14.10. | 20 | 0 |  | 0 | 0 | 0 | 0 | 0
14.10. | 21 | 0 |  | 0 | 0 | 0 | 0 | 0
14.10. | 22 | 0 |  | 0 | 0 | 0 | 0 | 0
14.10. | 23 | 0 |  | 0 | 0 | 0 | 0 | 0
14.10. | 24 | 0 |  | 0 | 0 | 0 | 0 | 0
15.10. | 1 | 0 |  | 0 | 0 | 0 | 0 | 0
15.10. | 2 | 0 |  | 0 | 0 | 0 | 0 | 0
15.10. | 3 | 0 |  | 0 | 0 | 0 | 0 | 0
15.10. | 4 | 0 |  | 0 | 0 | 0 | 0 | 0
15.10. | 5 | 0 |  | 0 | 0 | 0 | 0 | 0
15.10. | 6 | 0 |  | 0 | 0 | 0 | 0 | 0
15.10. | 7 | 0 |  | 0 | 0 | 0 | 0 | 0
15.10. | 8 | 0 |  | 0 | 0 | 0 | 0 | 0
15.10. | 9 | 0 |  | 0 | 0 | 0 | 0 | 0
15.10. | 10 | 0 |  | 0 | 0 | 0 | 0 | 0
15.10. | 11 | 0 |  | 0 | 0 | 0 | 0 | 0
15.10. | 12 | 0 |  | 0 | 0 | 0 | 0 | 0
15.10. | 13 | 0 |  | 0 | 0 | 0 | 0 | 0
15.10. | 14 | 0 |  | 0 | 0 | 0 | 0 | 0
15.10. | 15 | 0 |  | 0 | 0 | 0 | 0 | 0
15.10. | 16 | 0 |  | 0 | 0 | 0 | 0 | 0
15.10. | 17 | 0 |  | 0 | 0 | 0 | 0 | 0
15.10. | 18 | 0 |  | 0 | 0 | 0 | 0 | 0
15.10. | 19 | 0 |  | 0 | 0 | 0 | 0 | 0
15.10. | 20 | 0 |  | 0 | 0 | 0 | 0 | 0
15.10. | 21 | 0 |  | 0 | 0 | 0 | 0 | 0
15.10. | 22 | 0 |  | 0 | 0 | 0 | 0 | 0
15.10. | 23 | 0 |  | 0 | 0 | 0 | 0 | 0
15.10. | 24 | 0 |  | 0 | 0 | 0 | 0 | 0
16.10. | 1 | 0 |  | 0 | 0 | 0 | 0 | 0
16.10. | 2 | 0 |  | 0 | 0 | 0 | 0 | 0
16.10. | 3 | 0 |  | 0 | 0 | 0 | 0 | 0
16.10. | 4 | 0 |  | 0 | 0 | 0 | 0 | 0
16.10. | 5 | 0 |  | 0 | 0 | 0 | 0 | 0
16.10. | 6 | 0 |  | 0 | 0 | 0 | 0 | 0
16.10. | 7 | 0 |  | 0 | 0 | 0 | 0 | 0
16.10. | 8 | 0 |  | 0 | 0 | 0 | 0 | 0
16.10. | 9 | 0 |  | 0 | 0 | 0 | 0 | 0
16.10. | 10 | 0 |  | 0 | 0 | 0 | 0 | 0
16.10. | 11 | 0 |  | 0 | 0 | 0 | 0 | 0
16.10. | 12 | 0 |  | 0 | 0 | 0 | 0 | 0
16.10. | 13 | 0 |  | 0 | 0 | 0 | 0 | 0
16.10. | 14 | 0 |  | 0 | 0 | 0 | 0 | 0
16.10. | 15 | 0 |  | 0 | 0 | 0 | 0 | 0
16.10. | 16 | 0 |  | 0 | 0 | 0 | 0 | 0
16.10. | 17 | 0 |  | 0 | 0 | 0 | 0 | 0
16.10. | 18 | 0 |  | 0 | 0 | 0 | 0 | 0
16.10. | 19 | 0 |  | 0 | 0 | 0 | 0 | 0
16.10. | 20 | 0 |  | 0 | 0 | 0 | 0 | 0
16.10. | 21 | 0 |  | 0 | 0 | 0 | 0 | 0
16.10. | 22 | 0 |  | 0 | 0 | 0 | 0 | 0
16.10. | 23 | 0 |  | 0 | 0 | 0 | 0 | 0
16.10. | 24 | 0 |  | 0 | 0 | 0 | 0 | 0
17.10. | 1 | 0 |  | 0 | 0 | 0 | 0 | 0
17.10. | 2 | 0 |  | 0 | 0 | 0 | 0 | 0
17.10. | 3 | 0 |  | 0 | 0 | 0 | 0 | 0
17.10. | 4 | 0 |  | 0 | 0 | 0 | 0 | 0
17.10. | 5 | 0 |  | 0 | 0 | 0 | 0 | 0
17.10. | 6 | 0 |  | 0 | 0 | 0 | 0 | 0
17.10. | 7 | 0 |  | 0 | 0 | 0 | 0 | 0
17.10. | 8 | 0 |  | 0 | 0 | 0 | 0 | 0
17.10. | 9 | 0 |  | 0 | 0 | 0 | 0 | 0
17.10. | 10 | 0 |  | 0 | 0 | 0 | 0 | 0
17.10. | 11 | 0 |  | 0 | 0 | 0 | 0 | 0
17.10. | 12 | 0 |  | 0 | 0 | 0 | 0 | 0
17.10. | 13 | 0 |  | 0 | 0 | 0 | 0 | 0
17.10. | 14 | 0 |  | 0 | 0 | 0 | 0 | 0
17.10. | 15 | 0 |  | 0 | 0 | 0 | 0 | 0
17.10. | 16 | 0 |  | 0 | 0 | 0 | 0 | 0
17.10. | 17 | 0 |  | 0 | 0 | 0 | 0 | 0
17.10. | 18 | 0 |  | 0 | 0 | 0 | 0 | 0
17.10. | 19 | 0 |  | 0 | 0 | 0 | 0 | 0
17.10. | 20 | 0 |  | 0 | 0 | 0 | 0 | 0
17.10. | 21 | 0 |  | 0 | 0 | 0 | 0 | 0
17.10. | 22 | 0 |  | 0 | 0 | 0 | 0 | 0
17.10. | 23 | 0 |  | 0 | 0 | 0 | 0 | 0
17.10. | 24 | 0 |  | 0 | 0 | 0 | 0 | 0
18.10. | 1 | 0 |  | 0 | 0 | 0 | 0 | 0
18.10. | 2 | 0 |  | 0 | 0 | 0 | 0 | 0
18.10. | 3 | 0 |  | 0 | 0 | 0 | 0 | 0
18.10. | 4 | 0 |  | 0 | 0 | 0 | 0 | 0
18.10. | 5 | 0 |  | 0 | 0 | 0 | 0 | 0
18.10. | 6 | 0 |  | 0 | 0 | 0 | 0 | 0
18.10. | 7 | 0 |  | 0 | 0 | 0 | 0 | 0
18.10. | 8 | 0 |  | 0 | 0 | 0 | 0 | 0
18.10. | 9 | 0 |  | 0 | 0 | 0 | 0 | 0
18.10. | 10 | 0 |  | 0 | 0 | 0 | 0 | 0
18.10. | 11 | 0 |  | 0 | 0 | 0 | 0 | 0
18.10. | 12 | 0 |  | 0 | 0 | 0 | 0 | 0
18.10. | 13 | 0 |  | 0 | 0 | 0 | 0 | 0
18.10. | 14 | 0 |  | 0 | 0 | 0 | 0 | 0
18.10. | 15 | 0 |  | 0 | 0 | 0 | 0 | 0
18.10. | 16 | 0 |  | 0 | 0 | 0 | 0 | 0
18.10. | 17 | 0 |  | 0 | 0 | 0 | 0 | 0
18.10. | 18 | 0 |  | 0 | 0 | 0 | 0 | 0
18.10. | 19 | 0 |  | 0 | 0 | 0 | 0 | 0
18.10. | 20 | 0 |  | 0 | 0 | 0 | 0 | 0
18.10. | 21 | 0 |  | 0 | 0 | 0 | 0 | 0
18.10. | 22 | 0 |  | 0 | 0 | 0 | 0 | 0
18.10. | 23 | 0 |  | 0 | 0 | 0 | 0 | 0
18.10. | 24 | 0 |  | 0 | 0 | 0 | 0 | 0
19.10. | 1 | 0 |  | 0 | 0 | 0 | 0 | 0
19.10. | 2 | 0 |  | 0 | 0 | 0 | 0 | 0
19.10. | 3 | 0 |  | 0 | 0 | 0 | 0 | 0
19.10. | 4 | 0 |  | 0 | 0 | 0 | 0 | 0
19.10. | 5 | 0 |  | 0 | 0 | 0 | 0 | 0
19.10. | 6 | 0 |  | 0 | 0 | 0 | 0 | 0
19.10. | 7 | 0 |  | 0 | 0 | 0 | 0 | 0
19.10. | 8 | 0 |  | 0 | 0 | 0 | 0 | 0
19.10. | 9 | 0 |  | 0 | 0 | 0 | 0 | 0
19.10. | 10 | 0 |  | 0 | 0 | 0 | 0 | 0
19.10. | 11 | 0 |  | 0 | 0 | 0 | 0 | 0
19.10. | 12 | 0 |  | 0 | 0 | 0 | 0 | 0
19.10. | 13 | 0 |  | 0 | 0 | 0 | 0 | 0
19.10. | 14 | 0 |  | 0 | 0 | 0 | 0 | 0
19.10. | 15 | 0 |  | 0 | 0 | 0 | 0 | 0
19.10. | 16 | 0 |  | 0 | 0 | 0 | 0 | 0
19.10. | 17 | 0 |  | 0 | 0 | 0 | 0 | 0
19.10. | 18 | 0 |  | 0 | 0 | 0 | 0 | 0
19.10. | 19 | 0 |  | 0 | 0 | 0 | 0 | 0
19.10. | 20 | 0 |  | 0 | 0 | 0 | 0 | 0
19.10. | 21 | 0 |  | 0 | 0 | 0 | 0 | 0
19.10. | 22 | 0 |  | 0 | 0 | 0 | 0 | 0
19.10. | 23 | 0 |  | 0 | 0 | 0 | 0 | 0
19.10. | 24 | 0 |  | 0 | 0 | 0 | 0 | 0
20.10. | 1 | 0 |  | 0 | 0 | 0 | 0 | 0
20.10. | 2 | 0 |  | 0 | 0 | 0 | 0 | 0
20.10. | 3 | 0 |  | 0 | 0 | 0 | 0 | 0
20.10. | 4 | 0 |  | 0 | 0 | 0 | 0 | 0
20.10. | 5 | 0 |  | 0 | 0 | 0 | 0 | 0
20.10. | 6 | 0 |  | 0 | 0 | 0 | 0 | 0
20.10. | 7 | 0 |  | 0 | 0 | 0 | 0 | 0
20.10. | 8 | 0 |  | 0 | 0 | 0 | 0 | 0
20.10. | 9 | 0 |  | 0 | 0 | 0 | 0 | 0
20.10. | 10 | 0 |  | 0 | 0 | 0 | 0 | 0
20.10. | 11 | 0 |  | 0 | 0 | 0 | 0 | 0
20.10. | 12 | 0 |  | 0 | 0 | 0 | 0 | 0
20.10. | 13 | 0 |  | 0 | 0 | 0 | 0 | 0
20.10. | 14 | 0 |  | 0 | 0 | 0 | 0 | 0
20.10. | 15 | 0 |  | 0 | 0 | 0 | 0 | 0
20.10. | 16 | 0 |  | 0 | 0 | 0 | 0 | 0
20.10. | 17 | 0 |  | 0 | 0 | 0 | 0 | 0
20.10. | 18 | 0 |  | 0 | 0 | 0 | 0 | 0
20.10. | 19 | 0 |  | 0 | 0 | 0 | 0 | 0
20.10. | 20 | 0 |  | 0 | 0 | 0 | 0 | 0
20.10. | 21 | 0 |  | 0 | 0 | 0 | 0 | 0
20.10. | 22 | 0 |  | 0 | 0 | 0 | 0 | 0
20.10. | 23 | 0 |  | 0 | 0 | 0 | 0 | 0
20.10. | 24 | 0 |  | 0 | 0 | 0 | 0 | 0
21.10. | 1 | 0 |  | 0 | 0 | 0 | 0 | 0
21.10. | 2 | 0 |  | 0 | 0 | 0 | 0 | 0
21.10. | 3 | 0 |  | 0 | 0 | 0 | 0 | 0
21.10. | 4 | 0 |  | 0 | 0 | 0 | 0 | 0
21.10. | 5 | 0 |  | 0 | 0 | 0 | 0 | 0
21.10. | 6 | 0 |  | 0 | 0 | 0 | 0 | 0
21.10. | 7 | 0 |  | 0 | 0 | 0 | 0 | 0
21.10. | 8 | 0 |  | 0 | 0 | 0 | 0 | 0
21.10. | 9 | 0 |  | 0 | 0 | 0 | 0 | 0
21.10. | 10 | 0 |  | 0 | 0 | 0 | 0 | 0
21.10. | 11 | 0 |  | 0 | 0 | 0 | 0 | 0
21.10. | 12 | 0 |  | 0 | 0 | 0 | 0 | 0
21.10. | 13 | 0 |  | 0 | 0 | 0 | 0 | 0
21.10. | 14 | 0 |  | 0 | 0 | 0 | 0 | 0
21.10. | 15 | 0 |  | 0 | 0 | 0 | 0 | 0
21.10. | 16 | 0 |  | 0 | 0 | 0 | 0 | 0
21.10. | 17 | 0 |  | 0 | 0 | 0 | 0 | 0
21.10. | 18 | 0 |  | 0 | 0 | 0 | 0 | 0
21.10. | 19 | 0 |  | 0 | 0 | 0 | 0 | 0
21.10. | 20 | 0 |  | 0 | 0 | 0 | 0 | 0
21.10. | 21 | 0 |  | 0 | 0 | 0 | 0 | 0
21.10. | 22 | 0 |  | 0 | 0 | 0 | 0 | 0
21.10. | 23 | 0 |  | 0 | 0 | 0 | 0 | 0
21.10. | 24 | 0 |  | 0 | 0 | 0 | 0 | 0
22.10. | 1 | 0 |  | 0 | 0 | 0 | 0 | 0
22.10. | 2 | 0 |  | 0 | 0 | 0 | 0 | 0
22.10. | 3 | 0 |  | 0 | 0 | 0 | 0 | 0
22.10. | 4 | 0 |  | 0 | 0 | 0 | 0 | 0
22.10. | 5 | 0 |  | 0 | 0 | 0 | 0 | 0
22.10. | 6 | 0 |  | 0 | 0 | 0 | 0 | 0
22.10. | 7 | 0 |  | 0 | 0 | 0 | 0 | 0
22.10. | 8 | 0 |  | 0 | 0 | 0 | 0 | 0
22.10. | 9 | 0 |  | 0 | 0 | 0 | 0 | 0
22.10. | 10 | 0 |  | 0 | 0 | 0 | 0 | 0
22.10. | 11 | 0 |  | 0 | 0 | 0 | 0 | 0
22.10. | 12 | 0 |  | 0 | 0 | 0 | 0 | 0
22.10. | 13 | 0 |  | 0 | 0 | 0 | 0 | 0
22.10. | 14 | 0 |  | 0 | 0 | 0 | 0 | 0
22.10. | 15 | 0 |  | 0 | 0 | 0 | 0 | 0
22.10. | 16 | 0 |  | 0 | 0 | 0 | 0 | 0
22.10. | 17 | 0 |  | 0 | 0 | 0 | 0 | 0
22.10. | 18 | 0 |  | 0 | 0 | 0 | 0 | 0
22.10. | 19 | 0 |  | 0 | 0 | 0 | 0 | 0
22.10. | 20 | 0 |  | 0 | 0 | 0 | 0 | 0
22.10. | 21 | 0 |  | 0 | 0 | 0 | 0 | 0
22.10. | 22 | 0 |  | 0 | 0 | 0 | 0 | 0
22.10. | 23 | 0 |  | 0 | 0 | 0 | 0 | 0
22.10. | 24 | 0 |  | 0 | 0 | 0 | 0 | 0
23.10. | 1 | 0 |  | 0 | 0 | 0 | 0 | 0
23.10. | 2 | 0 |  | 0 | 0 | 0 | 0 | 0
23.10. | 3 | 0 |  | 0 | 0 | 0 | 0 | 0
23.10. | 4 | 0 |  | 0 | 0 | 0 | 0 | 0
23.10. | 5 | 0 |  | 0 | 0 | 0 | 0 | 0
23.10. | 6 | 0 |  | 0 | 0 | 0 | 0 | 0
23.10. | 7 | 0 |  | 0 | 0 | 0 | 0 | 0
23.10. | 8 | 0 |  | 0 | 0 | 0 | 0 | 0
23.10. | 9 | 0 |  | 0 | 0 | 0 | 0 | 0
23.10. | 10 | 0 |  | 0 | 0 | 0 | 0 | 0
23.10. | 11 | 0 |  | 0 | 0 | 0 | 0 | 0
23.10. | 12 | 0 |  | 0 | 0 | 0 | 0 | 0
23.10. | 13 | 0 |  | 0 | 0 | 0 | 0 | 0
23.10. | 14 | 0 |  | 0 | 0 | 0 | 0 | 0
23.10. | 15 | 0 |  | 0 | 0 | 0 | 0 | 0
23.10. | 16 | 0 |  | 0 | 0 | 0 | 0 | 0
23.10. | 17 | 0 |  | 0 | 0 | 0 | 0 | 0
23.10. | 18 | 0 |  | 0 | 0 | 0 | 0 | 0
23.10. | 19 | 0 |  | 0 | 0 | 0 | 0 | 0
23.10. | 20 | 0 |  | 0 | 0 | 0 | 0 | 0
23.10. | 21 | 0 |  | 0 | 0 | 0 | 0 | 0
23.10. | 22 | 0 |  | 0 | 0 | 0 | 0 | 0
23.10. | 23 | 0 |  | 0 | 0 | 0 | 0 | 0
23.10. | 24 | 0 |  | 0 | 0 | 0 | 0 | 0
24.10. | 1 | 0 |  | 0 | 0 | 0 | 0 | 0
24.10. | 2 | 0 |  | 0 | 0 | 0 | 0 | 0
24.10. | 3 | 0 |  | 0 | 0 | 0 | 0 | 0
24.10. | 4 | 0 |  | 0 | 0 | 0 | 0 | 0
24.10. | 5 | 0 |  | 0 | 0 | 0 | 0 | 0
24.10. | 6 | 0 |  | 0 | 0 | 0 | 0 | 0
24.10. | 7 | 0 |  | 0 | 0 | 0 | 0 | 0
24.10. | 8 | 0 |  | 0 | 0 | 0 | 0 | 0
24.10. | 9 | 0 |  | 0 | 0 | 0 | 0 | 0
24.10. | 10 | 0 |  | 0 | 0 | 0 | 0 | 0
24.10. | 11 | 0 |  | 0 | 0 | 0 | 0 | 0
24.10. | 12 | 0 |  | 0 | 0 | 0 | 0 | 0
24.10. | 13 | 0 |  | 0 | 0 | 0 | 0 | 0
24.10. | 14 | 0 |  | 0 | 0 | 0 | 0 | 0
24.10. | 15 | 0 |  | 0 | 0 | 0 | 0 | 0
24.10. | 16 | 0 |  | 0 | 0 | 0 | 0 | 0
24.10. | 17 | 0 |  | 0 | 0 | 0 | 0 | 0
24.10. | 18 | 0 |  | 0 | 0 | 0 | 0 | 0
24.10. | 19 | 0 |  | 0 | 0 | 0 | 0 | 0
24.10. | 20 | 0 |  | 0 | 0 | 0 | 0 | 0
24.10. | 21 | 0 |  | 0 | 0 | 0 | 0 | 0
24.10. | 22 | 0 |  | 0 | 0 | 0 | 0 | 0
24.10. | 23 | 0 |  | 0 | 0 | 0 | 0 | 0
24.10. | 24 | 0 |  | 0 | 0 | 0 | 0 | 0
25.10. | 1 | 0 |  | 0 | 0 | 0 | 0 | 0
25.10. | 2 | 0 |  | 0 | 0 | 0 | 0 | 0
25.10. | 3 | 0 |  | 0 | 0 | 0 | 0 | 0
25.10. | 4 | 0 |  | 0 | 0 | 0 | 0 | 0
25.10. | 5 | 0 |  | 0 | 0 | 0 | 0 | 0
25.10. | 6 | 0 |  | 0 | 0 | 0 | 0 | 0
25.10. | 7 | 0 |  | 0 | 0 | 0 | 0 | 0
25.10. | 8 | 0 |  | 0 | 0 | 0 | 0 | 0
25.10. | 9 | 0 |  | 0 | 0 | 0 | 0 | 0
25.10. | 10 | 0 |  | 0 | 0 | 0 | 0 | 0
25.10. | 11 | 0 |  | 0 | 0 | 0 | 0 | 0
25.10. | 12 | 0 |  | 0 | 0 | 0 | 0 | 0
25.10. | 13 | 0 |  | 0 | 0 | 0 | 0 | 0
25.10. | 14 | 0 |  | 0 | 0 | 0 | 0 | 0
25.10. | 15 | 0 |  | 0 | 0 | 0 | 0 | 0
25.10. | 16 | 0 |  | 0 | 0 | 0 | 0 | 0
25.10. | 17 | 0 |  | 0 | 0 | 0 | 0 | 0
25.10. | 18 | 0 |  | 0 | 0 | 0 | 0 | 0
25.10. | 19 | 0 |  | 0 | 0 | 0 | 0 | 0
25.10. | 20 | 0 |  | 0 | 0 | 0 | 0 | 0
25.10. | 21 | 0 |  | 0 | 0 | 0 | 0 | 0
25.10. | 22 | 0 |  | 0 | 0 | 0 | 0 | 0
25.10. | 23 | 0 |  | 0 | 0 | 0 | 0 | 0
25.10. | 24 | 0 |  | 0 | 0 | 0 | 0 | 0
26.10. | 1 | 0 |  | 0 | 0 | 0 | 0 | 0
26.10. | 2 | 0 |  | 0 | 0 | 0 | 0 | 0
26.10. | 3 | 0 |  | 0 | 0 | 0 | 0 | 0
26.10. | 4 | 0 |  | 0 | 0 | 0 | 0 | 0
26.10. | 5 | 0 |  | 0 | 0 | 0 | 0 | 0
26.10. | 6 | 0 |  | 0 | 0 | 0 | 0 | 0
26.10. | 7 | 0 |  | 0 | 0 | 0 | 0 | 0
26.10. | 8 | 0 |  | 0 | 0 | 0 | 0 | 0
26.10. | 9 | 0 |  | 0 | 0 | 0 | 0 | 0
26.10. | 10 | 0 |  | 0 | 0 | 0 | 0 | 0
26.10. | 11 | 0 |  | 0 | 0 | 0 | 0 | 0
26.10. | 12 | 0 |  | 0 | 0 | 0 | 0 | 0
26.10. | 13 | 0 |  | 0 | 0 | 0 | 0 | 0
26.10. | 14 | 0 |  | 0 | 0 | 0 | 0 | 0
26.10. | 15 | 0 |  | 0 | 0 | 0 | 0 | 0
26.10. | 16 | 0 |  | 0 | 0 | 0 | 0 | 0
26.10. | 17 | 0 |  | 0 | 0 | 0 | 0 | 0
26.10. | 18 | 0 |  | 0 | 0 | 0 | 0 | 0
26.10. | 19 | 0 |  | 0 | 0 | 0 | 0 | 0
26.10. | 20 | 0 |  | 0 | 0 | 0 | 0 | 0
26.10. | 21 | 0 |  | 0 | 0 | 0 | 0 | 0
26.10. | 22 | 0 |  | 0 | 0 | 0 | 0 | 0
26.10. | 23 | 0 |  | 0 | 0 | 0 | 0 | 0
26.10. | 24 | 0 |  | 0 | 0 | 0 | 0 | 0
27.10. | 1 | 0 |  | 0 | 0 | 0 | 0 | 0
27.10. | 2 | 0 |  | 0 | 0 | 0 | 0 | 0
27.10. | 3 | 0 |  | 0 | 0 | 0 | 0 | 0
27.10. | 4 | 0 |  | 0 | 0 | 0 | 0 | 0
27.10. | 5 | 0 |  | 0 | 0 | 0 | 0 | 0
27.10. | 6 | 0 |  | 0 | 0 | 0 | 0 | 0
27.10. | 7 | 0 |  | 0 | 0 | 0 | 0 | 0
27.10. | 8 | 0 |  | 0 | 0 | 0 | 0 | 0
27.10. | 9 | 0 |  | 0 | 0 | 0 | 0 | 0
27.10. | 10 | 0 |  | 0 | 0 | 0 | 0 | 0
27.10. | 11 | 0 |  | 0 | 0 | 0 | 0 | 0
27.10. | 12 | 0 |  | 0 | 0 | 0 | 0 | 0
27.10. | 13 | 0 |  | 0 | 0 | 0 | 0 | 0
27.10. | 14 | 0 |  | 0 | 0 | 0 | 0 | 0
27.10. | 15 | 0 |  | 0 | 0 | 0 | 0 | 0
27.10. | 16 | 0 |  | 0 | 0 | 0 | 0 | 0
27.10. | 17 | 0 |  | 0 | 0 | 0 | 0 | 0
27.10. | 18 | 0 |  | 0 | 0 | 0 | 0 | 0
27.10. | 19 | 0 |  | 0 | 0 | 0 | 0 | 0
27.10. | 20 | 0 |  | 0 | 0 | 0 | 0 | 0
27.10. | 21 | 0 |  | 0 | 0 | 0 | 0 | 0
27.10. | 22 | 0 |  | 0 | 0 | 0 | 0 | 0
27.10. | 23 | 0 |  | 0 | 0 | 0 | 0 | 0
27.10. | 24 | 0 |  | 0 | 0 | 0 | 0 | 0
28.10. | 1 | 0 |  | 0 | 0 | 0 | 0 | 0
28.10. | 2 | 0 |  | 0 | 0 | 0 | 0 | 0
28.10. | 3 | 0 |  | 0 | 0 | 0 | 0 | 0
28.10. | 4 | 0 |  | 0 | 0 | 0 | 0 | 0
28.10. | 5 | 0 |  | 0 | 0 | 0 | 0 | 0
28.10. | 6 | 0 |  | 0 | 0 | 0 | 0 | 0
28.10. | 7 | 0 |  | 0 | 0 | 0 | 0 | 0
28.10. | 8 | 0 |  | 0 | 0 | 0 | 0 | 0
28.10. | 9 | 0 |  | 0 | 0 | 0 | 0 | 0
28.10. | 10 | 0 |  | 0 | 0 | 0 | 0 | 0
28.10. | 11 | 0 |  | 0 | 0 | 0 | 0 | 0
28.10. | 12 | 0 |  | 0 | 0 | 0 | 0 | 0
28.10. | 13 | 0 |  | 0 | 0 | 0 | 0 | 0
28.10. | 14 | 0 |  | 0 | 0 | 0 | 0 | 0
28.10. | 15 | 0 |  | 0 | 0 | 0 | 0 | 0
28.10. | 16 | 0 |  | 0 | 0 | 0 | 0 | 0
28.10. | 17 | 0 |  | 0 | 0 | 0 | 0 | 0
28.10. | 18 | 0 |  | 0 | 0 | 0 | 0 | 0
28.10. | 19 | 0 |  | 0 | 0 | 0 | 0 | 0
28.10. | 20 | 0 |  | 0 | 0 | 0 | 0 | 0
28.10. | 21 | 0 |  | 0 | 0 | 0 | 0 | 0
28.10. | 22 | 0 |  | 0 | 0 | 0 | 0 | 0
28.10. | 23 | 0 |  | 0 | 0 | 0 | 0 | 0
28.10. | 24 | 0 |  | 0 | 0 | 0 | 0 | 0
29.10. | 1 | 0 |  | 0 | 0 | 0 | 0 | 0
29.10. | 2 | 0 |  | 0 | 0 | 0 | 0 | 0
29.10. | 3 | 0 |  | 0 | 0 | 0 | 0 | 0
29.10. | 4 | 0 |  | 0 | 0 | 0 | 0 | 0
29.10. | 5 | 0 |  | 0 | 0 | 0 | 0 | 0
29.10. | 6 | 0 |  | 0 | 0 | 0 | 0 | 0
29.10. | 7 | 0 |  | 0 | 0 | 0 | 0 | 0
29.10. | 8 | 0 |  | 0 | 0 | 0 | 0 | 0
29.10. | 9 | 0 |  | 0 | 0 | 0 | 0 | 0
29.10. | 10 | 0 |  | 0 | 0 | 0 | 0 | 0
29.10. | 11 | 0 |  | 0 | 0 | 0 | 0 | 0
29.10. | 12 | 0 |  | 0 | 0 | 0 | 0 | 0
29.10. | 13 | 0 |  | 0 | 0 | 0 | 0 | 0
29.10. | 14 | 0 |  | 0 | 0 | 0 | 0 | 0
29.10. | 15 | 0 |  | 0 | 0 | 0 | 0 | 0
29.10. | 16 | 0 |  | 0 | 0 | 0 | 0 | 0
29.10. | 17 | 0 |  | 0 | 0 | 0 | 0 | 0
29.10. | 18 | 0 |  | 0 | 0 | 0 | 0 | 0
29.10. | 19 | 0 |  | 0 | 0 | 0 | 0 | 0
29.10. | 20 | 0 |  | 0 | 0 | 0 | 0 | 0
29.10. | 21 | 0 |  | 0 | 0 | 0 | 0 | 0
29.10. | 22 | 0 |  | 0 | 0 | 0 | 0 | 0
29.10. | 23 | 0 |  | 0 | 0 | 0 | 0 | 0
29.10. | 24 | 0 |  | 0 | 0 | 0 | 0 | 0
30.10. | 1 | 0 |  | 0 | 0 | 0 | 0 | 0
30.10. | 2 | 0 |  | 0 | 0 | 0 | 0 | 0
30.10. | 3 | 0 |  | 0 | 0 | 0 | 0 | 0
30.10. | 4 | 0 |  | 0 | 0 | 0 | 0 | 0
30.10. | 5 | 0 |  | 0 | 0 | 0 | 0 | 0
30.10. | 6 | 0 |  | 0 | 0 | 0 | 0 | 0
30.10. | 7 | 0 |  | 0 | 0 | 0 | 0 | 0
30.10. | 8 | 0 |  | 0 | 0 | 0 | 0 | 0
30.10. | 9 | 0 |  | 0 | 0 | 0 | 0 | 0
30.10. | 10 | 0 |  | 0 | 0 | 0 | 0 | 0
30.10. | 11 | 0 |  | 0 | 0 | 0 | 0 | 0
30.10. | 12 | 0 |  | 0 | 0 | 0 | 0 | 0
30.10. | 13 | 0 |  | 0 | 0 | 0 | 0 | 0
30.10. | 14 | 0 |  | 0 | 0 | 0 | 0 | 0
30.10. | 15 | 0 |  | 0 | 0 | 0 | 0 | 0
30.10. | 16 | 0 |  | 0 | 0 | 0 | 0 | 0
30.10. | 17 | 0 |  | 0 | 0 | 0 | 0 | 0
30.10. | 18 | 0 |  | 0 | 0 | 0 | 0 | 0
30.10. | 19 | 0 |  | 0 | 0 | 0 | 0 | 0
30.10. | 20 | 0 |  | 0 | 0 | 0 | 0 | 0
30.10. | 21 | 0 |  | 0 | 0 | 0 | 0 | 0
30.10. | 22 | 0 |  | 0 | 0 | 0 | 0 | 0
30.10. | 23 | 0 |  | 0 | 0 | 0 | 0 | 0
30.10. | 24 | 0 |  | 0 | 0 | 0 | 0 | 0
31.10. | 1 | 0 |  | 0 | 0 | 0 | 0 | 0
31.10. | 2 | 0 |  | 0 | 0 | 0 | 0 | 0
31.10. | 3 | 0 |  | 0 | 0 | 0 | 0 | 0
31.10. | 4 | 0 |  | 0 | 0 | 0 | 0 | 0
31.10. | 5 | 0 |  | 0 | 0 | 0 | 0 | 0
31.10. | 6 | 0 |  | 0 | 0 | 0 | 0 | 0
31.10. | 7 | 0 |  | 0 | 0 | 0 | 0 | 0
31.10. | 8 | 0 |  | 0 | 0 | 0 | 0 | 0
31.10. | 9 | 0 |  | 0 | 0 | 0 | 0 | 0
31.10. | 10 | 0 |  | 0 | 0 | 0 | 0 | 0
31.10. | 11 | 0 |  | 0 | 0 | 0 | 0 | 0
31.10. | 12 | 0 |  | 0 | 0 | 0 | 0 | 0
31.10. | 13 | 0 |  | 0 | 0 | 0 | 0 | 0
31.10. | 14 | 0 |  | 0 | 0 | 0 | 0 | 0
31.10. | 15 | 0 |  | 0 | 0 | 0 | 0 | 0
31.10. | 16 | 0 |  | 0 | 0 | 0 | 0 | 0
31.10. | 17 | 0 |  | 0 | 0 | 0 | 0 | 0
31.10. | 18 | 0 |  | 0 | 0 | 0 | 0 | 0
31.10. | 19 | 0 |  | 0 | 0 | 0 | 0 | 0
31.10. | 20 | 0 |  | 0 | 0 | 0 | 0 | 0
31.10. | 21 | 0 |  | 0 | 0 | 0 | 0 | 0
31.10. | 22 | 0 |  | 0 | 0 | 0 | 0 | 0
31.10. | 23 | 0 |  | 0 | 0 | 0 | 0 | 0
31.10. | 24 | 0 |  | 0 | 0 | 0 | 0 | 0
01.11. | 1 | 0 |  | 0 | 0 | 0 | 0 | 0
01.11. | 2 | 0 |  | 0 | 0 | 0 | 0 | 0
01.11. | 3 | 0 |  | 0 | 0 | 0 | 0 | 0
01.11. | 4 | 0 |  | 0 | 0 | 0 | 0 | 0
01.11. | 5 | 0 |  | 0 | 0 | 0 | 0 | 0
01.11. | 6 | 0 |  | 0 | 0 | 0 | 0 | 0
01.11. | 7 | 0 |  | 0 | 0 | 0 | 0 | 0
01.11. | 8 | 0 |  | 0 | 0 | 0 | 0 | 0
01.11. | 9 | 0 |  | 0 | 0 | 0 | 0 | 0
01.11. | 10 | 0 |  | 0 | 0 | 0 | 0 | 0
01.11. | 11 | 0 |  | 0 | 0 | 0 | 0 | 0
01.11. | 12 | 0 |  | 0 | 0 | 0 | 0 | 0
01.11. | 13 | 0 |  | 0 | 0 | 0 | 0 | 0
01.11. | 14 | 0 |  | 0 | 0 | 0 | 0 | 0
01.11. | 15 | 0 |  | 0 | 0 | 0 | 0 | 0
01.11. | 16 | 0 |  | 0 | 0 | 0 | 0 | 0
01.11. | 17 | 0 |  | 0 | 0 | 0 | 0 | 0
01.11. | 18 | 0 |  | 0 | 0 | 0 | 0 | 0
01.11. | 19 | 0 |  | 0 | 0 | 0 | 0 | 0
01.11. | 20 | 0 |  | 0 | 0 | 0 | 0 | 0
01.11. | 21 | 0 |  | 0 | 0 | 0 | 0 | 0
01.11. | 22 | 0 |  | 0 | 0 | 0 | 0 | 0
01.11. | 23 | 0 |  | 0 | 0 | 0 | 0 | 0
01.11. | 24 | 0 |  | 0 | 0 | 0 | 0 | 0
02.11. | 1 | 0 |  | 0 | 0 | 0 | 0 | 0
02.11. | 2 | 0 |  | 0 | 0 | 0 | 0 | 0
02.11. | 3 | 0 |  | 0 | 0 | 0 | 0 | 0
02.11. | 4 | 0 |  | 0 | 0 | 0 | 0 | 0
02.11. | 5 | 0 |  | 0 | 0 | 0 | 0 | 0
02.11. | 6 | 0 |  | 0 | 0 | 0 | 0 | 0
02.11. | 7 | 0 |  | 0 | 0 | 0 | 0 | 0
02.11. | 8 | 0 |  | 0 | 0 | 0 | 0 | 0
02.11. | 9 | 0 |  | 0 | 0 | 0 | 0 | 0
02.11. | 10 | 0 |  | 0 | 0 | 0 | 0 | 0
02.11. | 11 | 0 |  | 0 | 0 | 0 | 0 | 0
02.11. | 12 | 0 |  | 0 | 0 | 0 | 0 | 0
02.11. | 13 | 0 |  | 0 | 0 | 0 | 0 | 0
02.11. | 14 | 0 |  | 0 | 0 | 0 | 0 | 0
02.11. | 15 | 0 |  | 0 | 0 | 0 | 0 | 0
02.11. | 16 | 0 |  | 0 | 0 | 0 | 0 | 0
02.11. | 17 | 0 |  | 0 | 0 | 0 | 0 | 0
02.11. | 18 | 0 |  | 0 | 0 | 0 | 0 | 0
02.11. | 19 | 0 |  | 0 | 0 | 0 | 0 | 0
02.11. | 20 | 0 |  | 0 | 0 | 0 | 0 | 0
02.11. | 21 | 0 |  | 0 | 0 | 0 | 0 | 0
02.11. | 22 | 0 |  | 0 | 0 | 0 | 0 | 0
02.11. | 23 | 0 |  | 0 | 0 | 0 | 0 | 0
02.11. | 24 | 0 |  | 0 | 0 | 0 | 0 | 0
03.11. | 1 | 0 |  | 0 | 0 | 0 | 0 | 0
03.11. | 2 | 0 |  | 0 | 0 | 0 | 0 | 0
03.11. | 3 | 0 |  | 0 | 0 | 0 | 0 | 0
03.11. | 4 | 0 |  | 0 | 0 | 0 | 0 | 0
03.11. | 5 | 0 |  | 0 | 0 | 0 | 0 | 0
03.11. | 6 | 0 |  | 0 | 0 | 0 | 0 | 0
03.11. | 7 | 0 |  | 0 | 0 | 0 | 0 | 0
03.11. | 8 | 0 |  | 0 | 0 | 0 | 0 | 0
03.11. | 9 | 0 |  | 0 | 0 | 0 | 0 | 0
03.11. | 10 | 0 |  | 0 | 0 | 0 | 0 | 0
03.11. | 11 | 0 |  | 0 | 0 | 0 | 0 | 0
03.11. | 12 | 0 |  | 0 | 0 | 0 | 0 | 0
03.11. | 13 | 0 |  | 0 | 0 | 0 | 0 | 0
03.11. | 14 | 0 |  | 0 | 0 | 0 | 0 | 0
03.11. | 15 | 0 |  | 0 | 0 | 0 | 0 | 0
03.11. | 16 | 0 |  | 0 | 0 | 0 | 0 | 0
03.11. | 17 | 0 |  | 0 | 0 | 0 | 0 | 0
03.11. | 18 | 0 |  | 0 | 0 | 0 | 0 | 0
03.11. | 19 | 0 |  | 0 | 0 | 0 | 0 | 0
03.11. | 20 | 0 |  | 0 | 0 | 0 | 0 | 0
03.11. | 21 | 0 |  | 0 | 0 | 0 | 0 | 0
03.11. | 22 | 0 |  | 0 | 0 | 0 | 0 | 0
03.11. | 23 | 0 |  | 0 | 0 | 0 | 0 | 0
03.11. | 24 | 0 |  | 0 | 0 | 0 | 0 | 0
04.11. | 1 | 0 |  | 0 | 0 | 0 | 0 | 0
04.11. | 2 | 0 |  | 0 | 0 | 0 | 0 | 0
04.11. | 3 | 0 |  | 0 | 0 | 0 | 0 | 0
04.11. | 4 | 0 |  | 0 | 0 | 0 | 0 | 0
04.11. | 5 | 0 |  | 0 | 0 | 0 | 0 | 0
04.11. | 6 | 0 |  | 0 | 0 | 0 | 0 | 0
04.11. | 7 | 0 |  | 0 | 0 | 0 | 0 | 0
04.11. | 8 | 0 |  | 0 | 0 | 0 | 0 | 0
04.11. | 9 | 0 |  | 0 | 0 | 0 | 0 | 0
04.11. | 10 | 0 |  | 0 | 0 | 0 | 0 | 0
04.11. | 11 | 0 |  | 0 | 0 | 0 | 0 | 0
04.11. | 12 | 0 |  | 0 | 0 | 0 | 0 | 0
04.11. | 13 | 0 |  | 0 | 0 | 0 | 0 | 0
04.11. | 14 | 0 |  | 0 | 0 | 0 | 0 | 0
04.11. | 15 | 0 |  | 0 | 0 | 0 | 0 | 0
04.11. | 16 | 0 |  | 0 | 0 | 0 | 0 | 0
04.11. | 17 | 0 |  | 0 | 0 | 0 | 0 | 0
04.11. | 18 | 0 |  | 0 | 0 | 0 | 0 | 0
04.11. | 19 | 0 |  | 0 | 0 | 0 | 0 | 0
04.11. | 20 | 0 |  | 0 | 0 | 0 | 0 | 0
04.11. | 21 | 0 |  | 0 | 0 | 0 | 0 | 0
04.11. | 22 | 0 |  | 0 | 0 | 0 | 0 | 0
04.11. | 23 | 0 |  | 0 | 0 | 0 | 0 | 0
04.11. | 24 | 0 |  | 0 | 0 | 0 | 0 | 0
05.11. | 1 | 0 |  | 0 | 0 | 0 | 0 | 0
05.11. | 2 | 0 |  | 0 | 0 | 0 | 0 | 0
05.11. | 3 | 0 |  | 0 | 0 | 0 | 0 | 0
05.11. | 4 | 0 |  | 0 | 0 | 0 | 0 | 0
05.11. | 5 | 0 |  | 0 | 0 | 0 | 0 | 0
05.11. | 6 | 0 |  | 0 | 0 | 0 | 0 | 0
05.11. | 7 | 0 |  | 0 | 0 | 0 | 0 | 0
05.11. | 8 | 0 |  | 0 | 0 | 0 | 0 | 0
05.11. | 9 | 0 |  | 0 | 0 | 0 | 0 | 0
05.11. | 10 | 0 |  | 0 | 0 | 0 | 0 | 0
05.11. | 11 | 0 |  | 0 | 0 | 0 | 0 | 0
05.11. | 12 | 0 |  | 0 | 0 | 0 | 0 | 0
05.11. | 13 | 0 |  | 0 | 0 | 0 | 0 | 0
05.11. | 14 | 0 |  | 0 | 0 | 0 | 0 | 0
05.11. | 15 | 0 |  | 0 | 0 | 0 | 0 | 0
05.11. | 16 | 0 |  | 0 | 0 | 0 | 0 | 0
05.11. | 17 | 0 |  | 0 | 0 | 0 | 0 | 0
05.11. | 18 | 0 |  | 0 | 0 | 0 | 0 | 0
05.11. | 19 | 0 |  | 0 | 0 | 0 | 0 | 0
05.11. | 20 | 0 |  | 0 | 0 | 0 | 0 | 0
05.11. | 21 | 0 |  | 0 | 0 | 0 | 0 | 0
05.11. | 22 | 0 |  | 0 | 0 | 0 | 0 | 0
05.11. | 23 | 0 |  | 0 | 0 | 0 | 0 | 0
05.11. | 24 | 0 |  | 0 | 0 | 0 | 0 | 0
06.11. | 1 | 0 |  | 0 | 0 | 0 | 0 | 0
06.11. | 2 | 0 |  | 0 | 0 | 0 | 0 | 0
06.11. | 3 | 0 |  | 0 | 0 | 0 | 0 | 0
06.11. | 4 | 0 |  | 0 | 0 | 0 | 0 | 0
06.11. | 5 | 0 |  | 0 | 0 | 0 | 0 | 0
06.11. | 6 | 0 |  | 0 | 0 | 0 | 0 | 0
06.11. | 7 | 0 |  | 0 | 0 | 0 | 0 | 0
06.11. | 8 | 0 |  | 0 | 0 | 0 | 0 | 0
06.11. | 9 | 0 |  | 0 | 0 | 0 | 0 | 0
06.11. | 10 | 0 |  | 0 | 0 | 0 | 0 | 0
06.11. | 11 | 0 |  | 0 | 0 | 0 | 0 | 0
06.11. | 12 | 0 |  | 0 | 0 | 0 | 0 | 0
06.11. | 13 | 0 |  | 0 | 0 | 0 | 0 | 0
06.11. | 14 | 0 |  | 0 | 0 | 0 | 0 | 0
06.11. | 15 | 0 |  | 0 | 0 | 0 | 0 | 0
06.11. | 16 | 0 |  | 0 | 0 | 0 | 0 | 0
06.11. | 17 | 0 |  | 0 | 0 | 0 | 0 | 0
06.11. | 18 | 0 |  | 0 | 0 | 0 | 0 | 0
06.11. | 19 | 0 |  | 0 | 0 | 0 | 0 | 0
06.11. | 20 | 0 |  | 0 | 0 | 0 | 0 | 0
06.11. | 21 | 0 |  | 0 | 0 | 0 | 0 | 0
06.11. | 22 | 0 |  | 0 | 0 | 0 | 0 | 0
06.11. | 23 | 0 |  | 0 | 0 | 0 | 0 | 0
06.11. | 24 | 0 |  | 0 | 0 | 0 | 0 | 0
07.11. | 1 | 0 |  | 0 | 0 | 0 | 0 | 0
07.11. | 2 | 0 |  | 0 | 0 | 0 | 0 | 0
07.11. | 3 | 0 |  | 0 | 0 | 0 | 0 | 0
07.11. | 4 | 0 |  | 0 | 0 | 0 | 0 | 0
07.11. | 5 | 0 |  | 0 | 0 | 0 | 0 | 0
07.11. | 6 | 0 |  | 0 | 0 | 0 | 0 | 0
07.11. | 7 | 0 |  | 0 | 0 | 0 | 0 | 0
07.11. | 8 | 0 |  | 0 | 0 | 0 | 0 | 0
07.11. | 9 | 0 |  | 0 | 0 | 0 | 0 | 0
07.11. | 10 | 0 |  | 0 | 0 | 0 | 0 | 0
07.11. | 11 | 0 |  | 0 | 0 | 0 | 0 | 0
07.11. | 12 | 0 |  | 0 | 0 | 0 | 0 | 0
07.11. | 13 | 0 |  | 0 | 0 | 0 | 0 | 0
07.11. | 14 | 0 |  | 0 | 0 | 0 | 0 | 0
07.11. | 15 | 0 |  | 0 | 0 | 0 | 0 | 0
07.11. | 16 | 0 |  | 0 | 0 | 0 | 0 | 0
07.11. | 17 | 0 |  | 0 | 0 | 0 | 0 | 0
07.11. | 18 | 0 |  | 0 | 0 | 0 | 0 | 0
07.11. | 19 | 0 |  | 0 | 0 | 0 | 0 | 0
07.11. | 20 | 0 |  | 0 | 0 | 0 | 0 | 0
07.11. | 21 | 0 |  | 0 | 0 | 0 | 0 | 0
07.11. | 22 | 0 |  | 0 | 0 | 0 | 0 | 0
07.11. | 23 | 0 |  | 0 | 0 | 0 | 0 | 0
07.11. | 24 | 0 |  | 0 | 0 | 0 | 0 | 0
08.11. | 1 | 0 |  | 0 | 0 | 0 | 0 | 0
08.11. | 2 | 0 |  | 0 | 0 | 0 | 0 | 0
08.11. | 3 | 0 |  | 0 | 0 | 0 | 0 | 0
08.11. | 4 | 0 |  | 0 | 0 | 0 | 0 | 0
08.11. | 5 | 0 |  | 0 | 0 | 0 | 0 | 0
08.11. | 6 | 0 |  | 0 | 0 | 0 | 0 | 0
08.11. | 7 | 0 |  | 0 | 0 | 0 | 0 | 0
08.11. | 8 | 0 |  | 0 | 0 | 0 | 0 | 0
08.11. | 9 | 0 |  | 0 | 0 | 0 | 0 | 0
08.11. | 10 | 0 |  | 0 | 0 | 0 | 0 | 0
08.11. | 11 | 0 |  | 0 | 0 | 0 | 0 | 0
08.11. | 12 | 0 |  | 0 | 0 | 0 | 0 | 0
08.11. | 13 | 0 |  | 0 | 0 | 0 | 0 | 0
08.11. | 14 | 0 |  | 0 | 0 | 0 | 0 | 0
08.11. | 15 | 0 |  | 0 | 0 | 0 | 0 | 0
08.11. | 16 | 0 |  | 0 | 0 | 0 | 0 | 0
08.11. | 17 | 0 |  | 0 | 0 | 0 | 0 | 0
08.11. | 18 | 0 |  | 0 | 0 | 0 | 0 | 0
08.11. | 19 | 0 |  | 0 | 0 | 0 | 0 | 0
08.11. | 20 | 0 |  | 0 | 0 | 0 | 0 | 0
08.11. | 21 | 0 |  | 0 | 0 | 0 | 0 | 0
08.11. | 22 | 0 |  | 0 | 0 | 0 | 0 | 0
08.11. | 23 | 0 |  | 0 | 0 | 0 | 0 | 0
08.11. | 24 | 0 |  | 0 | 0 | 0 | 0 | 0
09.11. | 1 | 0 |  | 0 | 0 | 0 | 0 | 0
09.11. | 2 | 0 |  | 0 | 0 | 0 | 0 | 0
09.11. | 3 | 0 |  | 0 | 0 | 0 | 0 | 0
09.11. | 4 | 0 |  | 0 | 0 | 0 | 0 | 0
09.11. | 5 | 0 |  | 0 | 0 | 0 | 0 | 0
09.11. | 6 | 0 |  | 0 | 0 | 0 | 0 | 0
09.11. | 7 | 0 |  | 0 | 0 | 0 | 0 | 0
09.11. | 8 | 0 |  | 0 | 0 | 0 | 0 | 0
09.11. | 9 | 0 |  | 0 | 0 | 0 | 0 | 0
09.11. | 10 | 0 |  | 0 | 0 | 0 | 0 | 0
09.11. | 11 | 0 |  | 0 | 0 | 0 | 0 | 0
09.11. | 12 | 0 |  | 0 | 0 | 0 | 0 | 0
09.11. | 13 | 0 |  | 0 | 0 | 0 | 0 | 0
09.11. | 14 | 0 |  | 0 | 0 | 0 | 0 | 0
09.11. | 15 | 0 |  | 0 | 0 | 0 | 0 | 0
09.11. | 16 | 0 |  | 0 | 0 | 0 | 0 | 0
09.11. | 17 | 0 |  | 0 | 0 | 0 | 0 | 0
09.11. | 18 | 0 |  | 0 | 0 | 0 | 0 | 0
09.11. | 19 | 0 |  | 0 | 0 | 0 | 0 | 0
09.11. | 20 | 0 |  | 0 | 0 | 0 | 0 | 0
09.11. | 21 | 0 |  | 0 | 0 | 0 | 0 | 0
09.11. | 22 | 0 |  | 0 | 0 | 0 | 0 | 0
09.11. | 23 | 0 |  | 0 | 0 | 0 | 0 | 0
09.11. | 24 | 0 |  | 0 | 0 | 0 | 0 | 0
10.11. | 1 | 0 |  | 0 | 0 | 0 | 0 | 0
10.11. | 2 | 0 |  | 0 | 0 | 0 | 0 | 0
10.11. | 3 | 0 |  | 0 | 0 | 0 | 0 | 0
10.11. | 4 | 0 |  | 0 | 0 | 0 | 0 | 0
10.11. | 5 | 0 |  | 0 | 0 | 0 | 0 | 0
10.11. | 6 | 0 |  | 0 | 0 | 0 | 0 | 0
10.11. | 7 | 0 |  | 0 | 0 | 0 | 0 | 0
10.11. | 8 | 0 |  | 0 | 0 | 0 | 0 | 0
10.11. | 9 | 0 |  | 0 | 0 | 0 | 0 | 0
10.11. | 10 | 0 |  | 0 | 0 | 0 | 0 | 0
10.11. | 11 | 0 |  | 0 | 0 | 0 | 0 | 0
10.11. | 12 | 0 |  | 0 | 0 | 0 | 0 | 0
10.11. | 13 | 0 |  | 0 | 0 | 0 | 0 | 0
10.11. | 14 | 0 |  | 0 | 0 | 0 | 0 | 0
10.11. | 15 | 0 |  | 0 | 0 | 0 | 0 | 0
10.11. | 16 | 0 |  | 0 | 0 | 0 | 0 | 0
10.11. | 17 | 0 |  | 0 | 0 | 0 | 0 | 0
10.11. | 18 | 0 |  | 0 | 0 | 0 | 0 | 0
10.11. | 19 | 0 |  | 0 | 0 | 0 | 0 | 0
10.11. | 20 | 0 |  | 0 | 0 | 0 | 0 | 0
10.11. | 21 | 0 |  | 0 | 0 | 0 | 0 | 0
10.11. | 22 | 0 |  | 0 | 0 | 0 | 0 | 0
10.11. | 23 | 0 |  | 0 | 0 | 0 | 0 | 0
10.11. | 24 | 0 |  | 0 | 0 | 0 | 0 | 0
11.11. | 1 | 0 |  | 0 | 0 | 0 | 0 | 0
11.11. | 2 | 0 |  | 0 | 0 | 0 | 0 | 0
11.11. | 3 | 0 |  | 0 | 0 | 0 | 0 | 0
11.11. | 4 | 0 |  | 0 | 0 | 0 | 0 | 0
11.11. | 5 | 0 |  | 0 | 0 | 0 | 0 | 0
11.11. | 6 | 0 |  | 0 | 0 | 0 | 0 | 0
11.11. | 7 | 0 |  | 0 | 0 | 0 | 0 | 0
11.11. | 8 | 0 |  | 0 | 0 | 0 | 0 | 0
11.11. | 9 | 0 |  | 0 | 0 | 0 | 0 | 0
11.11. | 10 | 0 |  | 0 | 0 | 0 | 0 | 0
11.11. | 11 | 0 |  | 0 | 0 | 0 | 0 | 0
11.11. | 12 | 0 |  | 0 | 0 | 0 | 0 | 0
11.11. | 13 | 0 |  | 0 | 0 | 0 | 0 | 0
11.11. | 14 | 0 |  | 0 | 0 | 0 | 0 | 0
11.11. | 15 | 0 |  | 0 | 0 | 0 | 0 | 0
11.11. | 16 | 0 |  | 0 | 0 | 0 | 0 | 0
11.11. | 17 | 0 |  | 0 | 0 | 0 | 0 | 0
11.11. | 18 | 0 |  | 0 | 0 | 0 | 0 | 0
11.11. | 19 | 0 |  | 0 | 0 | 0 | 0 | 0
11.11. | 20 | 0 |  | 0 | 0 | 0 | 0 | 0
11.11. | 21 | 0 |  | 0 | 0 | 0 | 0 | 0
11.11. | 22 | 0 |  | 0 | 0 | 0 | 0 | 0
11.11. | 23 | 0 |  | 0 | 0 | 0 | 0 | 0
11.11. | 24 | 0 |  | 0 | 0 | 0 | 0 | 0
12.11. | 1 | 0 |  | 0 | 0 | 0 | 0 | 0
12.11. | 2 | 0 |  | 0 | 0 | 0 | 0 | 0
12.11. | 3 | 0 |  | 0 | 0 | 0 | 0 | 0
12.11. | 4 | 0 |  | 0 | 0 | 0 | 0 | 0
12.11. | 5 | 0 |  | 0 | 0 | 0 | 0 | 0
12.11. | 6 | 0 |  | 0 | 0 | 0 | 0 | 0
12.11. | 7 | 0 |  | 0 | 0 | 0 | 0 | 0
12.11. | 8 | 0 |  | 0 | 0 | 0 | 0 | 0
12.11. | 9 | 0 |  | 0 | 0 | 0 | 0 | 0
12.11. | 10 | 0 |  | 0 | 0 | 0 | 0 | 0
12.11. | 11 | 0 |  | 0 | 0 | 0 | 0 | 0
12.11. | 12 | 0 |  | 0 | 0 | 0 | 0 | 0
12.11. | 13 | 0 |  | 0 | 0 | 0 | 0 | 0
12.11. | 14 | 0 |  | 0 | 0 | 0 | 0 | 0
12.11. | 15 | 0 |  | 0 | 0 | 0 | 0 | 0
12.11. | 16 | 0 |  | 0 | 0 | 0 | 0 | 0
12.11. | 17 | 0 |  | 0 | 0 | 0 | 0 | 0
12.11. | 18 | 0 |  | 0 | 0 | 0 | 0 | 0
12.11. | 19 | 0 |  | 0 | 0 | 0 | 0 | 0
12.11. | 20 | 0 |  | 0 | 0 | 0 | 0 | 0
12.11. | 21 | 0 |  | 0 | 0 | 0 | 0 | 0
12.11. | 22 | 0 |  | 0 | 0 | 0 | 0 | 0
12.11. | 23 | 0 |  | 0 | 0 | 0 | 0 | 0
12.11. | 24 | 0 |  | 0 | 0 | 0 | 0 | 0
13.11. | 1 | 0 |  | 0 | 0 | 0 | 0 | 0
13.11. | 2 | 0 |  | 0 | 0 | 0 | 0 | 0
13.11. | 3 | 0 |  | 0 | 0 | 0 | 0 | 0
13.11. | 4 | 0 |  | 0 | 0 | 0 | 0 | 0
13.11. | 5 | 0 |  | 0 | 0 | 0 | 0 | 0
13.11. | 6 | 0 |  | 0 | 0 | 0 | 0 | 0
13.11. | 7 | 0 |  | 0 | 0 | 0 | 0 | 0
13.11. | 8 | 0 |  | 0 | 0 | 0 | 0 | 0
13.11. | 9 | 0 |  | 0 | 0 | 0 | 0 | 0
13.11. | 10 | 0 |  | 0 | 0 | 0 | 0 | 0
13.11. | 11 | 0 |  | 0 | 0 | 0 | 0 | 0
13.11. | 12 | 0 |  | 0 | 0 | 0 | 0 | 0
13.11. | 13 | 0 |  | 0 | 0 | 0 | 0 | 0
13.11. | 14 | 0 |  | 0 | 0 | 0 | 0 | 0
13.11. | 15 | 0 |  | 0 | 0 | 0 | 0 | 0
13.11. | 16 | 0 |  | 0 | 0 | 0 | 0 | 0
13.11. | 17 | 0 |  | 0 | 0 | 0 | 0 | 0
13.11. | 18 | 0 |  | 0 | 0 | 0 | 0 | 0
13.11. | 19 | 0 |  | 0 | 0 | 0 | 0 | 0
13.11. | 20 | 0 |  | 0 | 0 | 0 | 0 | 0
13.11. | 21 | 0 |  | 0 | 0 | 0 | 0 | 0
13.11. | 22 | 0 |  | 0 | 0 | 0 | 0 | 0
13.11. | 23 | 0 |  | 0 | 0 | 0 | 0 | 0
13.11. | 24 | 0 |  | 0 | 0 | 0 | 0 | 0
14.11. | 1 | 0 |  | 0 | 0 | 0 | 0 | 0
14.11. | 2 | 0 |  | 0 | 0 | 0 | 0 | 0
14.11. | 3 | 0 |  | 0 | 0 | 0 | 0 | 0
14.11. | 4 | 0 |  | 0 | 0 | 0 | 0 | 0
14.11. | 5 | 0 |  | 0 | 0 | 0 | 0 | 0
14.11. | 6 | 0 |  | 0 | 0 | 0 | 0 | 0
14.11. | 7 | 0 |  | 0 | 0 | 0 | 0 | 0
14.11. | 8 | 0 |  | 0 | 0 | 0 | 0 | 0
14.11. | 9 | 0 |  | 0 | 0 | 0 | 0 | 0
14.11. | 10 | 0 |  | 0 | 0 | 0 | 0 | 0
14.11. | 11 | 0 |  | 0 | 0 | 0 | 0 | 0
14.11. | 12 | 0 |  | 0 | 0 | 0 | 0 | 0
14.11. | 13 | 0 |  | 0 | 0 | 0 | 0 | 0
14.11. | 14 | 0 |  | 0 | 0 | 0 | 0 | 0
14.11. | 15 | 0 |  | 0 | 0 | 0 | 0 | 0
14.11. | 16 | 0 |  | 0 | 0 | 0 | 0 | 0
14.11. | 17 | 0 |  | 0 | 0 | 0 | 0 | 0
14.11. | 18 | 0 |  | 0 | 0 | 0 | 0 | 0
14.11. | 19 | 0 |  | 0 | 0 | 0 | 0 | 0
14.11. | 20 | 0 |  | 0 | 0 | 0 | 0 | 0
14.11. | 21 | 0 |  | 0 | 0 | 0 | 0 | 0
14.11. | 22 | 0 |  | 0 | 0 | 0 | 0 | 0
14.11. | 23 | 0 |  | 0 | 0 | 0 | 0 | 0
14.11. | 24 | 0 |  | 0 | 0 | 0 | 0 | 0
15.11. | 1 | 0 |  | 0 | 0 | 0 | 0 | 0
15.11. | 2 | 0 |  | 0 | 0 | 0 | 0 | 0
15.11. | 3 | 0 |  | 0 | 0 | 0 | 0 | 0
15.11. | 4 | 0 |  | 0 | 0 | 0 | 0 | 0
15.11. | 5 | 0 |  | 0 | 0 | 0 | 0 | 0
15.11. | 6 | 0 |  | 0 | 0 | 0 | 0 | 0
15.11. | 7 | 0 |  | 0 | 0 | 0 | 0 | 0
15.11. | 8 | 0 |  | 0 | 0 | 0 | 0 | 0
15.11. | 9 | 0 |  | 0 | 0 | 0 | 0 | 0
15.11. | 10 | 0 |  | 0 | 0 | 0 | 0 | 0
15.11. | 11 | 0 |  | 0 | 0 | 0 | 0 | 0
15.11. | 12 | 0 |  | 0 | 0 | 0 | 0 | 0
15.11. | 13 | 0 |  | 0 | 0 | 0 | 0 | 0
15.11. | 14 | 0 |  | 0 | 0 | 0 | 0 | 0
15.11. | 15 | 0 |  | 0 | 0 | 0 | 0 | 0
15.11. | 16 | 0 |  | 0 | 0 | 0 | 0 | 0
15.11. | 17 | 0 |  | 0 | 0 | 0 | 0 | 0
15.11. | 18 | 0 |  | 0 | 0 | 0 | 0 | 0
15.11. | 19 | 0 |  | 0 | 0 | 0 | 0 | 0
15.11. | 20 | 0 |  | 0 | 0 | 0 | 0 | 0
15.11. | 21 | 0 |  | 0 | 0 | 0 | 0 | 0
15.11. | 22 | 0 |  | 0 | 0 | 0 | 0 | 0
15.11. | 23 | 0 |  | 0 | 0 | 0 | 0 | 0
15.11. | 24 | 0 |  | 0 | 0 | 0 | 0 | 0
16.11. | 1 | 0 |  | 0 | 0 | 0 | 0 | 0
16.11. | 2 | 0 |  | 0 | 0 | 0 | 0 | 0
16.11. | 3 | 0 |  | 0 | 0 | 0 | 0 | 0
16.11. | 4 | 0 |  | 0 | 0 | 0 | 0 | 0
16.11. | 5 | 0 |  | 0 | 0 | 0 | 0 | 0
16.11. | 6 | 0 |  | 0 | 0 | 0 | 0 | 0
16.11. | 7 | 0 |  | 0 | 0 | 0 | 0 | 0
16.11. | 8 | 0 |  | 0 | 0 | 0 | 0 | 0
16.11. | 9 | 0 |  | 0 | 0 | 0 | 0 | 0
16.11. | 10 | 0 |  | 0 | 0 | 0 | 0 | 0
16.11. | 11 | 0 |  | 0 | 0 | 0 | 0 | 0
16.11. | 12 | 0 |  | 0 | 0 | 0 | 0 | 0
16.11. | 13 | 0 |  | 0 | 0 | 0 | 0 | 0
16.11. | 14 | 0 |  | 0 | 0 | 0 | 0 | 0
16.11. | 15 | 0 |  | 0 | 0 | 0 | 0 | 0
16.11. | 16 | 0 |  | 0 | 0 | 0 | 0 | 0
16.11. | 17 | 0 |  | 0 | 0 | 0 | 0 | 0
16.11. | 18 | 0 |  | 0 | 0 | 0 | 0 | 0
16.11. | 19 | 0 |  | 0 | 0 | 0 | 0 | 0
16.11. | 20 | 0 |  | 0 | 0 | 0 | 0 | 0
16.11. | 21 | 0 |  | 0 | 0 | 0 | 0 | 0
16.11. | 22 | 0 |  | 0 | 0 | 0 | 0 | 0
16.11. | 23 | 0 |  | 0 | 0 | 0 | 0 | 0
16.11. | 24 | 0 |  | 0 | 0 | 0 | 0 | 0
17.11. | 1 | 0 |  | 0 | 0 | 0 | 0 | 0
17.11. | 2 | 0 |  | 0 | 0 | 0 | 0 | 0
17.11. | 3 | 0 |  | 0 | 0 | 0 | 0 | 0
17.11. | 4 | 0 |  | 0 | 0 | 0 | 0 | 0
17.11. | 5 | 0 |  | 0 | 0 | 0 | 0 | 0
17.11. | 6 | 0 |  | 0 | 0 | 0 | 0 | 0
17.11. | 7 | 0 |  | 0 | 0 | 0 | 0 | 0
17.11. | 8 | 0 |  | 0 | 0 | 0 | 0 | 0
17.11. | 9 | 0 |  | 0 | 0 | 0 | 0 | 0
17.11. | 10 | 0 |  | 0 | 0 | 0 | 0 | 0
17.11. | 11 | 0 |  | 0 | 0 | 0 | 0 | 0
17.11. | 12 | 0 |  | 0 | 0 | 0 | 0 | 0
17.11. | 13 | 0 |  | 0 | 0 | 0 | 0 | 0
17.11. | 14 | 0 |  | 0 | 0 | 0 | 0 | 0
17.11. | 15 | 0 |  | 0 | 0 | 0 | 0 | 0
17.11. | 16 | 0 |  | 0 | 0 | 0 | 0 | 0
17.11. | 17 | 0 |  | 0 | 0 | 0 | 0 | 0
17.11. | 18 | 0 |  | 0 | 0 | 0 | 0 | 0
17.11. | 19 | 0 |  | 0 | 0 | 0 | 0 | 0
17.11. | 20 | 0 |  | 0 | 0 | 0 | 0 | 0
17.11. | 21 | 0 |  | 0 | 0 | 0 | 0 | 0
17.11. | 22 | 0 |  | 0 | 0 | 0 | 0 | 0
17.11. | 23 | 0 |  | 0 | 0 | 0 | 0 | 0
17.11. | 24 | 0 |  | 0 | 0 | 0 | 0 | 0
18.11. | 1 | 0 |  | 0 | 0 | 0 | 0 | 0
18.11. | 2 | 0 |  | 0 | 0 | 0 | 0 | 0
18.11. | 3 | 0 |  | 0 | 0 | 0 | 0 | 0
18.11. | 4 | 0 |  | 0 | 0 | 0 | 0 | 0
18.11. | 5 | 0 |  | 0 | 0 | 0 | 0 | 0
18.11. | 6 | 0 |  | 0 | 0 | 0 | 0 | 0
18.11. | 7 | 0 |  | 0 | 0 | 0 | 0 | 0
18.11. | 8 | 0 |  | 0 | 0 | 0 | 0 | 0
18.11. | 9 | 0 |  | 0 | 0 | 0 | 0 | 0
18.11. | 10 | 0 |  | 0 | 0 | 0 | 0 | 0
18.11. | 11 | 0 |  | 0 | 0 | 0 | 0 | 0
18.11. | 12 | 0 |  | 0 | 0 | 0 | 0 | 0
18.11. | 13 | 0 |  | 0 | 0 | 0 | 0 | 0
18.11. | 14 | 0 |  | 0 | 0 | 0 | 0 | 0
18.11. | 15 | 0 |  | 0 | 0 | 0 | 0 | 0
18.11. | 16 | 0 |  | 0 | 0 | 0 | 0 | 0
18.11. | 17 | 0 |  | 0 | 0 | 0 | 0 | 0
18.11. | 18 | 0 |  | 0 | 0 | 0 | 0 | 0
18.11. | 19 | 0 |  | 0 | 0 | 0 | 0 | 0
18.11. | 20 | 0 |  | 0 | 0 | 0 | 0 | 0
18.11. | 21 | 0 |  | 0 | 0 | 0 | 0 | 0
18.11. | 22 | 0 |  | 0 | 0 | 0 | 0 | 0
18.11. | 23 | 0 |  | 0 | 0 | 0 | 0 | 0
18.11. | 24 | 0 |  | 0 | 0 | 0 | 0 | 0
19.11. | 1 | 0 |  | 0 | 0 | 0 | 0 | 0
19.11. | 2 | 0 |  | 0 | 0 | 0 | 0 | 0
19.11. | 3 | 0 |  | 0 | 0 | 0 | 0 | 0
19.11. | 4 | 0 |  | 0 | 0 | 0 | 0 | 0
19.11. | 5 | 0 |  | 0 | 0 | 0 | 0 | 0
19.11. | 6 | 0 |  | 0 | 0 | 0 | 0 | 0
19.11. | 7 | 0 |  | 0 | 0 | 0 | 0 | 0
19.11. | 8 | 0 |  | 0 | 0 | 0 | 0 | 0
19.11. | 9 | 0 |  | 0 | 0 | 0 | 0 | 0
19.11. | 10 | 0 |  | 0 | 0 | 0 | 0 | 0
19.11. | 11 | 0 |  | 0 | 0 | 0 | 0 | 0
19.11. | 12 | 0 |  | 0 | 0 | 0 | 0 | 0
19.11. | 13 | 0 |  | 0 | 0 | 0 | 0 | 0
19.11. | 14 | 0 |  | 0 | 0 | 0 | 0 | 0
19.11. | 15 | 0 |  | 0 | 0 | 0 | 0 | 0
19.11. | 16 | 0 |  | 0 | 0 | 0 | 0 | 0
19.11. | 17 | 0 |  | 0 | 0 | 0 | 0 | 0
19.11. | 18 | 0 |  | 0 | 0 | 0 | 0 | 0
19.11. | 19 | 0 |  | 0 | 0 | 0 | 0 | 0
19.11. | 20 | 0 |  | 0 | 0 | 0 | 0 | 0
19.11. | 21 | 0 |  | 0 | 0 | 0 | 0 | 0
19.11. | 22 | 0 |  | 0 | 0 | 0 | 0 | 0
19.11. | 23 | 0 |  | 0 | 0 | 0 | 0 | 0
19.11. | 24 | 0 |  | 0 | 0 | 0 | 0 | 0
20.11. | 1 | 0 |  | 0 | 0 | 0 | 0 | 0
20.11. | 2 | 0 |  | 0 | 0 | 0 | 0 | 0
20.11. | 3 | 0 |  | 0 | 0 | 0 | 0 | 0
20.11. | 4 | 0 |  | 0 | 0 | 0 | 0 | 0
20.11. | 5 | 0 |  | 0 | 0 | 0 | 0 | 0
20.11. | 6 | 0 |  | 0 | 0 | 0 | 0 | 0
20.11. | 7 | 0 |  | 0 | 0 | 0 | 0 | 0
20.11. | 8 | 0 |  | 0 | 0 | 0 | 0 | 0
20.11. | 9 | 0 |  | 0 | 0 | 0 | 0 | 0
20.11. | 10 | 0 |  | 0 | 0 | 0 | 0 | 0
20.11. | 11 | 0 |  | 0 | 0 | 0 | 0 | 0
20.11. | 12 | 0 |  | 0 | 0 | 0 | 0 | 0
20.11. | 13 | 0 |  | 0 | 0 | 0 | 0 | 0
20.11. | 14 | 0 |  | 0 | 0 | 0 | 0 | 0
20.11. | 15 | 0 |  | 0 | 0 | 0 | 0 | 0
20.11. | 16 | 0 |  | 0 | 0 | 0 | 0 | 0
20.11. | 17 | 0 |  | 0 | 0 | 0 | 0 | 0
20.11. | 18 | 0 |  | 0 | 0 | 0 | 0 | 0
20.11. | 19 | 0 |  | 0 | 0 | 0 | 0 | 0
20.11. | 20 | 0 |  | 0 | 0 | 0 | 0 | 0
20.11. | 21 | 0 |  | 0 | 0 | 0 | 0 | 0
20.11. | 22 | 0 |  | 0 | 0 | 0 | 0 | 0
20.11. | 23 | 0 |  | 0 | 0 | 0 | 0 | 0
20.11. | 24 | 0 |  | 0 | 0 | 0 | 0 | 0
21.11. | 1 | 0 |  | 0 | 0 | 0 | 0 | 0
21.11. | 2 | 0 |  | 0 | 0 | 0 | 0 | 0
21.11. | 3 | 0 |  | 0 | 0 | 0 | 0 | 0
21.11. | 4 | 0 |  | 0 | 0 | 0 | 0 | 0
21.11. | 5 | 0 |  | 0 | 0 | 0 | 0 | 0
21.11. | 6 | 0 |  | 0 | 0 | 0 | 0 | 0
21.11. | 7 | 0 |  | 0 | 0 | 0 | 0 | 0
21.11. | 8 | 0 |  | 0 | 0 | 0 | 0 | 0
21.11. | 9 | 0 |  | 0 | 0 | 0 | 0 | 0
21.11. | 10 | 0 |  | 0 | 0 | 0 | 0 | 0
21.11. | 11 | 0 |  | 0 | 0 | 0 | 0 | 0
21.11. | 12 | 0 |  | 0 | 0 | 0 | 0 | 0
21.11. | 13 | 0 |  | 0 | 0 | 0 | 0 | 0
21.11. | 14 | 0 |  | 0 | 0 | 0 | 0 | 0
21.11. | 15 | 0 |  | 0 | 0 | 0 | 0 | 0
21.11. | 16 | 0 |  | 0 | 0 | 0 | 0 | 0
21.11. | 17 | 0 |  | 0 | 0 | 0 | 0 | 0
21.11. | 18 | 0 |  | 0 | 0 | 0 | 0 | 0
21.11. | 19 | 0 |  | 0 | 0 | 0 | 0 | 0
21.11. | 20 | 0 |  | 0 | 0 | 0 | 0 | 0
21.11. | 21 | 0 |  | 0 | 0 | 0 | 0 | 0
21.11. | 22 | 0 |  | 0 | 0 | 0 | 0 | 0
21.11. | 23 | 0 |  | 0 | 0 | 0 | 0 | 0
21.11. | 24 | 0 |  | 0 | 0 | 0 | 0 | 0
22.11. | 1 | 0 |  | 0 | 0 | 0 | 0 | 0
22.11. | 2 | 0 |  | 0 | 0 | 0 | 0 | 0
22.11. | 3 | 0 |  | 0 | 0 | 0 | 0 | 0
22.11. | 4 | 0 |  | 0 | 0 | 0 | 0 | 0
22.11. | 5 | 0 |  | 0 | 0 | 0 | 0 | 0
22.11. | 6 | 0 |  | 0 | 0 | 0 | 0 | 0
22.11. | 7 | 0 |  | 0 | 0 | 0 | 0 | 0
22.11. | 8 | 0 |  | 0 | 0 | 0 | 0 | 0
22.11. | 9 | 0 |  | 0 | 0 | 0 | 0 | 0
22.11. | 10 | 0 |  | 0 | 0 | 0 | 0 | 0
22.11. | 11 | 0 |  | 0 | 0 | 0 | 0 | 0
22.11. | 12 | 0 |  | 0 | 0 | 0 | 0 | 0
22.11. | 13 | 0 |  | 0 | 0 | 0 | 0 | 0
22.11. | 14 | 0 |  | 0 | 0 | 0 | 0 | 0
22.11. | 15 | 0 |  | 0 | 0 | 0 | 0 | 0
22.11. | 16 | 0 |  | 0 | 0 | 0 | 0 | 0
22.11. | 17 | 0 |  | 0 | 0 | 0 | 0 | 0
22.11. | 18 | 0 |  | 0 | 0 | 0 | 0 | 0
22.11. | 19 | 0 |  | 0 | 0 | 0 | 0 | 0
22.11. | 20 | 0 |  | 0 | 0 | 0 | 0 | 0
22.11. | 21 | 0 |  | 0 | 0 | 0 | 0 | 0
22.11. | 22 | 0 |  | 0 | 0 | 0 | 0 | 0
22.11. | 23 | 0 |  | 0 | 0 | 0 | 0 | 0
22.11. | 24 | 0 |  | 0 | 0 | 0 | 0 | 0
23.11. | 1 | 0 |  | 0 | 0 | 0 | 0 | 0
23.11. | 2 | 0 |  | 0 | 0 | 0 | 0 | 0
23.11. | 3 | 0 |  | 0 | 0 | 0 | 0 | 0
23.11. | 4 | 0 |  | 0 | 0 | 0 | 0 | 0
23.11. | 5 | 0 |  | 0 | 0 | 0 | 0 | 0
23.11. | 6 | 0 |  | 0 | 0 | 0 | 0 | 0
23.11. | 7 | 0 |  | 0 | 0 | 0 | 0 | 0
23.11. | 8 | 0 |  | 0 | 0 | 0 | 0 | 0
23.11. | 9 | 0 |  | 0 | 0 | 0 | 0 | 0
23.11. | 10 | 0 |  | 0 | 0 | 0 | 0 | 0
23.11. | 11 | 0 |  | 0 | 0 | 0 | 0 | 0
23.11. | 12 | 0 |  | 0 | 0 | 0 | 0 | 0
23.11. | 13 | 0 |  | 0 | 0 | 0 | 0 | 0
23.11. | 14 | 0 |  | 0 | 0 | 0 | 0 | 0
23.11. | 15 | 0 |  | 0 | 0 | 0 | 0 | 0
23.11. | 16 | 0 |  | 0 | 0 | 0 | 0 | 0
23.11. | 17 | 0 |  | 0 | 0 | 0 | 0 | 0
23.11. | 18 | 0 |  | 0 | 0 | 0 | 0 | 0
23.11. | 19 | 0 |  | 0 | 0 | 0 | 0 | 0
23.11. | 20 | 0 |  | 0 | 0 | 0 | 0 | 0
23.11. | 21 | 0 |  | 0 | 0 | 0 | 0 | 0
23.11. | 22 | 0 |  | 0 | 0 | 0 | 0 | 0
23.11. | 23 | 0 |  | 0 | 0 | 0 | 0 | 0
23.11. | 24 | 0 |  | 0 | 0 | 0 | 0 | 0
24.11. | 1 | 0 |  | 0 | 0 | 0 | 0 | 0
24.11. | 2 | 0 |  | 0 | 0 | 0 | 0 | 0
24.11. | 3 | 0 |  | 0 | 0 | 0 | 0 | 0
24.11. | 4 | 0 |  | 0 | 0 | 0 | 0 | 0
24.11. | 5 | 0 |  | 0 | 0 | 0 | 0 | 0
24.11. | 6 | 0 |  | 0 | 0 | 0 | 0 | 0
24.11. | 7 | 0 |  | 0 | 0 | 0 | 0 | 0
24.11. | 8 | 0 |  | 0 | 0 | 0 | 0 | 0
24.11. | 9 | 0 |  | 0 | 0 | 0 | 0 | 0
24.11. | 10 | 0 |  | 0 | 0 | 0 | 0 | 0
24.11. | 11 | 0 |  | 0 | 0 | 0 | 0 | 0
24.11. | 12 | 0 |  | 0 | 0 | 0 | 0 | 0
24.11. | 13 | 0 |  | 0 | 0 | 0 | 0 | 0
24.11. | 14 | 0 |  | 0 | 0 | 0 | 0 | 0
24.11. | 15 | 0 |  | 0 | 0 | 0 | 0 | 0
24.11. | 16 | 0 |  | 0 | 0 | 0 | 0 | 0
24.11. | 17 | 0 |  | 0 | 0 | 0 | 0 | 0
24.11. | 18 | 0 |  | 0 | 0 | 0 | 0 | 0
24.11. | 19 | 0 |  | 0 | 0 | 0 | 0 | 0
24.11. | 20 | 0 |  | 0 | 0 | 0 | 0 | 0
24.11. | 21 | 0 |  | 0 | 0 | 0 | 0 | 0
24.11. | 22 | 0 |  | 0 | 0 | 0 | 0 | 0
24.11. | 23 | 0 |  | 0 | 0 | 0 | 0 | 0
24.11. | 24 | 0 |  | 0 | 0 | 0 | 0 | 0
25.11. | 1 | 0 |  | 0 | 0 | 0 | 0 | 0
25.11. | 2 | 0 |  | 0 | 0 | 0 | 0 | 0
25.11. | 3 | 0 |  | 0 | 0 | 0 | 0 | 0
25.11. | 4 | 0 |  | 0 | 0 | 0 | 0 | 0
25.11. | 5 | 0 |  | 0 | 0 | 0 | 0 | 0
25.11. | 6 | 0 |  | 0 | 0 | 0 | 0 | 0
25.11. | 7 | 0 |  | 0 | 0 | 0 | 0 | 0
25.11. | 8 | 0 |  | 0 | 0 | 0 | 0 | 0
25.11. | 9 | 0 |  | 0 | 0 | 0 | 0 | 0
25.11. | 10 | 0 |  | 0 | 0 | 0 | 0 | 0
25.11. | 11 | 0 |  | 0 | 0 | 0 | 0 | 0
25.11. | 12 | 0 |  | 0 | 0 | 0 | 0 | 0
25.11. | 13 | 0 |  | 0 | 0 | 0 | 0 | 0
25.11. | 14 | 0 |  | 0 | 0 | 0 | 0 | 0
25.11. | 15 | 0 |  | 0 | 0 | 0 | 0 | 0
25.11. | 16 | 0 |  | 0 | 0 | 0 | 0 | 0
25.11. | 17 | 0 |  | 0 | 0 | 0 | 0 | 0
25.11. | 18 | 0 |  | 0 | 0 | 0 | 0 | 0
25.11. | 19 | 0 |  | 0 | 0 | 0 | 0 | 0
25.11. | 20 | 0 |  | 0 | 0 | 0 | 0 | 0
25.11. | 21 | 0 |  | 0 | 0 | 0 | 0 | 0
25.11. | 22 | 0 |  | 0 | 0 | 0 | 0 | 0
25.11. | 23 | 0 |  | 0 | 0 | 0 | 0 | 0
25.11. | 24 | 0 |  | 0 | 0 | 0 | 0 | 0
26.11. | 1 | 0 |  | 0 | 0 | 0 | 0 | 0
26.11. | 2 | 0 |  | 0 | 0 | 0 | 0 | 0
26.11. | 3 | 0 |  | 0 | 0 | 0 | 0 | 0
26.11. | 4 | 0 |  | 0 | 0 | 0 | 0 | 0
26.11. | 5 | 0 |  | 0 | 0 | 0 | 0 | 0
26.11. | 6 | 0 |  | 0 | 0 | 0 | 0 | 0
26.11. | 7 | 0 |  | 0 | 0 | 0 | 0 | 0
26.11. | 8 | 0 |  | 0 | 0 | 0 | 0 | 0
26.11. | 9 | 0 |  | 0 | 0 | 0 | 0 | 0
26.11. | 10 | 0 |  | 0 | 0 | 0 | 0 | 0
26.11. | 11 | 0 |  | 0 | 0 | 0 | 0 | 0
26.11. | 12 | 0 |  | 0 | 0 | 0 | 0 | 0
26.11. | 13 | 0 |  | 0 | 0 | 0 | 0 | 0
26.11. | 14 | 0 |  | 0 | 0 | 0 | 0 | 0
26.11. | 15 | 0 |  | 0 | 0 | 0 | 0 | 0
26.11. | 16 | 0 |  | 0 | 0 | 0 | 0 | 0
26.11. | 17 | 0 |  | 0 | 0 | 0 | 0 | 0
26.11. | 18 | 0 |  | 0 | 0 | 0 | 0 | 0
26.11. | 19 | 0 |  | 0 | 0 | 0 | 0 | 0
26.11. | 20 | 0 |  | 0 | 0 | 0 | 0 | 0
26.11. | 21 | 0 |  | 0 | 0 | 0 | 0 | 0
26.11. | 22 | 0 |  | 0 | 0 | 0 | 0 | 0
26.11. | 23 | 0 |  | 0 | 0 | 0 | 0 | 0
26.11. | 24 | 0 |  | 0 | 0 | 0 | 0 | 0
27.11. | 1 | 0 |  | 0 | 0 | 0 | 0 | 0
27.11. | 2 | 0 |  | 0 | 0 | 0 | 0 | 0
27.11. | 3 | 0 |  | 0 | 0 | 0 | 0 | 0
27.11. | 4 | 0 |  | 0 | 0 | 0 | 0 | 0
27.11. | 5 | 0 |  | 0 | 0 | 0 | 0 | 0
27.11. | 6 | 0 |  | 0 | 0 | 0 | 0 | 0
27.11. | 7 | 0 |  | 0 | 0 | 0 | 0 | 0
27.11. | 8 | 0 |  | 0 | 0 | 0 | 0 | 0
27.11. | 9 | 0 |  | 0 | 0 | 0 | 0 | 0
27.11. | 10 | 0 |  | 0 | 0 | 0 | 0 | 0
27.11. | 11 | 0 |  | 0 | 0 | 0 | 0 | 0
27.11. | 12 | 0 |  | 0 | 0 | 0 | 0 | 0
27.11. | 13 | 0 |  | 0 | 0 | 0 | 0 | 0
27.11. | 14 | 0 |  | 0 | 0 | 0 | 0 | 0
27.11. | 15 | 0 |  | 0 | 0 | 0 | 0 | 0
27.11. | 16 | 0 |  | 0 | 0 | 0 | 0 | 0
27.11. | 17 | 0 |  | 0 | 0 | 0 | 0 | 0
27.11. | 18 | 0 |  | 0 | 0 | 0 | 0 | 0
27.11. | 19 | 0 |  | 0 | 0 | 0 | 0 | 0
27.11. | 20 | 0 |  | 0 | 0 | 0 | 0 | 0
27.11. | 21 | 0 |  | 0 | 0 | 0 | 0 | 0
27.11. | 22 | 0 |  | 0 | 0 | 0 | 0 | 0
27.11. | 23 | 0 |  | 0 | 0 | 0 | 0 | 0
27.11. | 24 | 0 |  | 0 | 0 | 0 | 0 | 0
28.11. | 1 | 0 |  | 0 | 0 | 0 | 0 | 0
28.11. | 2 | 0 |  | 0 | 0 | 0 | 0 | 0
28.11. | 3 | 0 |  | 0 | 0 | 0 | 0 | 0
28.11. | 4 | 0 |  | 0 | 0 | 0 | 0 | 0
28.11. | 5 | 0 |  | 0 | 0 | 0 | 0 | 0
28.11. | 6 | 0 |  | 0 | 0 | 0 | 0 | 0
28.11. | 7 | 0 |  | 0 | 0 | 0 | 0 | 0
28.11. | 8 | 0 |  | 0 | 0 | 0 | 0 | 0
28.11. | 9 | 0 |  | 0 | 0 | 0 | 0 | 0
28.11. | 10 | 0 |  | 0 | 0 | 0 | 0 | 0
28.11. | 11 | 0 |  | 0 | 0 | 0 | 0 | 0
28.11. | 12 | 0 |  | 0 | 0 | 0 | 0 | 0
28.11. | 13 | 0 |  | 0 | 0 | 0 | 0 | 0
28.11. | 14 | 0 |  | 0 | 0 | 0 | 0 | 0
28.11. | 15 | 0 |  | 0 | 0 | 0 | 0 | 0
28.11. | 16 | 0 |  | 0 | 0 | 0 | 0 | 0
28.11. | 17 | 0 |  | 0 | 0 | 0 | 0 | 0
28.11. | 18 | 0 |  | 0 | 0 | 0 | 0 | 0
28.11. | 19 | 0 |  | 0 | 0 | 0 | 0 | 0
28.11. | 20 | 0 |  | 0 | 0 | 0 | 0 | 0
28.11. | 21 | 0 |  | 0 | 0 | 0 | 0 | 0
28.11. | 22 | 0 |  | 0 | 0 | 0 | 0 | 0
28.11. | 23 | 0 |  | 0 | 0 | 0 | 0 | 0
28.11. | 24 | 0 |  | 0 | 0 | 0 | 0 | 0
29.11. | 1 | 0 |  | 0 | 0 | 0 | 0 | 0
29.11. | 2 | 0 |  | 0 | 0 | 0 | 0 | 0
29.11. | 3 | 0 |  | 0 | 0 | 0 | 0 | 0
29.11. | 4 | 0 |  | 0 | 0 | 0 | 0 | 0
29.11. | 5 | 0 |  | 0 | 0 | 0 | 0 | 0
29.11. | 6 | 0 |  | 0 | 0 | 0 | 0 | 0
29.11. | 7 | 0 |  | 0 | 0 | 0 | 0 | 0
29.11. | 8 | 0 |  | 0 | 0 | 0 | 0 | 0
29.11. | 9 | 0 |  | 0 | 0 | 0 | 0 | 0
29.11. | 10 | 0 |  | 0 | 0 | 0 | 0 | 0
29.11. | 11 | 0 |  | 0 | 0 | 0 | 0 | 0
29.11. | 12 | 0 |  | 0 | 0 | 0 | 0 | 0
29.11. | 13 | 0 |  | 0 | 0 | 0 | 0 | 0
29.11. | 14 | 0 |  | 0 | 0 | 0 | 0 | 0
29.11. | 15 | 0 |  | 0 | 0 | 0 | 0 | 0
29.11. | 16 | 0 |  | 0 | 0 | 0 | 0 | 0
29.11. | 17 | 0 |  | 0 | 0 | 0 | 0 | 0
29.11. | 18 | 0 |  | 0 | 0 | 0 | 0 | 0
29.11. | 19 | 0 |  | 0 | 0 | 0 | 0 | 0
29.11. | 20 | 0 |  | 0 | 0 | 0 | 0 | 0
29.11. | 21 | 0 |  | 0 | 0 | 0 | 0 | 0
29.11. | 22 | 0 |  | 0 | 0 | 0 | 0 | 0
29.11. | 23 | 0 |  | 0 | 0 | 0 | 0 | 0
29.11. | 24 | 0 |  | 0 | 0 | 0 | 0 | 0
30.11. | 1 | 0 |  | 0 | 0 | 0 | 0 | 0
30.11. | 2 | 0 |  | 0 | 0 | 0 | 0 | 0
30.11. | 3 | 0 |  | 0 | 0 | 0 | 0 | 0
30.11. | 4 | 0 |  | 0 | 0 | 0 | 0 | 0
30.11. | 5 | 0 |  | 0 | 0 | 0 | 0 | 0
30.11. | 6 | 0 |  | 0 | 0 | 0 | 0 | 0
30.11. | 7 | 0 |  | 0 | 0 | 0 | 0 | 0
30.11. | 8 | 0 |  | 0 | 0 | 0 | 0 | 0
30.11. | 9 | 0 |  | 0 | 0 | 0 | 0 | 0
30.11. | 10 | 0 |  | 0 | 0 | 0 | 0 | 0
30.11. | 11 | 0 |  | 0 | 0 | 0 | 0 | 0
30.11. | 12 | 0 |  | 0 | 0 | 0 | 0 | 0
30.11. | 13 | 0 |  | 0 | 0 | 0 | 0 | 0
30.11. | 14 | 0 |  | 0 | 0 | 0 | 0 | 0
30.11. | 15 | 0 |  | 0 | 0 | 0 | 0 | 0
30.11. | 16 | 0 |  | 0 | 0 | 0 | 0 | 0
30.11. | 17 | 0 |  | 0 | 0 | 0 | 0 | 0
30.11. | 18 | 0 |  | 0 | 0 | 0 | 0 | 0
30.11. | 19 | 0 |  | 0 | 0 | 0 | 0 | 0
30.11. | 20 | 0 |  | 0 | 0 | 0 | 0 | 0
30.11. | 21 | 0 |  | 0 | 0 | 0 | 0 | 0
30.11. | 22 | 0 |  | 0 | 0 | 0 | 0 | 0
30.11. | 23 | 0 |  | 0 | 0 | 0 | 0 | 0
30.11. | 24 | 0 |  | 0 | 0 | 0 | 0 | 0
01.12. | 1 | 0 |  | 0 | 0 | 0 | 0 | 0
01.12. | 2 | 0 |  | 0 | 0 | 0 | 0 | 0
01.12. | 3 | 0 |  | 0 | 0 | 0 | 0 | 0
01.12. | 4 | 0 |  | 0 | 0 | 0 | 0 | 0
01.12. | 5 | 0 |  | 0 | 0 | 0 | 0 | 0
01.12. | 6 | 0 |  | 0 | 0 | 0 | 0 | 0
01.12. | 7 | 0 |  | 0 | 0 | 0 | 0 | 0
01.12. | 8 | 0 |  | 0 | 0 | 0 | 0 | 0
01.12. | 9 | 0 |  | 0 | 0 | 0 | 0 | 0
01.12. | 10 | 0 |  | 0 | 0 | 0 | 0 | 0
01.12. | 11 | 0 |  | 0 | 0 | 0 | 0 | 0
01.12. | 12 | 0 |  | 0 | 0 | 0 | 0 | 0
01.12. | 13 | 0 |  | 0 | 0 | 0 | 0 | 0
01.12. | 14 | 0 |  | 0 | 0 | 0 | 0 | 0
01.12. | 15 | 0 |  | 0 | 0 | 0 | 0 | 0
01.12. | 16 | 0 |  | 0 | 0 | 0 | 0 | 0
01.12. | 17 | 0 |  | 0 | 0 | 0 | 0 | 0
01.12. | 18 | 0 |  | 0 | 0 | 0 | 0 | 0
01.12. | 19 | 0 |  | 0 | 0 | 0 | 0 | 0
01.12. | 20 | 0 |  | 0 | 0 | 0 | 0 | 0
01.12. | 21 | 0 |  | 0 | 0 | 0 | 0 | 0
01.12. | 22 | 0 |  | 0 | 0 | 0 | 0 | 0
01.12. | 23 | 0 |  | 0 | 0 | 0 | 0 | 0
01.12. | 24 | 0 |  | 0 | 0 | 0 | 0 | 0
02.12. | 1 | 0 |  | 0 | 0 | 0 | 0 | 0
02.12. | 2 | 0 |  | 0 | 0 | 0 | 0 | 0
02.12. | 3 | 0 |  | 0 | 0 | 0 | 0 | 0
02.12. | 4 | 0 |  | 0 | 0 | 0 | 0 | 0
02.12. | 5 | 0 |  | 0 | 0 | 0 | 0 | 0
02.12. | 6 | 0 |  | 0 | 0 | 0 | 0 | 0
02.12. | 7 | 0 |  | 0 | 0 | 0 | 0 | 0
02.12. | 8 | 0 |  | 0 | 0 | 0 | 0 | 0
02.12. | 9 | 0 |  | 0 | 0 | 0 | 0 | 0
02.12. | 10 | 0 |  | 0 | 0 | 0 | 0 | 0
02.12. | 11 | 0 |  | 0 | 0 | 0 | 0 | 0
02.12. | 12 | 0 |  | 0 | 0 | 0 | 0 | 0
02.12. | 13 | 0 |  | 0 | 0 | 0 | 0 | 0
02.12. | 14 | 0 |  | 0 | 0 | 0 | 0 | 0
02.12. | 15 | 0 |  | 0 | 0 | 0 | 0 | 0
02.12. | 16 | 0 |  | 0 | 0 | 0 | 0 | 0
02.12. | 17 | 0 |  | 0 | 0 | 0 | 0 | 0
02.12. | 18 | 0 |  | 0 | 0 | 0 | 0 | 0
02.12. | 19 | 0 |  | 0 | 0 | 0 | 0 | 0
02.12. | 20 | 0 |  | 0 | 0 | 0 | 0 | 0
02.12. | 21 | 0 |  | 0 | 0 | 0 | 0 | 0
02.12. | 22 | 0 |  | 0 | 0 | 0 | 0 | 0
02.12. | 23 | 0 |  | 0 | 0 | 0 | 0 | 0
02.12. | 24 | 0 |  | 0 | 0 | 0 | 0 | 0
03.12. | 1 | 0 |  | 0 | 0 | 0 | 0 | 0
03.12. | 2 | 0 |  | 0 | 0 | 0 | 0 | 0
03.12. | 3 | 0 |  | 0 | 0 | 0 | 0 | 0
03.12. | 4 | 0 |  | 0 | 0 | 0 | 0 | 0
03.12. | 5 | 0 |  | 0 | 0 | 0 | 0 | 0
03.12. | 6 | 0 |  | 0 | 0 | 0 | 0 | 0
03.12. | 7 | 0 |  | 0 | 0 | 0 | 0 | 0
03.12. | 8 | 0 |  | 0 | 0 | 0 | 0 | 0
03.12. | 9 | 0 |  | 0 | 0 | 0 | 0 | 0
03.12. | 10 | 0 |  | 0 | 0 | 0 | 0 | 0
03.12. | 11 | 0 |  | 0 | 0 | 0 | 0 | 0
03.12. | 12 | 0 |  | 0 | 0 | 0 | 0 | 0
03.12. | 13 | 0 |  | 0 | 0 | 0 | 0 | 0
03.12. | 14 | 0 |  | 0 | 0 | 0 | 0 | 0
03.12. | 15 | 0 |  | 0 | 0 | 0 | 0 | 0
03.12. | 16 | 0 |  | 0 | 0 | 0 | 0 | 0
03.12. | 17 | 0 |  | 0 | 0 | 0 | 0 | 0
03.12. | 18 | 0 |  | 0 | 0 | 0 | 0 | 0
03.12. | 19 | 0 |  | 0 | 0 | 0 | 0 | 0
03.12. | 20 | 0 |  | 0 | 0 | 0 | 0 | 0
03.12. | 21 | 0 |  | 0 | 0 | 0 | 0 | 0
03.12. | 22 | 0 |  | 0 | 0 | 0 | 0 | 0
03.12. | 23 | 0 |  | 0 | 0 | 0 | 0 | 0
03.12. | 24 | 0 |  | 0 | 0 | 0 | 0 | 0
04.12. | 1 | 0 |  | 0 | 0 | 0 | 0 | 0
04.12. | 2 | 0 |  | 0 | 0 | 0 | 0 | 0
04.12. | 3 | 0 |  | 0 | 0 | 0 | 0 | 0
04.12. | 4 | 0 |  | 0 | 0 | 0 | 0 | 0
04.12. | 5 | 0 |  | 0 | 0 | 0 | 0 | 0
04.12. | 6 | 0 |  | 0 | 0 | 0 | 0 | 0
04.12. | 7 | 0 |  | 0 | 0 | 0 | 0 | 0
04.12. | 8 | 0 |  | 0 | 0 | 0 | 0 | 0
04.12. | 9 | 0 |  | 0 | 0 | 0 | 0 | 0
04.12. | 10 | 0 |  | 0 | 0 | 0 | 0 | 0
04.12. | 11 | 0 |  | 0 | 0 | 0 | 0 | 0
04.12. | 12 | 0 |  | 0 | 0 | 0 | 0 | 0
04.12. | 13 | 0 |  | 0 | 0 | 0 | 0 | 0
04.12. | 14 | 0 |  | 0 | 0 | 0 | 0 | 0
04.12. | 15 | 0 |  | 0 | 0 | 0 | 0 | 0
04.12. | 16 | 0 |  | 0 | 0 | 0 | 0 | 0
04.12. | 17 | 0 |  | 0 | 0 | 0 | 0 | 0
04.12. | 18 | 0 |  | 0 | 0 | 0 | 0 | 0
04.12. | 19 | 0 |  | 0 | 0 | 0 | 0 | 0
04.12. | 20 | 0 |  | 0 | 0 | 0 | 0 | 0
04.12. | 21 | 0 |  | 0 | 0 | 0 | 0 | 0
04.12. | 22 | 0 |  | 0 | 0 | 0 | 0 | 0
04.12. | 23 | 0 |  | 0 | 0 | 0 | 0 | 0
04.12. | 24 | 0 |  | 0 | 0 | 0 | 0 | 0
05.12. | 1 | 0 |  | 0 | 0 | 0 | 0 | 0
05.12. | 2 | 0 |  | 0 | 0 | 0 | 0 | 0
05.12. | 3 | 0 |  | 0 | 0 | 0 | 0 | 0
05.12. | 4 | 0 |  | 0 | 0 | 0 | 0 | 0
05.12. | 5 | 0 |  | 0 | 0 | 0 | 0 | 0
05.12. | 6 | 0 |  | 0 | 0 | 0 | 0 | 0
05.12. | 7 | 0 |  | 0 | 0 | 0 | 0 | 0
05.12. | 8 | 0 |  | 0 | 0 | 0 | 0 | 0
05.12. | 9 | 0 |  | 0 | 0 | 0 | 0 | 0
05.12. | 10 | 0 |  | 0 | 0 | 0 | 0 | 0
05.12. | 11 | 0 |  | 0 | 0 | 0 | 0 | 0
05.12. | 12 | 0 |  | 0 | 0 | 0 | 0 | 0
05.12. | 13 | 0 |  | 0 | 0 | 0 | 0 | 0
05.12. | 14 | 0 |  | 0 | 0 | 0 | 0 | 0
05.12. | 15 | 0 |  | 0 | 0 | 0 | 0 | 0
05.12. | 16 | 0 |  | 0 | 0 | 0 | 0 | 0
05.12. | 17 | 0 |  | 0 | 0 | 0 | 0 | 0
05.12. | 18 | 0 |  | 0 | 0 | 0 | 0 | 0
05.12. | 19 | 0 |  | 0 | 0 | 0 | 0 | 0
05.12. | 20 | 0 |  | 0 | 0 | 0 | 0 | 0
05.12. | 21 | 0 |  | 0 | 0 | 0 | 0 | 0
05.12. | 22 | 0 |  | 0 | 0 | 0 | 0 | 0
05.12. | 23 | 0 |  | 0 | 0 | 0 | 0 | 0
05.12. | 24 | 0 |  | 0 | 0 | 0 | 0 | 0
06.12. | 1 | 0 |  | 0 | 0 | 0 | 0 | 0
06.12. | 2 | 0 |  | 0 | 0 | 0 | 0 | 0
06.12. | 3 | 0 |  | 0 | 0 | 0 | 0 | 0
06.12. | 4 | 0 |  | 0 | 0 | 0 | 0 | 0
06.12. | 5 | 0 |  | 0 | 0 | 0 | 0 | 0
06.12. | 6 | 0 |  | 0 | 0 | 0 | 0 | 0
06.12. | 7 | 0 |  | 0 | 0 | 0 | 0 | 0
06.12. | 8 | 0 |  | 0 | 0 | 0 | 0 | 0
06.12. | 9 | 0 |  | 0 | 0 | 0 | 0 | 0
06.12. | 10 | 0 |  | 0 | 0 | 0 | 0 | 0
06.12. | 11 | 0 |  | 0 | 0 | 0 | 0 | 0
06.12. | 12 | 0 |  | 0 | 0 | 0 | 0 | 0
06.12. | 13 | 0 |  | 0 | 0 | 0 | 0 | 0
06.12. | 14 | 0 |  | 0 | 0 | 0 | 0 | 0
06.12. | 15 | 0 |  | 0 | 0 | 0 | 0 | 0
06.12. | 16 | 0 |  | 0 | 0 | 0 | 0 | 0
06.12. | 17 | 0 |  | 0 | 0 | 0 | 0 | 0
06.12. | 18 | 0 |  | 0 | 0 | 0 | 0 | 0
06.12. | 19 | 0 |  | 0 | 0 | 0 | 0 | 0
06.12. | 20 | 0 |  | 0 | 0 | 0 | 0 | 0
06.12. | 21 | 0 |  | 0 | 0 | 0 | 0 | 0
06.12. | 22 | 0 |  | 0 | 0 | 0 | 0 | 0
06.12. | 23 | 0 |  | 0 | 0 | 0 | 0 | 0
06.12. | 24 | 0 |  | 0 | 0 | 0 | 0 | 0
07.12. | 1 | 0 |  | 0 | 0 | 0 | 0 | 0
07.12. | 2 | 0 |  | 0 | 0 | 0 | 0 | 0
07.12. | 3 | 0 |  | 0 | 0 | 0 | 0 | 0
07.12. | 4 | 0 |  | 0 | 0 | 0 | 0 | 0
07.12. | 5 | 0 |  | 0 | 0 | 0 | 0 | 0
07.12. | 6 | 0 |  | 0 | 0 | 0 | 0 | 0
07.12. | 7 | 0 |  | 0 | 0 | 0 | 0 | 0
07.12. | 8 | 0 |  | 0 | 0 | 0 | 0 | 0
07.12. | 9 | 0 |  | 0 | 0 | 0 | 0 | 0
07.12. | 10 | 0 |  | 0 | 0 | 0 | 0 | 0
07.12. | 11 | 0 |  | 0 | 0 | 0 | 0 | 0
07.12. | 12 | 0 |  | 0 | 0 | 0 | 0 | 0
07.12. | 13 | 0 |  | 0 | 0 | 0 | 0 | 0
07.12. | 14 | 0 |  | 0 | 0 | 0 | 0 | 0
07.12. | 15 | 0 |  | 0 | 0 | 0 | 0 | 0
07.12. | 16 | 0 |  | 0 | 0 | 0 | 0 | 0
07.12. | 17 | 0 |  | 0 | 0 | 0 | 0 | 0
07.12. | 18 | 0 |  | 0 | 0 | 0 | 0 | 0
07.12. | 19 | 0 |  | 0 | 0 | 0 | 0 | 0
07.12. | 20 | 0 |  | 0 | 0 | 0 | 0 | 0
07.12. | 21 | 0 |  | 0 | 0 | 0 | 0 | 0
07.12. | 22 | 0 |  | 0 | 0 | 0 | 0 | 0
07.12. | 23 | 0 |  | 0 | 0 | 0 | 0 | 0
07.12. | 24 | 0 |  | 0 | 0 | 0 | 0 | 0
08.12. | 1 | 0 |  | 0 | 0 | 0 | 0 | 0
08.12. | 2 | 0 |  | 0 | 0 | 0 | 0 | 0
08.12. | 3 | 0 |  | 0 | 0 | 0 | 0 | 0
08.12. | 4 | 0 |  | 0 | 0 | 0 | 0 | 0
08.12. | 5 | 0 |  | 0 | 0 | 0 | 0 | 0
08.12. | 6 | 0 |  | 0 | 0 | 0 | 0 | 0
08.12. | 7 | 0 |  | 0 | 0 | 0 | 0 | 0
08.12. | 8 | 0 |  | 0 | 0 | 0 | 0 | 0
08.12. | 9 | 0 |  | 0 | 0 | 0 | 0 | 0
08.12. | 10 | 0 |  | 0 | 0 | 0 | 0 | 0
08.12. | 11 | 0 |  | 0 | 0 | 0 | 0 | 0
08.12. | 12 | 0 |  | 0 | 0 | 0 | 0 | 0
08.12. | 13 | 0 |  | 0 | 0 | 0 | 0 | 0
08.12. | 14 | 0 |  | 0 | 0 | 0 | 0 | 0
08.12. | 15 | 0 |  | 0 | 0 | 0 | 0 | 0
08.12. | 16 | 0 |  | 0 | 0 | 0 | 0 | 0
08.12. | 17 | 0 |  | 0 | 0 | 0 | 0 | 0
08.12. | 18 | 0 |  | 0 | 0 | 0 | 0 | 0
08.12. | 19 | 0 |  | 0 | 0 | 0 | 0 | 0
08.12. | 20 | 0 |  | 0 | 0 | 0 | 0 | 0
08.12. | 21 | 0 |  | 0 | 0 | 0 | 0 | 0
08.12. | 22 | 0 |  | 0 | 0 | 0 | 0 | 0
08.12. | 23 | 0 |  | 0 | 0 | 0 | 0 | 0
08.12. | 24 | 0 |  | 0 | 0 | 0 | 0 | 0
09.12. | 1 | 0 |  | 0 | 0 | 0 | 0 | 0
09.12. | 2 | 0 |  | 0 | 0 | 0 | 0 | 0
09.12. | 3 | 0 |  | 0 | 0 | 0 | 0 | 0
09.12. | 4 | 0 |  | 0 | 0 | 0 | 0 | 0
09.12. | 5 | 0 |  | 0 | 0 | 0 | 0 | 0
09.12. | 6 | 0 |  | 0 | 0 | 0 | 0 | 0
09.12. | 7 | 0 |  | 0 | 0 | 0 | 0 | 0
09.12. | 8 | 0 |  | 0 | 0 | 0 | 0 | 0
09.12. | 9 | 0 |  | 0 | 0 | 0 | 0 | 0
09.12. | 10 | 0 |  | 0 | 0 | 0 | 0 | 0
09.12. | 11 | 0 |  | 0 | 0 | 0 | 0 | 0
09.12. | 12 | 0 |  | 0 | 0 | 0 | 0 | 0
09.12. | 13 | 0 |  | 0 | 0 | 0 | 0 | 0
09.12. | 14 | 0 |  | 0 | 0 | 0 | 0 | 0
09.12. | 15 | 0 |  | 0 | 0 | 0 | 0 | 0
09.12. | 16 | 0 |  | 0 | 0 | 0 | 0 | 0
09.12. | 17 | 0 |  | 0 | 0 | 0 | 0 | 0
09.12. | 18 | 0 |  | 0 | 0 | 0 | 0 | 0
09.12. | 19 | 0 |  | 0 | 0 | 0 | 0 | 0
09.12. | 20 | 0 |  | 0 | 0 | 0 | 0 | 0
09.12. | 21 | 0 |  | 0 | 0 | 0 | 0 | 0
09.12. | 22 | 0 |  | 0 | 0 | 0 | 0 | 0
09.12. | 23 | 0 |  | 0 | 0 | 0 | 0 | 0
09.12. | 24 | 0 |  | 0 | 0 | 0 | 0 | 0
10.12. | 1 | 0 |  | 0 | 0 | 0 | 0 | 0
10.12. | 2 | 0 |  | 0 | 0 | 0 | 0 | 0
10.12. | 3 | 0 |  | 0 | 0 | 0 | 0 | 0
10.12. | 4 | 0 |  | 0 | 0 | 0 | 0 | 0
10.12. | 5 | 0 |  | 0 | 0 | 0 | 0 | 0
10.12. | 6 | 0 |  | 0 | 0 | 0 | 0 | 0
10.12. | 7 | 0 |  | 0 | 0 | 0 | 0 | 0
10.12. | 8 | 0 |  | 0 | 0 | 0 | 0 | 0
10.12. | 9 | 0 |  | 0 | 0 | 0 | 0 | 0
10.12. | 10 | 0 |  | 0 | 0 | 0 | 0 | 0
10.12. | 11 | 0 |  | 0 | 0 | 0 | 0 | 0
10.12. | 12 | 0 |  | 0 | 0 | 0 | 0 | 0
10.12. | 13 | 0 |  | 0 | 0 | 0 | 0 | 0
10.12. | 14 | 0 |  | 0 | 0 | 0 | 0 | 0
10.12. | 15 | 0 |  | 0 | 0 | 0 | 0 | 0
10.12. | 16 | 0 |  | 0 | 0 | 0 | 0 | 0
10.12. | 17 | 0 |  | 0 | 0 | 0 | 0 | 0
10.12. | 18 | 0 |  | 0 | 0 | 0 | 0 | 0
10.12. | 19 | 0 |  | 0 | 0 | 0 | 0 | 0
10.12. | 20 | 0 |  | 0 | 0 | 0 | 0 | 0
10.12. | 21 | 0 |  | 0 | 0 | 0 | 0 | 0
10.12. | 22 | 0 |  | 0 | 0 | 0 | 0 | 0
10.12. | 23 | 0 |  | 0 | 0 | 0 | 0 | 0
10.12. | 24 | 0 |  | 0 | 0 | 0 | 0 | 0
11.12. | 1 | 0 |  | 0 | 0 | 0 | 0 | 0
11.12. | 2 | 0 |  | 0 | 0 | 0 | 0 | 0
11.12. | 3 | 0 |  | 0 | 0 | 0 | 0 | 0
11.12. | 4 | 0 |  | 0 | 0 | 0 | 0 | 0
11.12. | 5 | 0 |  | 0 | 0 | 0 | 0 | 0
11.12. | 6 | 0 |  | 0 | 0 | 0 | 0 | 0
11.12. | 7 | 0 |  | 0 | 0 | 0 | 0 | 0
11.12. | 8 | 0 |  | 0 | 0 | 0 | 0 | 0
11.12. | 9 | 0 |  | 0 | 0 | 0 | 0 | 0
11.12. | 10 | 0 |  | 0 | 0 | 0 | 0 | 0
11.12. | 11 | 0 |  | 0 | 0 | 0 | 0 | 0
11.12. | 12 | 0 |  | 0 | 0 | 0 | 0 | 0
11.12. | 13 | 0 |  | 0 | 0 | 0 | 0 | 0
11.12. | 14 | 0 |  | 0 | 0 | 0 | 0 | 0
11.12. | 15 | 0 |  | 0 | 0 | 0 | 0 | 0
11.12. | 16 | 0 |  | 0 | 0 | 0 | 0 | 0
11.12. | 17 | 0 |  | 0 | 0 | 0 | 0 | 0
11.12. | 18 | 0 |  | 0 | 0 | 0 | 0 | 0
11.12. | 19 | 0 |  | 0 | 0 | 0 | 0 | 0
11.12. | 20 | 0 |  | 0 | 0 | 0 | 0 | 0
11.12. | 21 | 0 |  | 0 | 0 | 0 | 0 | 0
11.12. | 22 | 0 |  | 0 | 0 | 0 | 0 | 0
11.12. | 23 | 0 |  | 0 | 0 | 0 | 0 | 0
11.12. | 24 | 0 |  | 0 | 0 | 0 | 0 | 0
12.12. | 1 | 0 |  | 0 | 0 | 0 | 0 | 0
12.12. | 2 | 0 |  | 0 | 0 | 0 | 0 | 0
12.12. | 3 | 0 |  | 0 | 0 | 0 | 0 | 0
12.12. | 4 | 0 |  | 0 | 0 | 0 | 0 | 0
12.12. | 5 | 0 |  | 0 | 0 | 0 | 0 | 0
12.12. | 6 | 0 |  | 0 | 0 | 0 | 0 | 0
12.12. | 7 | 0 |  | 0 | 0 | 0 | 0 | 0
12.12. | 8 | 0 |  | 0 | 0 | 0 | 0 | 0
12.12. | 9 | 0 |  | 0 | 0 | 0 | 0 | 0
12.12. | 10 | 0 |  | 0 | 0 | 0 | 0 | 0
12.12. | 11 | 0 |  | 0 | 0 | 0 | 0 | 0
12.12. | 12 | 0 |  | 0 | 0 | 0 | 0 | 0
12.12. | 13 | 0 |  | 0 | 0 | 0 | 0 | 0
12.12. | 14 | 0 |  | 0 | 0 | 0 | 0 | 0
12.12. | 15 | 0 |  | 0 | 0 | 0 | 0 | 0
12.12. | 16 | 0 |  | 0 | 0 | 0 | 0 | 0
12.12. | 17 | 0 |  | 0 | 0 | 0 | 0 | 0
12.12. | 18 | 0 |  | 0 | 0 | 0 | 0 | 0
12.12. | 19 | 0 |  | 0 | 0 | 0 | 0 | 0
12.12. | 20 | 0 |  | 0 | 0 | 0 | 0 | 0
12.12. | 21 | 0 |  | 0 | 0 | 0 | 0 | 0
12.12. | 22 | 0 |  | 0 | 0 | 0 | 0 | 0
12.12. | 23 | 0 |  | 0 | 0 | 0 | 0 | 0
12.12. | 24 | 0 |  | 0 | 0 | 0 | 0 | 0
13.12. | 1 | 0 |  | 0 | 0 | 0 | 0 | 0
13.12. | 2 | 0 |  | 0 | 0 | 0 | 0 | 0
13.12. | 3 | 0 |  | 0 | 0 | 0 | 0 | 0
13.12. | 4 | 0 |  | 0 | 0 | 0 | 0 | 0
13.12. | 5 | 0 |  | 0 | 0 | 0 | 0 | 0
13.12. | 6 | 0 |  | 0 | 0 | 0 | 0 | 0
13.12. | 7 | 0 |  | 0 | 0 | 0 | 0 | 0
13.12. | 8 | 0 |  | 0 | 0 | 0 | 0 | 0
13.12. | 9 | 0 |  | 0 | 0 | 0 | 0 | 0
13.12. | 10 | 0 |  | 0 | 0 | 0 | 0 | 0
13.12. | 11 | 0 |  | 0 | 0 | 0 | 0 | 0
13.12. | 12 | 0 |  | 0 | 0 | 0 | 0 | 0
13.12. | 13 | 0 |  | 0 | 0 | 0 | 0 | 0
13.12. | 14 | 0 |  | 0 | 0 | 0 | 0 | 0
13.12. | 15 | 0 |  | 0 | 0 | 0 | 0 | 0
13.12. | 16 | 0 |  | 0 | 0 | 0 | 0 | 0
13.12. | 17 | 0 |  | 0 | 0 | 0 | 0 | 0
13.12. | 18 | 0 |  | 0 | 0 | 0 | 0 | 0
13.12. | 19 | 0 |  | 0 | 0 | 0 | 0 | 0
13.12. | 20 | 0 |  | 0 | 0 | 0 | 0 | 0
13.12. | 21 | 0 |  | 0 | 0 | 0 | 0 | 0
13.12. | 22 | 0 |  | 0 | 0 | 0 | 0 | 0
13.12. | 23 | 0 |  | 0 | 0 | 0 | 0 | 0
13.12. | 24 | 0 |  | 0 | 0 | 0 | 0 | 0
14.12. | 1 | 0 |  | 0 | 0 | 0 | 0 | 0
14.12. | 2 | 0 |  | 0 | 0 | 0 | 0 | 0
14.12. | 3 | 0 |  | 0 | 0 | 0 | 0 | 0
14.12. | 4 | 0 |  | 0 | 0 | 0 | 0 | 0
14.12. | 5 | 0 |  | 0 | 0 | 0 | 0 | 0
14.12. | 6 | 0 |  | 0 | 0 | 0 | 0 | 0
14.12. | 7 | 0 |  | 0 | 0 | 0 | 0 | 0
14.12. | 8 | 0 |  | 0 | 0 | 0 | 0 | 0
14.12. | 9 | 0 |  | 0 | 0 | 0 | 0 | 0
14.12. | 10 | 0 |  | 0 | 0 | 0 | 0 | 0
14.12. | 11 | 0 |  | 0 | 0 | 0 | 0 | 0
14.12. | 12 | 0 |  | 0 | 0 | 0 | 0 | 0
14.12. | 13 | 0 |  | 0 | 0 | 0 | 0 | 0
14.12. | 14 | 0 |  | 0 | 0 | 0 | 0 | 0
14.12. | 15 | 0 |  | 0 | 0 | 0 | 0 | 0
14.12. | 16 | 0 |  | 0 | 0 | 0 | 0 | 0
14.12. | 17 | 0 |  | 0 | 0 | 0 | 0 | 0
14.12. | 18 | 0 |  | 0 | 0 | 0 | 0 | 0
14.12. | 19 | 0 |  | 0 | 0 | 0 | 0 | 0
14.12. | 20 | 0 |  | 0 | 0 | 0 | 0 | 0
14.12. | 21 | 0 |  | 0 | 0 | 0 | 0 | 0
14.12. | 22 | 0 |  | 0 | 0 | 0 | 0 | 0
14.12. | 23 | 0 |  | 0 | 0 | 0 | 0 | 0
14.12. | 24 | 0 |  | 0 | 0 | 0 | 0 | 0
15.12. | 1 | 0 |  | 0 | 0 | 0 | 0 | 0
15.12. | 2 | 0 |  | 0 | 0 | 0 | 0 | 0
15.12. | 3 | 0 |  | 0 | 0 | 0 | 0 | 0
15.12. | 4 | 0 |  | 0 | 0 | 0 | 0 | 0
15.12. | 5 | 0 |  | 0 | 0 | 0 | 0 | 0
15.12. | 6 | 0 |  | 0 | 0 | 0 | 0 | 0
15.12. | 7 | 0 |  | 0 | 0 | 0 | 0 | 0
15.12. | 8 | 0 |  | 0 | 0 | 0 | 0 | 0
15.12. | 9 | 0 |  | 0 | 0 | 0 | 0 | 0
15.12. | 10 | 0 |  | 0 | 0 | 0 | 0 | 0
15.12. | 11 | 0 |  | 0 | 0 | 0 | 0 | 0
15.12. | 12 | 0 |  | 0 | 0 | 0 | 0 | 0
15.12. | 13 | 0 |  | 0 | 0 | 0 | 0 | 0
15.12. | 14 | 0 |  | 0 | 0 | 0 | 0 | 0
15.12. | 15 | 0 |  | 0 | 0 | 0 | 0 | 0
15.12. | 16 | 0 |  | 0 | 0 | 0 | 0 | 0
15.12. | 17 | 0 |  | 0 | 0 | 0 | 0 | 0
15.12. | 18 | 0 |  | 0 | 0 | 0 | 0 | 0
15.12. | 19 | 0 |  | 0 | 0 | 0 | 0 | 0
15.12. | 20 | 0 |  | 0 | 0 | 0 | 0 | 0
15.12. | 21 | 0 |  | 0 | 0 | 0 | 0 | 0
15.12. | 22 | 0 |  | 0 | 0 | 0 | 0 | 0
15.12. | 23 | 0 |  | 0 | 0 | 0 | 0 | 0
15.12. | 24 | 0 |  | 0 | 0 | 0 | 0 | 0
16.12. | 1 | 0 |  | 0 | 0 | 0 | 0 | 0
16.12. | 2 | 0 |  | 0 | 0 | 0 | 0 | 0
16.12. | 3 | 0 |  | 0 | 0 | 0 | 0 | 0
16.12. | 4 | 0 |  | 0 | 0 | 0 | 0 | 0
16.12. | 5 | 0 |  | 0 | 0 | 0 | 0 | 0
16.12. | 6 | 0 |  | 0 | 0 | 0 | 0 | 0
16.12. | 7 | 0 |  | 0 | 0 | 0 | 0 | 0
16.12. | 8 | 0 |  | 0 | 0 | 0 | 0 | 0
16.12. | 9 | 0 |  | 0 | 0 | 0 | 0 | 0
16.12. | 10 | 0 |  | 0 | 0 | 0 | 0 | 0
16.12. | 11 | 0 |  | 0 | 0 | 0 | 0 | 0
16.12. | 12 | 0 |  | 0 | 0 | 0 | 0 | 0
16.12. | 13 | 0 |  | 0 | 0 | 0 | 0 | 0
16.12. | 14 | 0 |  | 0 | 0 | 0 | 0 | 0
16.12. | 15 | 0 |  | 0 | 0 | 0 | 0 | 0
16.12. | 16 | 0 |  | 0 | 0 | 0 | 0 | 0
16.12. | 17 | 0 |  | 0 | 0 | 0 | 0 | 0
16.12. | 18 | 0 |  | 0 | 0 | 0 | 0 | 0
16.12. | 19 | 0 |  | 0 | 0 | 0 | 0 | 0
16.12. | 20 | 0 |  | 0 | 0 | 0 | 0 | 0
16.12. | 21 | 0 |  | 0 | 0 | 0 | 0 | 0
16.12. | 22 | 0 |  | 0 | 0 | 0 | 0 | 0
16.12. | 23 | 0 |  | 0 | 0 | 0 | 0 | 0
16.12. | 24 | 0 |  | 0 | 0 | 0 | 0 | 0
17.12. | 1 | 0 |  | 0 | 0 | 0 | 0 | 0
17.12. | 2 | 0 |  | 0 | 0 | 0 | 0 | 0
17.12. | 3 | 0 |  | 0 | 0 | 0 | 0 | 0
17.12. | 4 | 0 |  | 0 | 0 | 0 | 0 | 0
17.12. | 5 | 0 |  | 0 | 0 | 0 | 0 | 0
17.12. | 6 | 0 |  | 0 | 0 | 0 | 0 | 0
17.12. | 7 | 0 |  | 0 | 0 | 0 | 0 | 0
17.12. | 8 | 0 |  | 0 | 0 | 0 | 0 | 0
17.12. | 9 | 0 |  | 0 | 0 | 0 | 0 | 0
17.12. | 10 | 0 |  | 0 | 0 | 0 | 0 | 0
17.12. | 11 | 0 |  | 0 | 0 | 0 | 0 | 0
17.12. | 12 | 0 |  | 0 | 0 | 0 | 0 | 0
17.12. | 13 | 0 |  | 0 | 0 | 0 | 0 | 0
17.12. | 14 | 0 |  | 0 | 0 | 0 | 0 | 0
17.12. | 15 | 0 |  | 0 | 0 | 0 | 0 | 0
17.12. | 16 | 0 |  | 0 | 0 | 0 | 0 | 0
17.12. | 17 | 0 |  | 0 | 0 | 0 | 0 | 0
17.12. | 18 | 0 |  | 0 | 0 | 0 | 0 | 0
17.12. | 19 | 0 |  | 0 | 0 | 0 | 0 | 0
17.12. | 20 | 0 |  | 0 | 0 | 0 | 0 | 0
17.12. | 21 | 0 |  | 0 | 0 | 0 | 0 | 0
17.12. | 22 | 0 |  | 0 | 0 | 0 | 0 | 0
17.12. | 23 | 0 |  | 0 | 0 | 0 | 0 | 0
17.12. | 24 | 0 |  | 0 | 0 | 0 | 0 | 0
18.12. | 1 | 0 |  | 0 | 0 | 0 | 0 | 0
18.12. | 2 | 0 |  | 0 | 0 | 0 | 0 | 0
18.12. | 3 | 0 |  | 0 | 0 | 0 | 0 | 0
18.12. | 4 | 0 |  | 0 | 0 | 0 | 0 | 0
18.12. | 5 | 0 |  | 0 | 0 | 0 | 0 | 0
18.12. | 6 | 0 |  | 0 | 0 | 0 | 0 | 0
18.12. | 7 | 0 |  | 0 | 0 | 0 | 0 | 0
18.12. | 8 | 0 |  | 0 | 0 | 0 | 0 | 0
18.12. | 9 | 0 |  | 0 | 0 | 0 | 0 | 0
18.12. | 10 | 0 |  | 0 | 0 | 0 | 0 | 0
18.12. | 11 | 0 |  | 0 | 0 | 0 | 0 | 0
18.12. | 12 | 0 |  | 0 | 0 | 0 | 0 | 0
18.12. | 13 | 0 |  | 0 | 0 | 0 | 0 | 0
18.12. | 14 | 0 |  | 0 | 0 | 0 | 0 | 0
18.12. | 15 | 0 |  | 0 | 0 | 0 | 0 | 0
18.12. | 16 | 0 |  | 0 | 0 | 0 | 0 | 0
18.12. | 17 | 0 |  | 0 | 0 | 0 | 0 | 0
18.12. | 18 | 0 |  | 0 | 0 | 0 | 0 | 0
18.12. | 19 | 0 |  | 0 | 0 | 0 | 0 | 0
18.12. | 20 | 0 |  | 0 | 0 | 0 | 0 | 0
18.12. | 21 | 0 |  | 0 | 0 | 0 | 0 | 0
18.12. | 22 | 0 |  | 0 | 0 | 0 | 0 | 0
18.12. | 23 | 0 |  | 0 | 0 | 0 | 0 | 0
18.12. | 24 | 0 |  | 0 | 0 | 0 | 0 | 0
19.12. | 1 | 0 |  | 0 | 0 | 0 | 0 | 0
19.12. | 2 | 0 |  | 0 | 0 | 0 | 0 | 0
19.12. | 3 | 0 |  | 0 | 0 | 0 | 0 | 0
19.12. | 4 | 0 |  | 0 | 0 | 0 | 0 | 0
19.12. | 5 | 0 |  | 0 | 0 | 0 | 0 | 0
19.12. | 6 | 0 |  | 0 | 0 | 0 | 0 | 0
19.12. | 7 | 0 |  | 0 | 0 | 0 | 0 | 0
19.12. | 8 | 0 |  | 0 | 0 | 0 | 0 | 0
19.12. | 9 | 0 |  | 0 | 0 | 0 | 0 | 0
19.12. | 10 | 0 |  | 0 | 0 | 0 | 0 | 0
19.12. | 11 | 0 |  | 0 | 0 | 0 | 0 | 0
19.12. | 12 | 0 |  | 0 | 0 | 0 | 0 | 0
19.12. | 13 | 0 |  | 0 | 0 | 0 | 0 | 0
19.12. | 14 | 0 |  | 0 | 0 | 0 | 0 | 0
19.12. | 15 | 0 |  | 0 | 0 | 0 | 0 | 0
19.12. | 16 | 0 |  | 0 | 0 | 0 | 0 | 0
19.12. | 17 | 0 |  | 0 | 0 | 0 | 0 | 0
19.12. | 18 | 0 |  | 0 | 0 | 0 | 0 | 0
19.12. | 19 | 0 |  | 0 | 0 | 0 | 0 | 0
19.12. | 20 | 0 |  | 0 | 0 | 0 | 0 | 0
19.12. | 21 | 0 |  | 0 | 0 | 0 | 0 | 0
19.12. | 22 | 0 |  | 0 | 0 | 0 | 0 | 0
19.12. | 23 | 0 |  | 0 | 0 | 0 | 0 | 0
19.12. | 24 | 0 |  | 0 | 0 | 0 | 0 | 0
20.12. | 1 | 0 |  | 0 | 0 | 0 | 0 | 0
20.12. | 2 | 0 |  | 0 | 0 | 0 | 0 | 0
20.12. | 3 | 0 |  | 0 | 0 | 0 | 0 | 0
20.12. | 4 | 0 |  | 0 | 0 | 0 | 0 | 0
20.12. | 5 | 0 |  | 0 | 0 | 0 | 0 | 0
20.12. | 6 | 0 |  | 0 | 0 | 0 | 0 | 0
20.12. | 7 | 0 |  | 0 | 0 | 0 | 0 | 0
20.12. | 8 | 0 |  | 0 | 0 | 0 | 0 | 0
20.12. | 9 | 0 |  | 0 | 0 | 0 | 0 | 0
20.12. | 10 | 0 |  | 0 | 0 | 0 | 0 | 0
20.12. | 11 | 0 |  | 0 | 0 | 0 | 0 | 0
20.12. | 12 | 0 |  | 0 | 0 | 0 | 0 | 0
20.12. | 13 | 0 |  | 0 | 0 | 0 | 0 | 0
20.12. | 14 | 0 |  | 0 | 0 | 0 | 0 | 0
20.12. | 15 | 0 |  | 0 | 0 | 0 | 0 | 0
20.12. | 16 | 0 |  | 0 | 0 | 0 | 0 | 0
20.12. | 17 | 0 |  | 0 | 0 | 0 | 0 | 0
20.12. | 18 | 0 |  | 0 | 0 | 0 | 0 | 0
20.12. | 19 | 0 |  | 0 | 0 | 0 | 0 | 0
20.12. | 20 | 0 |  | 0 | 0 | 0 | 0 | 0
20.12. | 21 | 0 |  | 0 | 0 | 0 | 0 | 0
20.12. | 22 | 0 |  | 0 | 0 | 0 | 0 | 0
20.12. | 23 | 0 |  | 0 | 0 | 0 | 0 | 0
20.12. | 24 | 0 |  | 0 | 0 | 0 | 0 | 0
21.12. | 1 | 0 |  | 0 | 0 | 0 | 0 | 0
21.12. | 2 | 0 |  | 0 | 0 | 0 | 0 | 0
21.12. | 3 | 0 |  | 0 | 0 | 0 | 0 | 0
21.12. | 4 | 0 |  | 0 | 0 | 0 | 0 | 0
21.12. | 5 | 0 |  | 0 | 0 | 0 | 0 | 0
21.12. | 6 | 0 |  | 0 | 0 | 0 | 0 | 0
21.12. | 7 | 0 |  | 0 | 0 | 0 | 0 | 0
21.12. | 8 | 0 |  | 0 | 0 | 0 | 0 | 0
21.12. | 9 | 0 |  | 0 | 0 | 0 | 0 | 0
21.12. | 10 | 0 |  | 0 | 0 | 0 | 0 | 0
21.12. | 11 | 0 |  | 0 | 0 | 0 | 0 | 0
21.12. | 12 | 0 |  | 0 | 0 | 0 | 0 | 0
21.12. | 13 | 0 |  | 0 | 0 | 0 | 0 | 0
21.12. | 14 | 0 |  | 0 | 0 | 0 | 0 | 0
21.12. | 15 | 0 |  | 0 | 0 | 0 | 0 | 0
21.12. | 16 | 0 |  | 0 | 0 | 0 | 0 | 0
21.12. | 17 | 0 |  | 0 | 0 | 0 | 0 | 0
21.12. | 18 | 0 |  | 0 | 0 | 0 | 0 | 0
21.12. | 19 | 0 |  | 0 | 0 | 0 | 0 | 0
21.12. | 20 | 0 |  | 0 | 0 | 0 | 0 | 0
21.12. | 21 | 0 |  | 0 | 0 | 0 | 0 | 0
21.12. | 22 | 0 |  | 0 | 0 | 0 | 0 | 0
21.12. | 23 | 0 |  | 0 | 0 | 0 | 0 | 0
21.12. | 24 | 0 |  | 0 | 0 | 0 | 0 | 0
22.12. | 1 | 0 |  | 0 | 0 | 0 | 0 | 0
22.12. | 2 | 0 |  | 0 | 0 | 0 | 0 | 0
22.12. | 3 | 0 |  | 0 | 0 | 0 | 0 | 0
22.12. | 4 | 0 |  | 0 | 0 | 0 | 0 | 0
22.12. | 5 | 0 |  | 0 | 0 | 0 | 0 | 0
22.12. | 6 | 0 |  | 0 | 0 | 0 | 0 | 0
22.12. | 7 | 0 |  | 0 | 0 | 0 | 0 | 0
22.12. | 8 | 0 |  | 0 | 0 | 0 | 0 | 0
22.12. | 9 | 0 |  | 0 | 0 | 0 | 0 | 0
22.12. | 10 | 0 |  | 0 | 0 | 0 | 0 | 0
22.12. | 11 | 0 |  | 0 | 0 | 0 | 0 | 0
22.12. | 12 | 0 |  | 0 | 0 | 0 | 0 | 0
22.12. | 13 | 0 |  | 0 | 0 | 0 | 0 | 0
22.12. | 14 | 0 |  | 0 | 0 | 0 | 0 | 0
22.12. | 15 | 0 |  | 0 | 0 | 0 | 0 | 0
22.12. | 16 | 0 |  | 0 | 0 | 0 | 0 | 0
22.12. | 17 | 0 |  | 0 | 0 | 0 | 0 | 0
22.12. | 18 | 0 |  | 0 | 0 | 0 | 0 | 0
22.12. | 19 | 0 |  | 0 | 0 | 0 | 0 | 0
22.12. | 20 | 0 |  | 0 | 0 | 0 | 0 | 0
22.12. | 21 | 0 |  | 0 | 0 | 0 | 0 | 0
22.12. | 22 | 0 |  | 0 | 0 | 0 | 0 | 0
22.12. | 23 | 0 |  | 0 | 0 | 0 | 0 | 0
22.12. | 24 | 0 |  | 0 | 0 | 0 | 0 | 0
23.12. | 1 | 0 |  | 0 | 0 | 0 | 0 | 0
23.12. | 2 | 0 |  | 0 | 0 | 0 | 0 | 0
23.12. | 3 | 0 |  | 0 | 0 | 0 | 0 | 0
23.12. | 4 | 0 |  | 0 | 0 | 0 | 0 | 0
23.12. | 5 | 0 |  | 0 | 0 | 0 | 0 | 0
23.12. | 6 | 0 |  | 0 | 0 | 0 | 0 | 0
23.12. | 7 | 0 |  | 0 | 0 | 0 | 0 | 0
23.12. | 8 | 0 |  | 0 | 0 | 0 | 0 | 0
23.12. | 9 | 0 |  | 0 | 0 | 0 | 0 | 0
23.12. | 10 | 0 |  | 0 | 0 | 0 | 0 | 0
23.12. | 11 | 0 |  | 0 | 0 | 0 | 0 | 0
23.12. | 12 | 0 |  | 0 | 0 | 0 | 0 | 0
23.12. | 13 | 0 |  | 0 | 0 | 0 | 0 | 0
23.12. | 14 | 0 |  | 0 | 0 | 0 | 0 | 0
23.12. | 15 | 0 |  | 0 | 0 | 0 | 0 | 0
23.12. | 16 | 0 |  | 0 | 0 | 0 | 0 | 0
23.12. | 17 | 0 |  | 0 | 0 | 0 | 0 | 0
23.12. | 18 | 0 |  | 0 | 0 | 0 | 0 | 0
23.12. | 19 | 0 |  | 0 | 0 | 0 | 0 | 0
23.12. | 20 | 0 |  | 0 | 0 | 0 | 0 | 0
23.12. | 21 | 0 |  | 0 | 0 | 0 | 0 | 0
23.12. | 22 | 0 |  | 0 | 0 | 0 | 0 | 0
23.12. | 23 | 0 |  | 0 | 0 | 0 | 0 | 0
23.12. | 24 | 0 |  | 0 | 0 | 0 | 0 | 0
24.12. | 1 | 0 |  | 0 | 0 | 0 | 0 | 0
24.12. | 2 | 0 |  | 0 | 0 | 0 | 0 | 0
24.12. | 3 | 0 |  | 0 | 0 | 0 | 0 | 0
24.12. | 4 | 0 |  | 0 | 0 | 0 | 0 | 0
24.12. | 5 | 0 |  | 0 | 0 | 0 | 0 | 0
24.12. | 6 | 0 |  | 0 | 0 | 0 | 0 | 0
24.12. | 7 | 0 |  | 0 | 0 | 0 | 0 | 0
24.12. | 8 | 0 |  | 0 | 0 | 0 | 0 | 0
24.12. | 9 | 0 |  | 0 | 0 | 0 | 0 | 0
24.12. | 10 | 0 |  | 0 | 0 | 0 | 0 | 0
24.12. | 11 | 0 |  | 0 | 0 | 0 | 0 | 0
24.12. | 12 | 0 |  | 0 | 0 | 0 | 0 | 0
24.12. | 13 | 0 |  | 0 | 0 | 0 | 0 | 0
24.12. | 14 | 0 |  | 0 | 0 | 0 | 0 | 0
24.12. | 15 | 0 |  | 0 | 0 | 0 | 0 | 0
24.12. | 16 | 0 |  | 0 | 0 | 0 | 0 | 0
24.12. | 17 | 0 |  | 0 | 0 | 0 | 0 | 0
24.12. | 18 | 0 |  | 0 | 0 | 0 | 0 | 0
24.12. | 19 | 0 |  | 0 | 0 | 0 | 0 | 0
24.12. | 20 | 0 |  | 0 | 0 | 0 | 0 | 0
24.12. | 21 | 0 |  | 0 | 0 | 0 | 0 | 0
24.12. | 22 | 0 |  | 0 | 0 | 0 | 0 | 0
24.12. | 23 | 0 |  | 0 | 0 | 0 | 0 | 0
24.12. | 24 | 0 |  | 0 | 0 | 0 | 0 | 0
25.12. | 1 | 0 |  | 0 | 0 | 0 | 0 | 0
25.12. | 2 | 0 |  | 0 | 0 | 0 | 0 | 0
25.12. | 3 | 0 |  | 0 | 0 | 0 | 0 | 0
25.12. | 4 | 0 |  | 0 | 0 | 0 | 0 | 0
25.12. | 5 | 0 |  | 0 | 0 | 0 | 0 | 0
25.12. | 6 | 0 |  | 0 | 0 | 0 | 0 | 0
25.12. | 7 | 0 |  | 0 | 0 | 0 | 0 | 0
25.12. | 8 | 0 |  | 0 | 0 | 0 | 0 | 0
25.12. | 9 | 0 |  | 0 | 0 | 0 | 0 | 0
25.12. | 10 | 0 |  | 0 | 0 | 0 | 0 | 0
25.12. | 11 | 0 |  | 0 | 0 | 0 | 0 | 0
25.12. | 12 | 0 |  | 0 | 0 | 0 | 0 | 0
25.12. | 13 | 0 |  | 0 | 0 | 0 | 0 | 0
25.12. | 14 | 0 |  | 0 | 0 | 0 | 0 | 0
25.12. | 15 | 0 |  | 0 | 0 | 0 | 0 | 0
25.12. | 16 | 0 |  | 0 | 0 | 0 | 0 | 0
25.12. | 17 | 0 |  | 0 | 0 | 0 | 0 | 0
25.12. | 18 | 0 |  | 0 | 0 | 0 | 0 | 0
25.12. | 19 | 0 |  | 0 | 0 | 0 | 0 | 0
25.12. | 20 | 0 |  | 0 | 0 | 0 | 0 | 0
25.12. | 21 | 0 |  | 0 | 0 | 0 | 0 | 0
25.12. | 22 | 0 |  | 0 | 0 | 0 | 0 | 0
25.12. | 23 | 0 |  | 0 | 0 | 0 | 0 | 0
25.12. | 24 | 0 |  | 0 | 0 | 0 | 0 | 0
26.12. | 1 | 0 |  | 0 | 0 | 0 | 0 | 0
26.12. | 2 | 0 |  | 0 | 0 | 0 | 0 | 0
26.12. | 3 | 0 |  | 0 | 0 | 0 | 0 | 0
26.12. | 4 | 0 |  | 0 | 0 | 0 | 0 | 0
26.12. | 5 | 0 |  | 0 | 0 | 0 | 0 | 0
26.12. | 6 | 0 |  | 0 | 0 | 0 | 0 | 0
26.12. | 7 | 0 |  | 0 | 0 | 0 | 0 | 0
26.12. | 8 | 0 |  | 0 | 0 | 0 | 0 | 0
26.12. | 9 | 0 |  | 0 | 0 | 0 | 0 | 0
26.12. | 10 | 0 |  | 0 | 0 | 0 | 0 | 0
26.12. | 11 | 0 |  | 0 | 0 | 0 | 0 | 0
26.12. | 12 | 0 |  | 0 | 0 | 0 | 0 | 0
26.12. | 13 | 0 |  | 0 | 0 | 0 | 0 | 0
26.12. | 14 | 0 |  | 0 | 0 | 0 | 0 | 0
26.12. | 15 | 0 |  | 0 | 0 | 0 | 0 | 0
26.12. | 16 | 0 |  | 0 | 0 | 0 | 0 | 0
26.12. | 17 | 0 |  | 0 | 0 | 0 | 0 | 0
26.12. | 18 | 0 |  | 0 | 0 | 0 | 0 | 0
26.12. | 19 | 0 |  | 0 | 0 | 0 | 0 | 0
26.12. | 20 | 0 |  | 0 | 0 | 0 | 0 | 0
26.12. | 21 | 0 |  | 0 | 0 | 0 | 0 | 0
26.12. | 22 | 0 |  | 0 | 0 | 0 | 0 | 0
26.12. | 23 | 0 |  | 0 | 0 | 0 | 0 | 0
26.12. | 24 | 0 |  | 0 | 0 | 0 | 0 | 0
27.12. | 1 | 0 |  | 0 | 0 | 0 | 0 | 0
27.12. | 2 | 0 |  | 0 | 0 | 0 | 0 | 0
27.12. | 3 | 0 |  | 0 | 0 | 0 | 0 | 0
27.12. | 4 | 0 |  | 0 | 0 | 0 | 0 | 0
27.12. | 5 | 0 |  | 0 | 0 | 0 | 0 | 0
27.12. | 6 | 0 |  | 0 | 0 | 0 | 0 | 0
27.12. | 7 | 0 |  | 0 | 0 | 0 | 0 | 0
27.12. | 8 | 0 |  | 0 | 0 | 0 | 0 | 0
27.12. | 9 | 0 |  | 0 | 0 | 0 | 0 | 0
27.12. | 10 | 0 |  | 0 | 0 | 0 | 0 | 0
27.12. | 11 | 0 |  | 0 | 0 | 0 | 0 | 0
27.12. | 12 | 0 |  | 0 | 0 | 0 | 0 | 0
27.12. | 13 | 0 |  | 0 | 0 | 0 | 0 | 0
27.12. | 14 | 0 |  | 0 | 0 | 0 | 0 | 0
27.12. | 15 | 0 |  | 0 | 0 | 0 | 0 | 0
27.12. | 16 | 0 |  | 0 | 0 | 0 | 0 | 0
27.12. | 17 | 0 |  | 0 | 0 | 0 | 0 | 0
27.12. | 18 | 0 |  | 0 | 0 | 0 | 0 | 0
27.12. | 19 | 0 |  | 0 | 0 | 0 | 0 | 0
27.12. | 20 | 0 |  | 0 | 0 | 0 | 0 | 0
27.12. | 21 | 0 |  | 0 | 0 | 0 | 0 | 0
27.12. | 22 | 0 |  | 0 | 0 | 0 | 0 | 0
27.12. | 23 | 0 |  | 0 | 0 | 0 | 0 | 0
27.12. | 24 | 0 |  | 0 | 0 | 0 | 0 | 0
28.12. | 1 | 0 |  | 0 | 0 | 0 | 0 | 0
28.12. | 2 | 0 |  | 0 | 0 | 0 | 0 | 0
28.12. | 3 | 0 |  | 0 | 0 | 0 | 0 | 0
28.12. | 4 | 0 |  | 0 | 0 | 0 | 0 | 0
28.12. | 5 | 0 |  | 0 | 0 | 0 | 0 | 0
28.12. | 6 | 0 |  | 0 | 0 | 0 | 0 | 0
28.12. | 7 | 0 |  | 0 | 0 | 0 | 0 | 0
28.12. | 8 | 0 |  | 0 | 0 | 0 | 0 | 0
28.12. | 9 | 0 |  | 0 | 0 | 0 | 0 | 0
28.12. | 10 | 0 |  | 0 | 0 | 0 | 0 | 0
28.12. | 11 | 0 |  | 0 | 0 | 0 | 0 | 0
28.12. | 12 | 0 |  | 0 | 0 | 0 | 0 | 0
28.12. | 13 | 0 |  | 0 | 0 | 0 | 0 | 0
28.12. | 14 | 0 |  | 0 | 0 | 0 | 0 | 0
28.12. | 15 | 0 |  | 0 | 0 | 0 | 0 | 0
28.12. | 16 | 0 |  | 0 | 0 | 0 | 0 | 0
28.12. | 17 | 0 |  | 0 | 0 | 0 | 0 | 0
28.12. | 18 | 0 |  | 0 | 0 | 0 | 0 | 0
28.12. | 19 | 0 |  | 0 | 0 | 0 | 0 | 0
28.12. | 20 | 0 |  | 0 | 0 | 0 | 0 | 0
28.12. | 21 | 0 |  | 0 | 0 | 0 | 0 | 0
28.12. | 22 | 0 |  | 0 | 0 | 0 | 0 | 0
28.12. | 23 | 0 |  | 0 | 0 | 0 | 0 | 0
28.12. | 24 | 0 |  | 0 | 0 | 0 | 0 | 0
29.12. | 1 | 0 |  | 0 | 0 | 0 | 0 | 0
29.12. | 2 | 0 |  | 0 | 0 | 0 | 0 | 0
29.12. | 3 | 0 |  | 0 | 0 | 0 | 0 | 0
29.12. | 4 | 0 |  | 0 | 0 | 0 | 0 | 0
29.12. | 5 | 0 |  | 0 | 0 | 0 | 0 | 0
29.12. | 6 | 0 |  | 0 | 0 | 0 | 0 | 0
29.12. | 7 | 0 |  | 0 | 0 | 0 | 0 | 0
29.12. | 8 | 0 |  | 0 | 0 | 0 | 0 | 0
29.12. | 9 | 0 |  | 0 | 0 | 0 | 0 | 0
29.12. | 10 | 0 |  | 0 | 0 | 0 | 0 | 0
29.12. | 11 | 0 |  | 0 | 0 | 0 | 0 | 0
29.12. | 12 | 0 |  | 0 | 0 | 0 | 0 | 0
29.12. | 13 | 0 |  | 0 | 0 | 0 | 0 | 0
29.12. | 14 | 0 |  | 0 | 0 | 0 | 0 | 0
29.12. | 15 | 0 |  | 0 | 0 | 0 | 0 | 0
29.12. | 16 | 0 |  | 0 | 0 | 0 | 0 | 0
29.12. | 17 | 0 |  | 0 | 0 | 0 | 0 | 0
29.12. | 18 | 0 |  | 0 | 0 | 0 | 0 | 0
29.12. | 19 | 0 |  | 0 | 0 | 0 | 0 | 0
29.12. | 20 | 0 |  | 0 | 0 | 0 | 0 | 0
29.12. | 21 | 0 |  | 0 | 0 | 0 | 0 | 0
29.12. | 22 | 0 |  | 0 | 0 | 0 | 0 | 0
29.12. | 23 | 0 |  | 0 | 0 | 0 | 0 | 0
29.12. | 24 | 0 |  | 0 | 0 | 0 | 0 | 0
30.12. | 1 | 0 |  | 0 | 0 | 0 | 0 | 0
30.12. | 2 | 0 |  | 0 | 0 | 0 | 0 | 0
30.12. | 3 | 0 |  | 0 | 0 | 0 | 0 | 0
30.12. | 4 | 0 |  | 0 | 0 | 0 | 0 | 0
30.12. | 5 | 0 |  | 0 | 0 | 0 | 0 | 0
30.12. | 6 | 0 |  | 0 | 0 | 0 | 0 | 0
30.12. | 7 | 0 |  | 0 | 0 | 0 | 0 | 0
30.12. | 8 | 0 |  | 0 | 0 | 0 | 0 | 0
30.12. | 9 | 0 |  | 0 | 0 | 0 | 0 | 0
30.12. | 10 | 0 |  | 0 | 0 | 0 | 0 | 0
30.12. | 11 | 0 |  | 0 | 0 | 0 | 0 | 0
30.12. | 12 | 0 |  | 0 | 0 | 0 | 0 | 0
30.12. | 13 | 0 |  | 0 | 0 | 0 | 0 | 0
30.12. | 14 | 0 |  | 0 | 0 | 0 | 0 | 0
30.12. | 15 | 0 |  | 0 | 0 | 0 | 0 | 0
30.12. | 16 | 0 |  | 0 | 0 | 0 | 0 | 0
30.12. | 17 | 0 |  | 0 | 0 | 0 | 0 | 0
30.12. | 18 | 0 |  | 0 | 0 | 0 | 0 | 0
30.12. | 19 | 0 |  | 0 | 0 | 0 | 0 | 0
30.12. | 20 | 0 |  | 0 | 0 | 0 | 0 | 0
30.12. | 21 | 0 |  | 0 | 0 | 0 | 0 | 0
30.12. | 22 | 0 |  | 0 | 0 | 0 | 0 | 0
30.12. | 23 | 0 |  | 0 | 0 | 0 | 0 | 0
30.12. | 24 | 0 |  | 0 | 0 | 0 | 0 | 0
31.12. | 1 | 0 |  | 0 | 0 | 0 | 0 | 0
31.12. | 2 | 0 |  | 0 | 0 | 0 | 0 | 0
31.12. | 3 | 0 |  | 0 | 0 | 0 | 0 | 0
31.12. | 4 | 0 |  | 0 | 0 | 0 | 0 | 0
31.12. | 5 | 0 |  | 0 | 0 | 0 | 0 | 0
31.12. | 6 | 0 |  | 0 | 0 | 0 | 0 | 0
31.12. | 7 | 0 |  | 0 | 0 | 0 | 0 | 0
31.12. | 8 | 0 |  | 0 | 0 | 0 | 0 | 0
31.12. | 9 | 0 |  | 0 | 0 | 0 | 0 | 0
31.12. | 10 | 0 |  | 0 | 0 | 0 | 0 | 0
31.12. | 11 | 0 |  | 0 | 0 | 0 | 0 | 0
31.12. | 12 | 0 |  | 0 | 0 | 0 | 0 | 0
31.12. | 13 | 0 |  | 0 | 0 | 0 | 0 | 0
31.12. | 14 | 0 |  | 0 | 0 | 0 | 0 | 0
31.12. | 15 | 0 |  | 0 | 0 | 0 | 0 | 0
31.12. | 16 | 0 |  | 0 | 0 | 0 | 0 | 0
31.12. | 17 | 0 |  | 0 | 0 | 0 | 0 | 0
31.12. | 18 | 0 |  | 0 | 0 | 0 | 0 | 0
31.12. | 19 | 0 |  | 0 | 0 | 0 | 0 | 0
31.12. | 20 | 0 |  | 0 | 0 | 0 | 0 | 0
31.12. | 21 | 0 |  | 0 | 0 | 0 | 0 | 0
31.12. | 22 | 0 |  | 0 | 0 | 0 | 0 | 0
31.12. | 23 | 0 |  | 0 | 0 | 0 | 0 | 0
31.12. | 24 | 0 |  | 0 | 0 | 0 | 0 | 0