## README
TYNDP 2026 — Energy Demand Dashboard
This dashboard presents final energy demand results from the Ten-Year Network Development Plan (TYNDP) 2026 scenarios, collected via the Energy Transition Model (ETM). It allows you to explore how energy demand varies across economic scenarios, sectors, and energy carriers out to 2050.
Column name | Description & guidance
SCENARIO | Users can select three different options: - NT data collection - High Economic Variant (HEV) - Low Economic Variant (LEV)
SECTOR | Users can select one or more sectors of economy. ETM sectors were re-mapped based on Eurostat's energy balance methodology. Users should refer to the "Dictionary" for additional information on sectors and subsectors split.
SUBSECTOR | ETM subsectors were re-mapped based on Eurostat's energy balance methodology. The "Surplus Energy" is a technical balancing item. It ensures the model's numbers add up correctly. "Surplus_Heat_in_Industry" represents waste derived heat in industry and it is calculated by ETM to close the demand-supply energy balance.
ENERGY_TYPE | Users can choose between "Energetic" and "Non_energetic". Energetic use refers to fuels consumed for their energy content (e.g.: transport, space heating in households). Non-energetic use covers fuels used as raw materials (e.g.: natural gas in chemical feedstocks).
ENERGY_CARRIER | Refers to the energy vector being consumed (e.g.: electricty, methane, hydrogen). This dashboard covers demand only; for information on how each carrier is supplied or its renewables atributes, please refer to the Supply Tool. "Other" groups smaller sources such as solar thermal and geothermal. Country exceptions: Electricity demand in Bulgaria and Cyprus comes from ERAA 2025 scenarios. In addition, Bulgarian hydrogen demand was also provided outside of ETM.
FEC_boolean | Users can select "FEC" and/or "not_included_in_FEC" to filter the sectors of the economy that are included in the Final Energy Consumption target. Final Energy Consumption (FEC), as defined under the EU Energy Efficiency Directive.

## ETM DASHBOARD EU27
UNIT | TWh
Sector_Description | Sub_sector
country_description | EU
Sum of values2 |  |  |  |  | STUDY | SCENARIO | YEAR
[5 empty] | TYNDP2026 | TYNDP2026 | TYNDP2026 | TYNDP2026 | TYNDP2026 | TYNDP2026 | TYNDP2026 | TYNDP2026
[5 empty] | NT | NT | NT | NT | HEV | HEV | LEV | LEV
FEC_boolean | SECTOR | SUBSECTOR | ENERGY_TYPE | ENERGY_CARRIER | 2030 | 2035 | 2040 | 2050 | 2035 | 2040 | 2035 | 2040
FEC | Agriculture | Total | Energetic | Ammonia | 0 | 0 | 0 | 0 | 0 | 0 | 0 | 0
FEC | Agriculture | Total | Energetic | Biomass | 28.0519 | 28.9962 | 30.4183 | 33.1848 | 28.9962 | 30.4183 | 28.9962 | 30.4183
FEC | Agriculture | Total | Energetic | Electricity | 54.9455 | 57.3583 | 59.169 | 65.2209 | 57.0956 | 59.1219 | 57.214 | 59.1504
FEC | Agriculture | Total | Energetic | Heat | 20.1595 | 18.7219 | 14.6164 | 9.1351 | 25.3659 | 20.5981 | 22.5237 | 17.2726
FEC | Agriculture | Total | Energetic | Hydrogen | 0 | 0.054548 | 0.078273 | 1.0414 | 0.054548 | 0.078273 | 0.054548 | 0.078273
FEC | Agriculture | Total | Energetic | Liquids | 150.9926 | 139.7066 | 128.613 | 107.7455 | 139.7066 | 128.613 | 139.7066 | 128.613
FEC | Agriculture | Total | Energetic | Methane | 41.9617 | 42.5963 | 44.066 | 43.0834 | 42.8867 | 44.118 | 42.7558 | 44.0865
FEC | Agriculture | Total | Energetic | Others | 0 | 0 | 0 | 0 | 0 | 0 | 0 | 0
FEC | Agriculture | Total | Energetic | Solids | 0 | 0 | 0 | 0 | 0 | 0 | 0 | 0
FEC | Buildings | Appliances | Energetic | Ammonia | 0 | 0 | 0 | 0 | 0 | 0 | 0 | 0
FEC | Buildings | Appliances | Energetic | Biomass | 0 | 0 | 0 | 0 | 0 | 0 | 0 | 0
FEC | Buildings | Appliances | Energetic | Electricity | 395.3724 | 369.9285 | 349.1387 | 331.7816 | 370.2069 | 349.6113 | 370.1793 | 349.3414
FEC | Buildings | Appliances | Energetic | Heat | 0 | 0 | 0 | 0 | 0 | 0 | 0 | 0
FEC | Buildings | Appliances | Energetic | Hydrogen | 0 | 0 | 0 | 0 | 0 | 0 | 0 | 0
FEC | Buildings | Appliances | Energetic | Liquids | 0 | 0 | 0 | 0 | 0 | 0 | 0 | 0
FEC | Buildings | Appliances | Energetic | Methane | 124.96 | 114.5787 | 102.9124 | 85.3666 | 114.6925 | 103.0464 | 114.6925 | 103.0464
FEC | Buildings | Appliances | Energetic | Others | 0 | 0 | 0 | 0 | 0 | 0 | 0 | 0
FEC | Buildings | Appliances | Energetic | Solids | 0 | 0 | 0 | 0 | 0 | 0 | 0 | 0
FEC | Buildings | Cooling | Energetic | Ammonia | 0 | 0 | 0 | 0 | 0 | 0 | 0 | 0
FEC | Buildings | Cooling | Energetic | Biomass | 0 | 0 | 0 | 0 | 0 | 0 | 0 | 0
FEC | Buildings | Cooling | Energetic | Electricity | 61.0269 | 62.6636 | 70.7174 | 89.9496 | 63.2994 | 73.4652 | 62.1159 | 68.3295
FEC | Buildings | Cooling | Energetic | Heat | 0 | 0 | 0 | 0 | 0 | 0 | 0 | 0
FEC | Buildings | Cooling | Energetic | Hydrogen | 0 | 0 | 0 | 0 | 0 | 0 | 0 | 0
FEC | Buildings | Cooling | Energetic | Liquids | 0 | 0 | 0 | 0 | 0 | 0 | 0 | 0
FEC | Buildings | Cooling | Energetic | Methane | 0.27329 | 0.24718 | 0.25843 | 1.3863 | 0.25297 | 0.2728 | 0.24153 | 0.24514
FEC | Buildings | Cooling | Energetic | Others | 0 | 0 | 0 | 0 | 0 | 0 | 0 | 0
FEC | Buildings | Cooling | Energetic | Solids | 0 | 0 | 0 | 0 | 0 | 0 | 0 | 0
FEC | Buildings | Datacenters | Energetic | Ammonia | 0 | 0 | 0 | 0 | 0 | 0 | 0 | 0
FEC | Buildings | Datacenters | Energetic | Biomass | 0 | 0 | 0 | 0 | 0 | 0 | 0 | 0
FEC | Buildings | Datacenters | Energetic | Electricity | 219.4667 | 304.3834 | 365.7838 | 451.3326 | 327.2486 | 393.2573 | 281.5877 | 338.3679
FEC | Buildings | Datacenters | Energetic | Heat | 0 | 0 | 0 | 0 | 0 | 0 | 0 | 0
FEC | Buildings | Datacenters | Energetic | Hydrogen | 0 | 0 | 0 | 0 | 0 | 0 | 0 | 0
FEC | Buildings | Datacenters | Energetic | Liquids | 0 | 0 | 0 | 0 | 0 | 0 | 0 | 0
FEC | Buildings | Datacenters | Energetic | Methane | 0 | 0 | 0 | 0 | 0 | 0 | 0 | 0
FEC | Buildings | Datacenters | Energetic | Others | 0 | 0 | 0 | 0 | 0 | 0 | 0 | 0
FEC | Buildings | Datacenters | Energetic | Solids | 0 | 0 | 0 | 0 | 0 | 0 | 0 | 0
FEC | Buildings | Space heating | Energetic | Ammonia | 0 | 0 | 0 | 0 | 0 | 0 | 0 | 0
FEC | Buildings | Space heating | Energetic | Biomass | 48.2078 | 43.2294 | 42.9151 | 33.2416 | 43.2294 | 42.9151 | 43.2294 | 42.9151
FEC | Buildings | Space heating | Energetic | Electricity | 151.214 | 160.6948 | 166.6616 | 163.3298 | 174.668 | 179.8132 | 146.866 | 151.8869
FEC | Buildings | Space heating | Energetic | Heat | 105.078 | 99.886 | 103.2086 | 100.9738 | 99.8717 | 103.1601 | 99.9002 | 103.2566
FEC | Buildings | Space heating | Energetic | Hydrogen | 1.412 | 5.5849 | 9.0727 | 13.881 | 5.6147 | 9.1865 | 5.555 | 8.9589
FEC | Buildings | Space heating | Energetic | Liquids | 45.0813 | 26.8649 | 11.9846 | 2.6365 | 24.1128 | 9.949 | 29.7423 | 14.1657
FEC | Buildings | Space heating | Energetic | Methane | 218.3268 | 159.7432 | 106.5281 | 44.7856 | 137.3781 | 81.6986 | 182.1082 | 133.8192
FEC | Buildings | Space heating | Energetic | Others | 6.4044 | 7.852 | 9.984 | 9.596 | 7.852 | 9.984 | 7.852 | 9.984
FEC | Buildings | Space heating | Energetic | Solids | 3.44 | 2.3336 | 1.7042 | 0.069896 | 2.3044 | 1.677 | 2.3629 | 1.7314
FEC | Buildings | Surplus Energy | Energetic | Ammonia | 0 | 0 | 0 | 0 | 0 | 0 | 0 | 0
FEC | Buildings | Surplus Energy | Energetic | Biomass | 1.2028 | 1.1337 | 1.1153 | 1.0622 | 1.1337 | 1.1153 | 1.1337 | 1.1153
FEC | Buildings | Surplus Energy | Energetic | Electricity | 0 | 0 | 0 | 0 | 0 | 0 | 0 | 0
FEC | Buildings | Surplus Energy | Energetic | Heat | 0 | 0 | 0 | 0 | 0 | 0 | 0 | 0
FEC | Buildings | Surplus Energy | Energetic | Hydrogen | 0 | 0 | 0 | 0 | 0 | 0 | 0 | 0
FEC | Buildings | Surplus Energy | Energetic | Liquids | 20.4361 | 18.7107 | 16.9002 | 15.0975 | 18.7107 | 16.9002 | 18.7107 | 16.9002
FEC | Buildings | Surplus Energy | Energetic | Methane | 0.1295 | 0.11381 | 0.13402 | 0.13559 | 0 | 0 | 0 | 0
FEC | Buildings | Surplus Energy | Energetic | Others | 0 | 0 | 0 | 0 | 0 | 0 | 0 | 0
FEC | Buildings | Surplus Energy | Energetic | Solids | 0.45545 | 0.44725 | 0.43449 | 0.42389 | 0.44725 | 0.43449 | 0.44725 | 0.43449
FEC | Households | Appliances | Energetic | Ammonia | 0 | 0 | 0 | 0 | 0 | 0 | 0 | 0
FEC | Households | Appliances | Energetic | Biomass | 3.1118 | 2.8226 | 2.7384 | 2.6315 | 2.7318 | 2.6557 | 2.7318 | 2.6557
FEC | Households | Appliances | Energetic | Electricity | 462.7052 | 448.7403 | 428.2121 | 402.8854 | 454.2815 | 433.86 | 438.2772 | 418.3856
FEC | Households | Appliances | Energetic | Heat | 0 | 0 | 0 | 0 | 0 | 0 | 0 | 0
FEC | Households | Appliances | Energetic | Hydrogen | 0 | 0.003 | 0.014 | 0.017 | 0.003303 | 0.015736 | 0.002718 | 0.012376
FEC | Households | Appliances | Energetic | Liquids | 0 | 0 | 0 | 0 | 0 | 0 | 0 | 0
FEC | Households | Appliances | Energetic | Methane | 51.8706 | 44.2982 | 38.5092 | 24.8545 | 35.2032 | 29.4937 | 64.3934 | 57.6514
FEC | Households | Appliances | Energetic | Others | 0 | 0 | 0 | 0 | 0 | 0 | 0 | 0
FEC | Households | Appliances | Energetic | Solids | 0 | 0 | 0 | 0 | 0 | 0 | 0 | 0
FEC | Households | Cooling | Energetic | Ammonia | 0 | 0 | 0 | 0 | 0 | 0 | 0 | 0
FEC | Households | Cooling | Energetic | Biomass | 0 | 0 | 0 | 0 | 0 | 0 | 0 | 0
FEC | Households | Cooling | Energetic | Electricity | 19.5766 | 22.8072 | 29.7884 | 33.3933 | 24.615 | 34.2101 | 20.7301 | 26.1237
FEC | Households | Cooling | Energetic | Heat | 0 | 0 | 0 | 0 | 0 | 0 | 0 | 0
FEC | Households | Cooling | Energetic | Hydrogen | 0 | 0 | 0 | 0 | 0 | 0 | 0 | 0
FEC | Households | Cooling | Energetic | Liquids | 0 | 0 | 0 | 0 | 0 | 0 | 0 | 0
FEC | Households | Cooling | Energetic | Methane | 0 | 0 | 0 | 0 | 0 | 0 | 0 | 0
FEC | Households | Cooling | Energetic | Others | 0 | 0 | 0 | 0 | 0 | 0 | 0 | 0
FEC | Households | Cooling | Energetic | Solids | 0 | 0 | 0 | 0 | 0 | 0 | 0 | 0
FEC | Households | Hot water | Energetic | Ammonia | 0 | 0 | 0 | 0 | 0 | 0 | 0 | 0
FEC | Households | Hot water | Energetic | Biomass | 77.8684 | 71.1784 | 66.3224 | 54.5504 | 71.1784 | 66.3224 | 71.1784 | 66.3224
FEC | Households | Hot water | Energetic | Electricity | 57.3075 | 64.3943 | 74.3503 | 88.7038 | 68.3403 | 79.5889 | 60.4792 | 69.1366
FEC | Households | Hot water | Energetic | Heat | 52.2854 | 54.7588 | 49.3879 | 50.8996 | 54.7588 | 49.3879 | 54.7588 | 49.3879
FEC | Households | Hot water | Energetic | Hydrogen | 2.325 | 5.3393 | 10.1616 | 14.9619 | 5.3636 | 10.2502 | 5.3148 | 10.0731
FEC | Households | Hot water | Energetic | Liquids | 21.2692 | 12.4162 | 6.6406 | 1.4327 | 11.9741 | 4.9768 | 12.9409 | 8.3636
FEC | Households | Hot water | Energetic | Methane | 145.9433 | 118.0348 | 83.6194 | 58.6517 | 108.4799 | 71.9625 | 127.9105 | 95.673
FEC | Households | Hot water | Energetic | Others | 42.1104 | 54.4747 | 71.5619 | 76.4127 | 54.4747 | 71.5619 | 54.4747 | 71.5619
FEC | Households | Hot water | Energetic | Solids | 4.3453 | 2.6508 | 0.9609 | 0.68072 | 2.6265 | 0.96006 | 2.6755 | 0.96174
FEC | Households | Space heating | Energetic | Ammonia | 0 | 0 | 0 | 0 | 0 | 0 | 0 | 0
FEC | Households | Space heating | Energetic | Biomass | 360.7158 | 324.9157 | 296.8586 | 212.1669 | 323.9173 | 299.9818 | 325.9729 | 294.697
FEC | Households | Space heating | Energetic | Electricity | 184.1212 | 233.8446 | 247.6664 | 262.1424 | 247.2534 | 262.3875 | 210.7985 | 236.8616
FEC | Households | Space heating | Energetic | Heat | 185.2007 | 183.8273 | 195.4795 | 205.7361 | 194.3312 | 204.9318 | 180.0306 | 186.3249
FEC | Households | Space heating | Energetic | Hydrogen | 5.4976 | 16.9022 | 20.2148 | 26.2786 | 15.8658 | 22.1316 | 14.9841 | 18.2911
FEC | Households | Space heating | Energetic | Liquids | 132.2225 | 70.6565 | 29.6845 | 7.401 | 69.0526 | 23.5976 | 73.1603 | 33.9198
FEC | Households | Space heating | Energetic | Methane | 529.1953 | 406.9317 | 289.3992 | 160.6934 | 372.3861 | 240.5946 | 455.4034 | 337.3985
FEC | Households | Space heating | Energetic | Others | 8.7529 | 10.5407 | 24.955 | 39.1192 | 10.2216 | 25.3699 | 11.1214 | 23.7228
FEC | Households | Space heating | Energetic | Solids | 37.5171 | 21.4173 | 8.9072 | 1.711 | 21.3332 | 8.8946 | 21.5599 | 8.9198
FEC | Households | Surplus Energy | Energetic | Ammonia | 0 | 0 | 0 | 0 | 0 | 0 | 0 | 0
FEC | Households | Surplus Energy | Energetic | Biomass | 0 | 0 | 0 | 0 | 0 | 0 | 0 | 0
FEC | Households | Surplus Energy | Energetic | Electricity | 0 | 5.33e-13 | 5.54e-13 | 5.77e-13 | 5.33e-13 | 5.51e-13 | 5.31e-13 | 5.54e-13
FEC | Households | Surplus Energy | Energetic | Heat | 0 | 0 | 0 | 0 | 0 | 0 | 0 | 0
FEC | Households | Surplus Energy | Energetic | Hydrogen | 0 | 0 | 0 | 0 | 0 | 0 | 0 | 0
FEC | Households | Surplus Energy | Energetic | Liquids | 0 | 0 | 0 | 0 | 0 | 0 | 0 | 0
FEC | Households | Surplus Energy | Energetic | Methane | 0.86664 | 0.58271 | 0.5927 | 0.35918 | 0 | 0 | 0 | 0
FEC | Households | Surplus Energy | Energetic | Others | 0 | 0 | 0 | 0 | 0 | 0 | 0 | 0
FEC | Households | Surplus Energy | Energetic | Solids | 0 | 0 | 0 | 0 | 0 | 0 | 0 | 0
FEC | Industry | Aluminium | Energetic | Ammonia | 0 | 0 | 0 | 0 | 0 | 0 | 0 | 0
FEC | Industry | Aluminium | Energetic | Biomass | 0 | 0 | 0 | 0 | 0 | 0 | 0 | 0
FEC | Industry | Aluminium | Energetic | Electricity | 19.2186 | 29.2151 | 44.4043 | 54.5385 | 31.4062 | 47.7347 | 27.024 | 41.074
FEC | Industry | Aluminium | Energetic | Heat | 0 | 0 | 0 | 0 | 0 | 0 | 0 | 0
FEC | Industry | Aluminium | Energetic | Hydrogen | 0.158 | 0.309 | 0.4009 | 0.2069 | 0.34021 | 0.44807 | 0.27995 | 0.35652
FEC | Industry | Aluminium | Energetic | Liquids | 0 | 0 | 0 | 0 | 0 | 0 | 0 | 0
FEC | Industry | Aluminium | Energetic | Methane | 2.3988 | 3.0806 | 3.5037 | 4.0515 | 3.3116 | 3.7665 | 2.8496 | 3.241
FEC | Industry | Aluminium | Energetic | Others | 0 | 0 | 0 | 0 | 0 | 0 | 0 | 0
FEC | Industry | Aluminium | Energetic | Solids | 0 | 0 | 0 | 0 | 0 | 0 | 0 | 0
FEC | Industry | Chemicals | Energetic | Ammonia | 0 | 0 | 0 | 0 | 0 | 0 | 0 | 0
FEC | Industry | Chemicals | Energetic | Biomass | 13.5367 | 13.7095 | 14.3709 | 15.2671 | 14.7378 | 15.4494 | 12.6813 | 13.2925
FEC | Industry | Chemicals | Energetic | Electricity | 207.3001 | 230.3867 | 263.3679 | 307.9128 | 255.986 | 294.9816 | 205.0117 | 231.9514
FEC | Industry | Chemicals | Energetic | Heat | 42.4974 | 46.0005 | 45.822 | 44.5413 | 49.4506 | 49.2587 | 42.5505 | 42.3854
FEC | Industry | Chemicals | Energetic | Hydrogen | 11.37 | 28.7286 | 59.5131 | 89.5821 | 34.5618 | 73.3857 | 23.9322 | 47.7595
FEC | Industry | Chemicals | Energetic | Liquids | 44.4555 | 31.3144 | 19.3668 | 6.2528 | 31.8354 | 18.2501 | 30.5384 | 20.125
FEC | Industry | Chemicals | Energetic | Methane | 153.3396 | 127.653 | 86.2844 | 44.3124 | 127.0873 | 72.7424 | 127.4916 | 97.7862
FEC | Industry | Chemicals | Energetic | Others | 0 | 0 | 0 | 0 | 0 | 0 | 0 | 0
FEC | Industry | Chemicals | Energetic | Solids | 21.354 | 15.9049 | 8.6231 | 5.5195 | 15.6733 | 9.2128 | 15.9377 | 8.3983
FEC | Industry | Fertilizers | Energetic | Ammonia | 0 | 0 | 0 | 0 | 0 | 0 | 0 | 0
FEC | Industry | Fertilizers | Energetic | Biomass | 0.20745 | 0.46744 | 0.50016 | 0.97163 | 0.46744 | 0.50016 | 0.46744 | 0.50016
FEC | Industry | Fertilizers | Energetic | Electricity | 3.8703 | 3.9056 | 3.983 | 3.983 | 3.9013 | 3.9804 | 3.9223 | 4.002
FEC | Industry | Fertilizers | Energetic | Heat | 0.10358 | 0.11219 | 0.086009 | 0 | 0.11219 | 0.086009 | 0.11219 | 0.086009
FEC | Industry | Fertilizers | Energetic | Hydrogen | 3.1792 | 4.8641 | 7.7446 | 10.5837 | 4.6261 | 7.3459 | 5.1021 | 8.1433
FEC | Industry | Fertilizers | Energetic | Liquids | 2.5081 | 0.3201 | 0.19522 | 0.090196 | 0.31626 | 0.18635 | 0.32394 | 0.20409
FEC | Industry | Fertilizers | Energetic | Methane | 20.1631 | 17.3392 | 13.7658 | 7.7123 | 16.9237 | 13.4156 | 17.7547 | 14.116
FEC | Industry | Fertilizers | Energetic | Others | 0 | 0 | 0 | 0 | 0 | 0 | 0 | 0
FEC | Industry | Fertilizers | Energetic | Solids | 0 | 0 | 0 | 0 | 0 | 0 | 0 | 0
FEC | Industry | Food | Energetic | Ammonia | 0 | 0 | 0 | 0 | 0 | 0 | 0 | 0
FEC | Industry | Food | Energetic | Biomass | 21.8583 | 21.5697 | 20.0966 | 18.47 | 23.1874 | 21.6039 | 19.952 | 18.5894
FEC | Industry | Food | Energetic | Electricity | 134.8131 | 148.4813 | 159.2838 | 175.1667 | 163.1199 | 176.4637 | 132.2788 | 141.1272
FEC | Industry | Food | Energetic | Heat | 20.5841 | 20.1415 | 20.4805 | 20.2104 | 21.6521 | 22.0165 | 18.6308 | 18.9444
FEC | Industry | Food | Energetic | Hydrogen | 3.6203 | 8.9898 | 15.4256 | 30.5678 | 10.4053 | 18.7917 | 7.6796 | 12.541
FEC | Industry | Food | Energetic | Liquids | 3.5308 | 3.7558 | 2.5564 | 2.0448 | 3.6942 | 2.0002 | 3.7694 | 3.0082
FEC | Industry | Food | Energetic | Methane | 94.1088 | 74.1935 | 53.5463 | 31.777 | 75.4893 | 50.2133 | 74.7821 | 57.8618
FEC | Industry | Food | Energetic | Others | 0 | 0 | 0 | 0 | 0 | 0 | 0 | 0
FEC | Industry | Food | Energetic | Solids | 7.0153 | 3.6264 | 2.9457 | 1.717 | 3.7726 | 3.1534 | 3.4627 | 2.7361
FEC | Industry | Metals | Energetic | Ammonia | 0 | 0 | 0 | 0 | 0 | 0 | 0 | 0
FEC | Industry | Metals | Energetic | Biomass | 0 | 0 | 0 | 0 | 0 | 0 | 0 | 0
FEC | Industry | Metals | Energetic | Electricity | 28.9655 | 27.4832 | 26.4268 | 23.4125 | 27.4372 | 26.4068 | 27.665 | 26.5704
FEC | Industry | Metals | Energetic | Heat | 1.6618 | 1.6085 | 1.8853 | 1.8368 | 1.6085 | 1.8853 | 1.6085 | 1.8853
FEC | Industry | Metals | Energetic | Hydrogen | 0.00099444 | 0.0051972 | 0.019658 | 0.15176 | 0.0051972 | 0.019658 | 0.0051972 | 0.019658
FEC | Industry | Metals | Energetic | Liquids | 4.8291 | 4.6946 | 4.7331 | 4.6432 | 4.6946 | 4.7331 | 4.6946 | 4.7331
FEC | Industry | Metals | Energetic | Methane | 37.6554 | 35.055 | 31.3018 | 26.3669 | 35.055 | 31.3018 | 35.055 | 31.3018
FEC | Industry | Metals | Energetic | Others | 0 | 0 | 0 | 0 | 0 | 0 | 0 | 0
FEC | Industry | Metals | Energetic | Solids | 2.2333 | 2.2347 | 0.97306 | 0.92773 | 2.2347 | 0.97306 | 2.2347 | 0.97306
FEC | Industry | Others | Energetic | Ammonia | 0 | 0 | 0 | 0 | 0 | 0 | 0 | 0
FEC | Industry | Others | Energetic | Biomass | 129.8878 | 98.2664 | 97.4123 | 125.5775 | 105.6364 | 104.7182 | 90.8964 | 90.1064
FEC | Industry | Others | Energetic | Electricity | 367.9594 | 371.2421 | 388.9318 | 428.0289 | 450.5818 | 471.1774 | 295.0792 | 310.6382
FEC | Industry | Others | Energetic | Heat | 44.3489 | 45.5686 | 47.1917 | 63.6381 | 48.9863 | 50.731 | 42.151 | 43.6523
FEC | Industry | Others | Energetic | Hydrogen | 12.0194 | 28.8371 | 49.3489 | 80.8581 | 32.1502 | 56.6641 | 25.5932 | 42.4589
FEC | Industry | Others | Energetic | Liquids | 88.9575 | 66.1281 | 50.8874 | 15.5967 | 56.0326 | 38.5095 | 76.968 | 63.5268
FEC | Industry | Others | Energetic | Methane | 215.6548 | 183.8165 | 134.7338 | 69.8499 | 156.4101 | 97.3405 | 205.4752 | 167.0139
FEC | Industry | Others | Energetic | Others | 0 | 0 | 0 | 0 | 0 | 0 | 0 | 0
FEC | Industry | Others | Energetic | Solids | 23.4804 | 12.8266 | 3.0798 | 0.9503 | 12.6301 | 3.1997 | 14.409 | 3.0075
FEC | Industry | Paper | Energetic | Ammonia | 0 | 0 | 0 | 0 | 0 | 0 | 0 | 0
FEC | Industry | Paper | Energetic | Biomass | 95.0378 | 99.217 | 103.3105 | 95.3683 | 106.6583 | 111.0587 | 91.7757 | 95.5622
FEC | Industry | Paper | Energetic | Electricity | 132.6059 | 145.4376 | 157.5638 | 158.0636 | 161.6088 | 172.898 | 129.6309 | 142.4066
FEC | Industry | Paper | Energetic | Heat | 19.1687 | 18.7261 | 20.0568 | 20.8385 | 20.1305 | 21.5611 | 17.3216 | 18.5525
FEC | Industry | Paper | Energetic | Hydrogen | 3.3227 | 11.8321 | 22.7664 | 31.9799 | 13.3204 | 26.4163 | 10.4285 | 19.493
FEC | Industry | Paper | Energetic | Liquids | 4.4553 | 5.0092 | 8.2407 | 0.20078 | 4.7489 | 8.3686 | 5.1806 | 8.0444
FEC | Industry | Paper | Energetic | Methane | 63.8599 | 51.5777 | 35.49 | 16.2066 | 49.6939 | 32.7927 | 53.12 | 37.7541
FEC | Industry | Paper | Energetic | Others | 0 | 0 | 0 | 0 | 0 | 0 | 0 | 0
FEC | Industry | Paper | Energetic | Solids | 9.7246 | 3.8376 | 1.5831 | 0.66317 | 4.0176 | 1.6773 | 3.6426 | 1.4854
FEC | Industry | Steel | Energetic | Ammonia | 0 | 0 | 0 | 0 | 0 | 0 | 0 | 0
FEC | Industry | Steel | Energetic | Biomass | 0.092044 | 0.045775 | 1.1633 | 2.3281 | 0.037973 | 1.1722 | 0.067232 | 2.6325
FEC | Industry | Steel | Energetic | Electricity | 129.8555 | 140.5802 | 157.3475 | 165.7479 | 157.7008 | 173.124 | 120.6815 | 137.6221
FEC | Industry | Steel | Energetic | Heat | 5.4407 | 4.212 | 1.9479 | 0.41085 | 3.539 | 1.0308 | 6.1814 | 2.8522
FEC | Industry | Steel | Energetic | Hydrogen | 23.9764 | 74.2891 | 120.1331 | 163.4818 | 84.2929 | 134.3396 | 59.5034 | 98.551
FEC | Industry | Steel | Energetic | Liquids | 4.0164 | 3.6555 | 1.8569 | 0.24698 | 2.7899 | 0.94047 | 4.9022 | 2.6591
FEC | Industry | Steel | Energetic | Methane | 155.4574 | 142.4047 | 149.9229 | 145.8841 | 163.5945 | 168.4772 | 117.5018 | 127.5857
FEC | Industry | Steel | Energetic | Others | 0 | 0 | 0 | 0 | 0 | 0 | 0 | 0
FEC | Industry | Steel | Energetic | Solids | 98.8215 | 77.7745 | 46.1646 | 26.7959 | 67.3315 | 36.1979 | 95.8064 | 63.1864
FEC | Industry | Surplus_Heat_in_Industry | Energetic | Heat | 26.5016 | 23.91 | 16.4861 | 17.5368 | 23.91 | 16.4861 | 23.91 | 16.4861
FEC | International transport | International aviation | Energetic | Ammonia | 0 | 0 | 0 | 0 | 0 | 0 | 0 | 0
FEC | International transport | International aviation | Energetic | Biomass | 0 | 0 | 0 | 0 | 0 | 0 | 0 | 0
FEC | International transport | International aviation | Energetic | Electricity | 0 | 0 | 0.03309 | 1.2225 | 0 | 0.033662 | 0 | 0.032528
FEC | International transport | International aviation | Energetic | Heat | 0 | 0 | 0 | 0 | 0 | 0 | 0 | 0
FEC | International transport | International aviation | Energetic | Hydrogen | 0.28926 | 0.72245 | 3.511 | 10.7251 | 0.7285 | 3.5257 | 0.71645 | 3.4965
FEC | International transport | International aviation | Energetic | Liquids | 519.3953 | 503.1309 | 520.1932 | 501.2659 | 509.0558 | 529.6202 | 497.3087 | 511.0353
FEC | International transport | International aviation | Energetic | Methane | 0 | 0 | 0 | 0 | 0 | 0 | 0 | 0
FEC | International transport | International aviation | Energetic | Others | 0 | 0 | 0 | 0 | 0 | 0 | 0 | 0
FEC | International transport | International aviation | Energetic | Solids | 0 | 0 | 0 | 0 | 0 | 0 | 0 | 0
FEC | Transport | Busses | Energetic | Ammonia | 0 | 0 | 0 | 0 | 0 | 0 | 0 | 0
FEC | Transport | Busses | Energetic | Biomass | 0 | 0 | 0 | 0 | 0 | 0 | 0 | 0
FEC | Transport | Busses | Energetic | Electricity | 11.5585 | 17.7232 | 24.0669 | 34.5491 | 19.6549 | 27.2056 | 15.8306 | 20.9974
FEC | Transport | Busses | Energetic | Heat | 0 | 0 | 0 | 0 | 0 | 0 | 0 | 0
FEC | Transport | Busses | Energetic | Hydrogen | 3.515 | 5.176 | 8.7367 | 16.6666 | 5.5115 | 9.6147 | 4.8431 | 7.8661
FEC | Transport | Busses | Energetic | Liquids | 85.2112 | 63.4601 | 42.4731 | 16.6636 | 59.202 | 35.8648 | 67.7039 | 49.0075
FEC | Transport | Busses | Energetic | Methane | 13.7852 | 13.8157 | 16.8397 | 8.3855 | 13.4456 | 15.6917 | 14.1888 | 17.9862
FEC | Transport | Busses | Energetic | Others | 0 | 0 | 0 | 0 | 0 | 0 | 0 | 0
FEC | Transport | Busses | Energetic | Solids | 0 | 0 | 0 | 0 | 0 | 0 | 0 | 0
FEC | Transport | Cars | Energetic | Ammonia | 0 | 0 | 0 | 0 | 0 | 0 | 0 | 0
FEC | Transport | Cars | Energetic | Biomass | 0 | 0 | 0 | 0 | 0 | 0 | 0 | 0
FEC | Transport | Cars | Energetic | Electricity | 133.8343 | 255.0343 | 364.6653 | 533.9247 | 289.684 | 412.2428 | 220.6221 | 317.6415
FEC | Transport | Cars | Energetic | Heat | 0 | 0 | 0 | 0 | 0 | 0 | 0 | 0
FEC | Transport | Cars | Energetic | Hydrogen | 14.1279 | 26.1077 | 22.6119 | 41.9993 | 26.8162 | 23.6007 | 25.3931 | 21.6242
FEC | Transport | Cars | Energetic | Liquids | 1524.0016 | 1140.8328 | 836.0014 | 290.5373 | 1035.1756 | 695.8861 | 1246.0739 | 975.0966
FEC | Transport | Cars | Energetic | Methane | 22.7257 | 20.2898 | 15.5946 | 5.5888 | 19.2743 | 14.6775 | 21.2896 | 16.499
FEC | Transport | Cars | Energetic | Others | 0 | 0 | 0 | 0 | 0 | 0 | 0 | 0
FEC | Transport | Cars | Energetic | Solids | 0 | 0 | 0 | 0 | 0 | 0 | 0 | 0
FEC | Transport | Freight trains | Energetic | Ammonia | 0 | 0 | 0 | 0 | 0 | 0 | 0 | 0
FEC | Transport | Freight trains | Energetic | Biomass | 0 | 0 | 0 | 0 | 0 | 0 | 0 | 0
FEC | Transport | Freight trains | Energetic | Electricity | 75.7923 | 77.6031 | 87.4761 | 100.6848 | 78.3526 | 88.7898 | 77.2939 | 86.9544
FEC | Transport | Freight trains | Energetic | Heat | 0 | 0 | 0 | 0 | 0 | 0 | 0 | 0
FEC | Transport | Freight trains | Energetic | Hydrogen | 2.1058 | 2.7143 | 3.8717 | 6.0635 | 2.726 | 3.8911 | 2.7028 | 3.8527
FEC | Transport | Freight trains | Energetic | Liquids | 12.1036 | 9.4755 | 9.7002 | 4.1065 | 9.5142 | 9.7426 | 9.4298 | 9.6586
FEC | Transport | Freight trains | Energetic | Methane | 0 | 0 | 0 | 0 | 0 | 0 | 0 | 0
FEC | Transport | Freight trains | Energetic | Others | 0 | 0 | 0 | 0 | 0 | 0 | 0 | 0
FEC | Transport | Freight trains | Energetic | Solids | 0.0046565 | 0.0042715 | 0.0037982 | 0 | 0.0042897 | 0.0038191 | 0.0042534 | 0.0037776
FEC | Transport | Others | Energetic | Ammonia | 0 | 0 | 0 | 0 | 0 | 0 | 0 | 0
FEC | Transport | Others | Energetic | Biomass | 0 | 0 | 0 | 0 | 0 | 0 | 0 | 0
FEC | Transport | Others | Energetic | Electricity | 0.62153 | 0.76342 | 0.98238 | 1.5293 | 0.76648 | 0.98702 | 0.7616 | 0.97907
FEC | Transport | Others | Energetic | Heat | 0 | 0 | 0 | 0 | 0 | 0 | 0 | 0
FEC | Transport | Others | Energetic | Hydrogen | 0 | 0.003 | 0.037 | 0.045 | 0.003303 | 0.041588 | 0.002718 | 0.032708
FEC | Transport | Others | Energetic | Liquids | 31.893 | 27.5058 | 29.124 | 24.3397 | 27.4926 | 29.1799 | 27.52 | 29.069
FEC | Transport | Others | Energetic | Methane | 0 | 0 | 0 | 0 | 0 | 0 | 0 | 0
FEC | Transport | Others | Energetic | Others | 0 | 0 | 0 | 0 | 0 | 0 | 0 | 0
FEC | Transport | Others | Energetic | Solids | 0 | 0 | 0 | 0 | 0 | 0 | 0 | 0
FEC | Transport | Others_Sector | Energetic | Ammonia | 0 | 0 | 0 | 0 | 0 | 0 | 0 | 0
FEC | Transport | Others_Sector | Energetic | Biomass | 0 | 0 | 0 | 0 | 0 | 0 | 0 | 0
FEC | Transport | Others_Sector | Energetic | Electricity | 2.9574 | 3.4009 | 4.4534 | 4.3121 | 3.3955 | 4.4513 | 3.4133 | 4.466
FEC | Transport | Others_Sector | Energetic | Heat | 0.66886 | 0.48283 | 0.46599 | 0.57758 | 0.48283 | 0.46599 | 0.48283 | 0.46599
FEC | Transport | Others_Sector | Energetic | Hydrogen | 0 | 0 | 0 | 0 | 0 | 0 | 0 | 0
FEC | Transport | Others_Sector | Energetic | Liquids | 19.8282 | 19.0911 | 18.202 | 16.3702 | 19.0911 | 18.202 | 19.0911 | 18.202
FEC | Transport | Others_Sector | Energetic | Others | 0 | 0 | 0 | 0 | 0 | 0 | 0 | 0
FEC | Transport | Others_Sector | Energetic | Solids | 0.86613 | 0.86613 | 0.86613 | 0.86613 | 0.86613 | 0.86613 | 0.86613 | 0.86613
FEC | Transport | Pipeline Transport | Energetic | Methane | 23.4033 | 19.5162 | 18.2731 | 16.2888 | 19.5162 | 18.2731 | 19.5162 | 18.2731
FEC | Transport | Planes | Energetic | Ammonia | 0 | 0 | 0 | 0 | 0 | 0 | 0 | 0
FEC | Transport | Planes | Energetic | Biomass | 0 | 0 | 0 | 0 | 0 | 0 | 0 | 0
FEC | Transport | Planes | Energetic | Electricity | 0.090579 | 0.58152 | 1.1331 | 2.0046 | 0.58103 | 1.1358 | 0.58202 | 1.1305
FEC | Transport | Planes | Energetic | Heat | 0 | 0 | 0 | 0 | 0 | 0 | 0 | 0
FEC | Transport | Planes | Energetic | Hydrogen | 0.1835 | 0.52999 | 0.91742 | 1.7488 | 0.5305 | 0.92127 | 0.5295 | 0.91361
FEC | Transport | Planes | Energetic | Liquids | 84.4945 | 80.2254 | 70.8597 | 65.1372 | 80.2538 | 71.0376 | 80.1991 | 70.6872
FEC | Transport | Planes | Energetic | Methane | 0 | 0 | 0 | 0 | 0 | 0 | 0 | 0
FEC | Transport | Planes | Energetic | Others | 0 | 0 | 0 | 0 | 0 | 0 | 0 | 0
FEC | Transport | Planes | Energetic | Solids | 0 | 0 | 0 | 0 | 0 | 0 | 0 | 0
FEC | Transport | Ships | Energetic | Ammonia | 0.095424 | 0.41249 | 1.006 | 9.9428 | 0.41688 | 1.0438 | 0.40811 | 0.96876
FEC | Transport | Ships | Energetic | Biomass | 0 | 0 | 0 | 0 | 0 | 0 | 0 | 0
FEC | Transport | Ships | Energetic | Electricity | 0.78883 | 1.184 | 1.6269 | 2.3258 | 1.269 | 1.787 | 1.113 | 1.5092
FEC | Transport | Ships | Energetic | Heat | 0 | 0 | 0 | 0 | 0 | 0 | 0 | 0
FEC | Transport | Ships | Energetic | Hydrogen | 0.1453 | 0.91124 | 1.6819 | 2.7798 | 0.9406 | 1.8227 | 0.8823 | 1.5447
FEC | Transport | Ships | Energetic | Liquids | 37.8803 | 30.3367 | 31.2875 | 15.9373 | 29.6042 | 30.3673 | 31.0659 | 32.1832
FEC | Transport | Ships | Energetic | Methane | 2.9002 | 4.7464 | 5.661 | 7.7034 | 5.4599 | 6.5613 | 4.0413 | 4.7866
FEC | Transport | Ships | Energetic | Others | 0 | 0 | 0 | 0 | 0 | 0 | 0 | 0
FEC | Transport | Ships | Energetic | Solids | 0 | 0 | 0 | 0 | 0 | 0 | 0 | 0
FEC | Transport | Trucks | Energetic | Ammonia | 0 | 0 | 0 | 0 | 0 | 0 | 0 | 0
FEC | Transport | Trucks | Energetic | Biomass | 0 | 0 | 0 | 0 | 0 | 0 | 0 | 0
FEC | Transport | Trucks | Energetic | Electricity | 28.6163 | 80.6298 | 129.8925 | 181.3228 | 92.2162 | 149.7502 | 69.2066 | 110.2648
FEC | Transport | Trucks | Energetic | Heat | 0 | 0 | 0 | 0 | 0 | 0 | 0 | 0
FEC | Transport | Trucks | Energetic | Hydrogen | 7.6989 | 23.2566 | 43.7982 | 70.4148 | 24.232 | 46.9171 | 22.3009 | 39.8557
FEC | Transport | Trucks | Energetic | Liquids | 458.8454 | 357.9467 | 232.1663 | 103.9648 | 339.5531 | 200.0685 | 375.4449 | 267.2065
FEC | Transport | Trucks | Energetic | Methane | 39.0733 | 35.6798 | 40.6714 | 32.6328 | 36.0251 | 40.0958 | 35.3316 | 39.364
FEC | Transport | Trucks | Energetic | Others | 0 | 0 | 0 | 0 | 0 | 0 | 0 | 0
FEC | Transport | Trucks | Energetic | Solids | 0 | 0 | 0 | 0 | 0 | 0 | 0 | 0
FEC | Transport | Vans | Energetic | Ammonia | 0 | 0 | 0 | 0 | 0 | 0 | 0 | 0
FEC | Transport | Vans | Energetic | Biomass | 0 | 0 | 0 | 0 | 0 | 0 | 0 | 0
FEC | Transport | Vans | Energetic | Electricity | 36.2847 | 68.7091 | 99.2819 | 155.4711 | 69.3514 | 100.5591 | 68.0742 | 98.0243
FEC | Transport | Vans | Energetic | Heat | 0 | 0 | 0 | 0 | 0 | 0 | 0 | 0
FEC | Transport | Vans | Energetic | Hydrogen | 3.5961 | 7.8449 | 12.9312 | 19.9146 | 7.9243 | 13.12 | 7.7665 | 12.7457
FEC | Transport | Vans | Energetic | Liquids | 231.5134 | 186.4214 | 129.8328 | 36.2257 | 187.9059 | 131.3774 | 184.7566 | 128.3167
FEC | Transport | Vans | Energetic | Methane | 5.7399 | 6.5644 | 7.6893 | 6.5179 | 6.6235 | 7.7979 | 6.5057 | 7.5822
FEC | Transport | Vans | Energetic | Others | 0 | 0 | 0 | 0 | 0 | 0 | 0 | 0
FEC | Transport | Vans | Energetic | Solids | 0 | 0 | 0 | 0 | 0 | 0 | 0 | 0
not_included_in_FEC | Industry | Chemicals | Non-energetic | Ammonia | 0 | 0 | 0 | 0 | 0 | 0 | 0 | 0
not_included_in_FEC | Industry | Chemicals | Non-energetic | Biomass | 50.1376 | 75.0761 | 95.9295 | 152.7071 | 81.2397 | 106.7119 | 68.9869 | 85.6477
not_included_in_FEC | Industry | Chemicals | Non-energetic | Electricity | 0 | 0 | 0 | 0 | 0 | 2.48e-11 | 0 | 1.9e-11
not_included_in_FEC | Industry | Chemicals | Non-energetic | Heat | 0 | 0 | 0 | 0 | 0 | 0 | 0 | 0
not_included_in_FEC | Industry | Chemicals | Non-energetic | Hydrogen | 39.9151 | 75.3178 | 127.0598 | 207.6337 | 81.4037 | 137.6513 | 69.293 | 116.6166
not_included_in_FEC | Industry | Chemicals | Non-energetic | Liquids | 598.6159 | 567.389 | 496.0684 | 378.037 | 609.4111 | 529.6872 | 525.2927 | 461.9492
not_included_in_FEC | Industry | Chemicals | Non-energetic | Methane | 103.447 | 79.6337 | 78.9335 | 80.7834 | 85.1072 | 83.4189 | 74.0915 | 74.2499
not_included_in_FEC | Industry | Chemicals | Non-energetic | Others | 5.48 | 8.96 | 9.26 | 9.605 | 9.632 | 9.9545 | 8.288 | 8.5655
not_included_in_FEC | Industry | Chemicals | Non-energetic | Solids | 0.48058 | 0.46446 | 0.36247 | 0.37401 | 0.49929 | 0.38965 | 0.42962 | 0.33528
not_included_in_FEC | Industry | Fertilizers | Non-energetic | Ammonia | 9.0291 | 12.7112 | 15.556 | 20.0513 | 12.7112 | 15.556 | 12.7112 | 15.556
not_included_in_FEC | Industry | Fertilizers | Non-energetic | Biomass | 0 | 0 | 0 | 0 | 0 | 0 | 0 | 0
not_included_in_FEC | Industry | Fertilizers | Non-energetic | Electricity | 0 | 0 | 0 | 0 | 0 | 0 | 0 | 0
not_included_in_FEC | Industry | Fertilizers | Non-energetic | Heat | 0 | 0 | 0 | 0 | 0 | 0 | 0 | 0
not_included_in_FEC | Industry | Fertilizers | Non-energetic | Hydrogen | 20.1392 | 32.7329 | 37.2885 | 48.583 | 35.662 | 40.8181 | 29.8038 | 33.7589
not_included_in_FEC | Industry | Fertilizers | Non-energetic | Liquids | 0 | 0 | 0 | 0 | 0 | 0 | 0 | 0
not_included_in_FEC | Industry | Fertilizers | Non-energetic | Methane | 54.253 | 41.4176 | 36.2187 | 21.3154 | 38.6735 | 32.8812 | 44.1617 | 39.5563
not_included_in_FEC | Industry | Fertilizers | Non-energetic | Others | 0 | 0 | 0 | 0 | 0 | 0 | 0 | 0
not_included_in_FEC | Industry | Fertilizers | Non-energetic | Solids | 0 | 0 | 0 | 0 | 0 | 0 | 0 | 0
not_included_in_FEC | Industry | Others | Non-energetic | Ammonia | 0 | 0 | 0 | 0 | 0 | 0 | 0 | 0
not_included_in_FEC | Industry | Others | Non-energetic | Biomass | 0 | 0.47158 | 3.3136 | 6.9993 | 0.47158 | 3.3136 | 0.47158 | 3.3136
not_included_in_FEC | Industry | Others | Non-energetic | Electricity | 0 | 0 | 0 | 0 | 0 | 0 | 0 | 0
not_included_in_FEC | Industry | Others | Non-energetic | Heat | 0 | 0 | 0 | 0 | 0 | 0 | 0 | 0
not_included_in_FEC | Industry | Others | Non-energetic | Hydrogen | 11.2368 | 31.8196 | 33.6013 | 63.7527 | 31.8327 | 33.6429 | 31.8073 | 33.5623
not_included_in_FEC | Industry | Others | Non-energetic | Liquids | 121.6825 | 118.7705 | 113.8626 | 81.2525 | 118.7705 | 113.8626 | 118.7705 | 113.8626
not_included_in_FEC | Industry | Others | Non-energetic | Methane | 17.3446 | 16.3809 | 18.6193 | 19.8652 | 16.3809 | 18.6193 | 16.3809 | 18.6193
not_included_in_FEC | Industry | Others | Non-energetic | Others | 0 | 0 | 0 | 0 | 0 | 0 | 0 | 0
not_included_in_FEC | Industry | Others | Non-energetic | Solids | 0.40576 | 0.41017 | 0.42409 | 0.2729 | 0.41017 | 0.42409 | 0.41017 | 0.42409
not_included_in_FEC | Industry | Refineries | Energetic | Ammonia | 0 | 0 | 0 | 0 | 0 | 0 | 0 | 0
not_included_in_FEC | Industry | Refineries | Energetic | Biomass | 25.8328 | 14.9492 | 7.299 | 12.3207 | 13.828 | 6.7516 | 16.0703 | 7.8464
not_included_in_FEC | Industry | Refineries | Energetic | Electricity | 32.8797 | 32.5918 | 32.3804 | 43.4032 | 30.1569 | 29.9681 | 35.025 | 34.7772
not_included_in_FEC | Industry | Refineries | Energetic | Heat | 17.0703 | 17.252 | 16.338 | 14.6772 | 15.9581 | 15.1126 | 18.5459 | 17.5633
not_included_in_FEC | Industry | Refineries | Energetic | Hydrogen | 41.2724 | 55.5699 | 75.5979 | 94.6975 | 56.0041 | 75.878 | 54.3895 | 73.6632
not_included_in_FEC | Industry | Refineries | Energetic | Liquids | 184.4699 | 156.6504 | 134.3068 | 51.5306 | 141.3029 | 120.3378 | 172.5815 | 149.1335
not_included_in_FEC | Industry | Refineries | Energetic | Methane | 86.1726 | 77.3767 | 68.8996 | 44.5268 | 70.3217 | 61.4621 | 84.6348 | 76.8934
not_included_in_FEC | Industry | Refineries | Energetic | Others | 0 | 0 | 0 | 0 | 0 | 0 | 0 | 0
not_included_in_FEC | Industry | Refineries | Energetic | Solids | 0.13508 | 0 | 0.0072966 | 0 | 0 | 0.0067494 | 0 | 0.0078439
not_included_in_FEC | Industry | Refineries | Non-energetic | Ammonia | 0 | 0 | 0 | 0 | 0 | 0 | 0 | 0
not_included_in_FEC | Industry | Refineries | Non-energetic | Biomass | 0 | 0 | 0 | 0 | 0 | 0 | 0 | 0
not_included_in_FEC | Industry | Refineries | Non-energetic | Electricity | 0 | 0 | 0 | 0 | 0 | 0 | 0 | 0
not_included_in_FEC | Industry | Refineries | Non-energetic | Heat | 0 | 0 | 0 | 0 | 0 | 0 | 0 | 0
not_included_in_FEC | Industry | Refineries | Non-energetic | Hydrogen | 0 | 0 | 0 | 0 | 0 | 0 | 0 | 0
not_included_in_FEC | Industry | Refineries | Non-energetic | Liquids | 0 | 0 | 0 | 0 | 0 | 0 | 0 | 0
not_included_in_FEC | Industry | Refineries | Non-energetic | Methane | 0 | 0 | 0 | 0 | 0 | 0 | 0 | 0
not_included_in_FEC | Industry | Refineries | Non-energetic | Others | 0 | 0 | 0 | 0 | 0 | 0 | 0 | 0
not_included_in_FEC | Industry | Refineries | Non-energetic | Solids | 0 | 0 | 0 | 0 | 0 | 0 | 0 | 0
not_included_in_FEC | International transport | International shipping | Energetic | Ammonia | 22.0364 | 31.8222 | 46.0814 | 67.5509 | 35.6544 | 51.7521 | 27.9906 | 40.4399
not_included_in_FEC | International transport | International shipping | Energetic | Biomass | 0 | 0 | 0 | 0 | 0 | 0 | 0 | 0
not_included_in_FEC | International transport | International shipping | Energetic | Electricity | 1.1561 | 1.6007 | 1.9231 | 2.3071 | 1.5988 | 1.9199 | 1.6027 | 1.9262
not_included_in_FEC | International transport | International shipping | Energetic | Heat | 0 | 0 | 0 | 0 | 0 | 0 | 0 | 0
not_included_in_FEC | International transport | International shipping | Energetic | Hydrogen | 0.33351 | 7.0707 | 13.3789 | 23.4032 | 7.3767 | 14.1458 | 6.7649 | 12.6157
not_included_in_FEC | International transport | International shipping | Energetic | Liquids | 387.5148 | 332.7058 | 263.5349 | 199.3948 | 324.4569 | 248.9657 | 340.9358 | 278.0324
not_included_in_FEC | International transport | International shipping | Energetic | Methane | 29.8436 | 53.0295 | 77.773 | 88.1831 | 58.4047 | 87.7705 | 47.6932 | 67.8486
not_included_in_FEC | International transport | International shipping | Energetic | Others | 0 | 0 | 0 | 0 | 0 | 0 | 0 | 0
not_included_in_FEC | International transport | International shipping | Energetic | Solids | 0 | 0 | 0 | 0 | 0 | 0 | 0 | 0
not_included_in_FEC | Others_Sector | Others_Sector | Non-energetic | Liquids | 20.0702 | 18.4214 | 16.9053 | 16.2753 | 18.4214 | 16.9053 | 18.4214 | 16.9053

## ETM DASHBOARD Country
UNIT | TWh
Sector_Description | Sub_sector
country_description | (All)
COUNTRY | AT | Please use the dropdown in cell B4 to choose a country
Sum of values2 |  |  |  |  | STUDY | SCENARIO | YEAR
[5 empty] | TYNDP2026 | TYNDP2026 | TYNDP2026 | TYNDP2026 | TYNDP2026 | TYNDP2026 | TYNDP2026 | TYNDP2026
[5 empty] | NT | NT | NT | NT | HEV | HEV | LEV | LEV
FEC_boolean | SECTOR | SUBSECTOR | ENERGY_TYPE | ENERGY_CARRIER | 2030 | 2035 | 2040 | 2050 | 2035 | 2040 | 2035 | 2040
FEC | Agriculture | Total | Energetic | Ammonia | 0 | 0 | 0 | 0 | 0 | 0 | 0 | 0
FEC | Agriculture | Total | Energetic | Biomass | 1.656 | 2.0073 | 2.065 | 2.0043 | 2.0073 | 2.065 | 2.0073 | 2.065
FEC | Agriculture | Total | Energetic | Electricity | 1.124 | 1.18 | 1.3365 | 1.2834 | 1.18 | 1.3365 | 1.18 | 1.3365
FEC | Agriculture | Total | Energetic | Heat | 0 | 0 | 0 | 0 | 0 | 0 | 0 | 0
FEC | Agriculture | Total | Energetic | Hydrogen | 0 | 0 | 0 | 0 | 0 | 0 | 0 | 0
FEC | Agriculture | Total | Energetic | Liquids | 0 | 0 | 0 | 0 | 0 | 0 | 0 | 0
FEC | Agriculture | Total | Energetic | Methane | 0 | 0 | 0 | 0 | 0 | 0 | 0 | 0
FEC | Agriculture | Total | Energetic | Others | 0 | 0 | 0 | 0 | 0 | 0 | 0 | 0
FEC | Agriculture | Total | Energetic | Solids | 0 | 0 | 0 | 0 | 0 | 0 | 0 | 0
FEC | Buildings | Appliances | Energetic | Ammonia | 0 | 0 | 0 | 0 | 0 | 0 | 0 | 0
FEC | Buildings | Appliances | Energetic | Biomass | 0 | 0 | 0 | 0 | 0 | 0 | 0 | 0
FEC | Buildings | Appliances | Energetic | Electricity | 9.9327 | 7.9984 | 7.6545 | 7.1314 | 7.9984 | 7.6545 | 7.9984 | 7.6545
FEC | Buildings | Appliances | Energetic | Heat | 0 | 0 | 0 | 0 | 0 | 0 | 0 | 0
FEC | Buildings | Appliances | Energetic | Hydrogen | 0 | 0 | 0 | 0 | 0 | 0 | 0 | 0
FEC | Buildings | Appliances | Energetic | Liquids | 0 | 0 | 0 | 0 | 0 | 0 | 0 | 0
FEC | Buildings | Appliances | Energetic | Methane | 1.7357 | 1.5894 | 1.7806 | 1.6589 | 1.5894 | 1.7806 | 1.5894 | 1.7806
FEC | Buildings | Appliances | Energetic | Others | 0 | 0 | 0 | 0 | 0 | 0 | 0 | 0
FEC | Buildings | Appliances | Energetic | Solids | 0 | 0 | 0 | 0 | 0 | 0 | 0 | 0
FEC | Buildings | Cooling | Energetic | Ammonia | 0 | 0 | 0 | 0 | 0 | 0 | 0 | 0
FEC | Buildings | Cooling | Energetic | Biomass | 0 | 0 | 0 | 0 | 0 | 0 | 0 | 0
FEC | Buildings | Cooling | Energetic | Electricity | 0.52714 | 0.48271 | 0.77035 | 0.58157 | 0.48271 | 0.79228 | 0.48271 | 0.74899
FEC | Buildings | Cooling | Energetic | Heat | 0 | 0 | 0 | 0 | 0 | 0 | 0 | 0
FEC | Buildings | Cooling | Energetic | Hydrogen | 0 | 0 | 0 | 0 | 0 | 0 | 0 | 0
FEC | Buildings | Cooling | Energetic | Liquids | 0 | 0 | 0 | 0 | 0 | 0 | 0 | 0
FEC | Buildings | Cooling | Energetic | Methane | 0.0029518 | 0.0027031 | 0 | 0 | 0.0027031 | 0 | 0.0027031 | 0
FEC | Buildings | Cooling | Energetic | Others | 0 | 0 | 0 | 0 | 0 | 0 | 0 | 0
FEC | Buildings | Cooling | Energetic | Solids | 0 | 0 | 0 | 0 | 0 | 0 | 0 | 0
FEC | Buildings | Datacenters | Energetic | Ammonia | 0 | 0 | 0 | 0 | 0 | 0 | 0 | 0
FEC | Buildings | Datacenters | Energetic | Biomass | 0 | 0 | 0 | 0 | 0 | 0 | 0 | 0
FEC | Buildings | Datacenters | Energetic | Electricity | 1.4708 | 1.4708 | 1.4708 | 1.4708 | 1.5811 | 1.5811 | 1.3605 | 1.3605
FEC | Buildings | Datacenters | Energetic | Heat | 0 | 0 | 0 | 0 | 0 | 0 | 0 | 0
FEC | Buildings | Datacenters | Energetic | Hydrogen | 0 | 0 | 0 | 0 | 0 | 0 | 0 | 0
FEC | Buildings | Datacenters | Energetic | Liquids | 0 | 0 | 0 | 0 | 0 | 0 | 0 | 0
FEC | Buildings | Datacenters | Energetic | Methane | 0 | 0 | 0 | 0 | 0 | 0 | 0 | 0
FEC | Buildings | Datacenters | Energetic | Others | 0 | 0 | 0 | 0 | 0 | 0 | 0 | 0
FEC | Buildings | Datacenters | Energetic | Solids | 0 | 0 | 0 | 0 | 0 | 0 | 0 | 0
FEC | Buildings | Space heating | Energetic | Ammonia | 0 | 0 | 0 | 0 | 0 | 0 | 0 | 0
FEC | Buildings | Space heating | Energetic | Biomass | 1.0947 | 0.87468 | 0.32229 | 0 | 0.87468 | 0.32229 | 0.87468 | 0.32229
FEC | Buildings | Space heating | Energetic | Electricity | 2.4999 | 1.9976 | 3.9924 | 4.2923 | 2.2603 | 3.9924 | 1.7349 | 3.9924
FEC | Buildings | Space heating | Energetic | Heat | 5.2361 | 4.9281 | 9.5205 | 8.5536 | 4.9281 | 9.5205 | 4.9281 | 9.5205
FEC | Buildings | Space heating | Energetic | Hydrogen | 0 | 0 | 0 | 0 | 0 | 0 | 0 | 0
FEC | Buildings | Space heating | Energetic | Liquids | 0.88001 | 0.70318 | 0 | 0 | 0.51369 | 0 | 0.89267 | 0
FEC | Buildings | Space heating | Energetic | Methane | 1.4021 | 0.89627 | 0 | 0 | 0.43613 | 0 | 1.3564 | 0
FEC | Buildings | Space heating | Energetic | Others | 0 | 0 | 0 | 0 | 0 | 0 | 0 | 0
FEC | Buildings | Space heating | Energetic | Solids | 0 | 0 | 0 | 0 | 0 | 0 | 0 | 0
FEC | Buildings | Surplus Energy | Energetic | Ammonia | 0 | 0 | 0 | 0 | 0 | 0 | 0 | 0
FEC | Buildings | Surplus Energy | Energetic | Biomass | 0.17385 | 0.1592 | 0.17835 | 0.16616 | 0.1592 | 0.17835 | 0.1592 | 0.17835
FEC | Buildings | Surplus Energy | Energetic | Electricity | 0 | 0 | 0 | 0 | 0 | 0 | 0 | 0
FEC | Buildings | Surplus Energy | Energetic | Heat | 0 | 0 | 0 | 0 | 0 | 0 | 0 | 0
FEC | Buildings | Surplus Energy | Energetic | Hydrogen | 0 | 0 | 0 | 0 | 0 | 0 | 0 | 0
FEC | Buildings | Surplus Energy | Energetic | Liquids | 0.25553 | 0.23399 | 0.26214 | 0.24422 | 0.23399 | 0.26214 | 0.23399 | 0.26214
FEC | Buildings | Surplus Energy | Energetic | Methane | 0 | 0 | 0 | 0 | 0 | 0 | 0 | 0
FEC | Buildings | Surplus Energy | Energetic | Others | 0 | 0 | 0 | 0 | 0 | 0 | 0 | 0
FEC | Buildings | Surplus Energy | Energetic | Solids | 0 | 0 | 0 | 0 | 0 | 0 | 0 | 0
FEC | Households | Appliances | Energetic | Ammonia | 0 | 0 | 0 | 0 | 0 | 0 | 0 | 0
FEC | Households | Appliances | Energetic | Biomass | 0 | 0 | 0 | 0 | 0 | 0 | 0 | 0
FEC | Households | Appliances | Energetic | Electricity | 13.5491 | 11.8928 | 12.3902 | 12.5671 | 11.8931 | 12.3902 | 11.5883 | 12.3902
FEC | Households | Appliances | Energetic | Heat | 0 | 0 | 0 | 0 | 0 | 0 | 0 | 0
FEC | Households | Appliances | Energetic | Hydrogen | 0 | 0 | 0 | 0 | 0 | 0 | 0 | 0
FEC | Households | Appliances | Energetic | Liquids | 0 | 0 | 0 | 0 | 0 | 0 | 0 | 0
FEC | Households | Appliances | Energetic | Methane | 0.41404 | 0.077227 | 0 | 0 | 0.076678 | 0 | 0.61588 | 0
FEC | Households | Appliances | Energetic | Others | 0 | 0 | 0 | 0 | 0 | 0 | 0 | 0
FEC | Households | Appliances | Energetic | Solids | 0 | 0 | 0 | 0 | 0 | 0 | 0 | 0
FEC | Households | Cooling | Energetic | Ammonia | 0 | 0 | 0 | 0 | 0 | 0 | 0 | 0
FEC | Households | Cooling | Energetic | Biomass | 0 | 0 | 0 | 0 | 0 | 0 | 0 | 0
FEC | Households | Cooling | Energetic | Electricity | 0.0083997 | 0.012718 | 0.014169 | 0.0093437 | 0.01333 | 0.015071 | 0.012133 | 0.013319
FEC | Households | Cooling | Energetic | Heat | 0 | 0 | 0 | 0 | 0 | 0 | 0 | 0
FEC | Households | Cooling | Energetic | Hydrogen | 0 | 0 | 0 | 0 | 0 | 0 | 0 | 0
FEC | Households | Cooling | Energetic | Liquids | 0 | 0 | 0 | 0 | 0 | 0 | 0 | 0
FEC | Households | Cooling | Energetic | Methane | 0 | 0 | 0 | 0 | 0 | 0 | 0 | 0
FEC | Households | Cooling | Energetic | Others | 0 | 0 | 0 | 0 | 0 | 0 | 0 | 0
FEC | Households | Cooling | Energetic | Solids | 0 | 0 | 0 | 0 | 0 | 0 | 0 | 0
FEC | Households | Hot water | Energetic | Ammonia | 0 | 0 | 0 | 0 | 0 | 0 | 0 | 0
FEC | Households | Hot water | Energetic | Biomass | 3.5127 | 3.8555 | 3.501 | 2.9249 | 3.8555 | 3.501 | 3.8555 | 3.501
FEC | Households | Hot water | Energetic | Electricity | 1.049 | 1.4566 | 1.247 | 1.2638 | 1.4591 | 1.247 | 1.4319 | 1.247
FEC | Households | Hot water | Energetic | Heat | 5.8526 | 7.5958 | 6.3837 | 7.3215 | 7.5958 | 6.3837 | 7.5958 | 6.3837
FEC | Households | Hot water | Energetic | Hydrogen | 0 | 0 | 0 | 0 | 0 | 0 | 0 | 0
FEC | Households | Hot water | Energetic | Liquids | 0.74255 | 0.38643 | 0 | 0 | 0.38242 | 0 | 0.42566 | 0
FEC | Households | Hot water | Energetic | Methane | 0.90531 | 0.30414 | 0 | 0 | 0.30197 | 0 | 0.32532 | 0
FEC | Households | Hot water | Energetic | Others | 0 | 0 | 0 | 0 | 0 | 0 | 0 | 0
FEC | Households | Hot water | Energetic | Solids | 0 | 0 | 0 | 0 | 0 | 0 | 0 | 0
FEC | Households | Space heating | Energetic | Ammonia | 0 | 0 | 0 | 0 | 0 | 0 | 0 | 0
FEC | Households | Space heating | Energetic | Biomass | 16.2935 | 16.3711 | 16.9903 | 13.9907 | 16.3711 | 16.9903 | 16.3711 | 16.9903
FEC | Households | Space heating | Energetic | Electricity | 2.5152 | 6.0981 | 3.9291 | 4.1699 | 6.1152 | 3.9291 | 5.9315 | 3.9291
FEC | Households | Space heating | Energetic | Heat | 24.088 | 24.3533 | 25.082 | 25.9453 | 24.3703 | 25.082 | 24.187 | 25.082
FEC | Households | Space heating | Energetic | Hydrogen | 0 | 0 | 0 | 0 | 0 | 0 | 0 | 0
FEC | Households | Space heating | Energetic | Liquids | 5.8731 | 2.8066 | 0 | 0 | 2.7775 | 0 | 3.0915 | 0
FEC | Households | Space heating | Energetic | Methane | 4.1699 | 1.8578 | 0 | 0 | 1.8446 | 0 | 1.9872 | 0
FEC | Households | Space heating | Energetic | Others | 0 | 0 | 0 | 0 | 0 | 0 | 0 | 0
FEC | Households | Space heating | Energetic | Solids | 0 | 0 | 0 | 0 | 0 | 0 | 0 | 0
FEC | Households | Surplus Energy | Energetic | Ammonia | 0 | 0 | 0 | 0 | 0 | 0 | 0 | 0
FEC | Households | Surplus Energy | Energetic | Biomass | 0 | 0 | 0 | 0 | 0 | 0 | 0 | 0
FEC | Households | Surplus Energy | Energetic | Electricity | 0 | 0 | 0 | 0 | 0 | 0 | 0 | 0
FEC | Households | Surplus Energy | Energetic | Heat | 0 | 0 | 0 | 0 | 0 | 0 | 0 | 0
FEC | Households | Surplus Energy | Energetic | Hydrogen | 0 | 0 | 0 | 0 | 0 | 0 | 0 | 0
FEC | Households | Surplus Energy | Energetic | Liquids | 0 | 0 | 0 | 0 | 0 | 0 | 0 | 0
FEC | Households | Surplus Energy | Energetic | Methane | 0 | 0 | 0 | 0 | 0 | 0 | 0 | 0
FEC | Households | Surplus Energy | Energetic | Others | 0 | 0 | 0 | 0 | 0 | 0 | 0 | 0
FEC | Households | Surplus Energy | Energetic | Solids | 0 | 0 | 0 | 0 | 0 | 0 | 0 | 0
FEC | Industry | Aluminium | Energetic | Ammonia | 0 | 0 | 0 | 0 | 0 | 0 | 0 | 0
FEC | Industry | Aluminium | Energetic | Biomass | 0 | 0 | 0 | 0 | 0 | 0 | 0 | 0
FEC | Industry | Aluminium | Energetic | Electricity | 0 | 0 | 0 | 0 | 0 | 0 | 0 | 0
FEC | Industry | Aluminium | Energetic | Heat | 0 | 0 | 0 | 0 | 0 | 0 | 0 | 0
FEC | Industry | Aluminium | Energetic | Hydrogen | 0 | 0 | 0 | 0 | 0 | 0 | 0 | 0
FEC | Industry | Aluminium | Energetic | Liquids | 0 | 0 | 0 | 0 | 0 | 0 | 0 | 0
FEC | Industry | Aluminium | Energetic | Methane | 0 | 0 | 0 | 0 | 0 | 0 | 0 | 0
FEC | Industry | Aluminium | Energetic | Others | 0 | 0 | 0 | 0 | 0 | 0 | 0 | 0
FEC | Industry | Aluminium | Energetic | Solids | 0 | 0 | 0 | 0 | 0 | 0 | 0 | 0
FEC | Industry | Chemicals | Energetic | Ammonia | 0 | 0 | 0 | 0 | 0 | 0 | 0 | 0
FEC | Industry | Chemicals | Energetic | Biomass | 0.91378 | 1.2711 | 1.0977 | 1.5219 | 1.3664 | 1.1801 | 1.1757 | 1.0154
FEC | Industry | Chemicals | Energetic | Electricity | 6.425 | 4.1861 | 5.5625 | 5.1619 | 4.5133 | 5.9798 | 3.8607 | 4.9473
FEC | Industry | Chemicals | Energetic | Heat | 0.83553 | 1.0631 | 0.92442 | 0.61028 | 1.1428 | 0.99375 | 0.98335 | 0.85509
FEC | Industry | Chemicals | Energetic | Hydrogen | 0.25872 | 0 | 0.84738 | 0 | 0 | 0.91095 | 0 | 0.71043
FEC | Industry | Chemicals | Energetic | Liquids | 0.12224 | 0.13922 | 0 | 0.45657 | 0.14936 | 0 | 0.12903 | 0
FEC | Industry | Chemicals | Energetic | Methane | 0.56367 | 1.9772 | 0 | 0 | 2.0697 | 0 | 1.877 | 0
FEC | Industry | Chemicals | Energetic | Others | 0 | 0 | 0 | 0 | 0 | 0 | 0 | 0
FEC | Industry | Chemicals | Energetic | Solids | 0 | 0 | 0.028888 | 0 | 0 | 0.031003 | 0 | 0.39965
FEC | Industry | Fertilizers | Energetic | Ammonia | 0 | 0 | 0 | 0 | 0 | 0 | 0 | 0
FEC | Industry | Fertilizers | Energetic | Biomass | 0.20745 | 0.46744 | 0.50016 | 0.93488 | 0.46744 | 0.50016 | 0.46744 | 0.50016
FEC | Industry | Fertilizers | Energetic | Electricity | 0.086831 | 0.086831 | 0.086831 | 0.086831 | 0.086831 | 0.086831 | 0.086831 | 0.086831
FEC | Industry | Fertilizers | Energetic | Heat | 0.10358 | 0.11219 | 0.086009 | 0 | 0.11219 | 0.086009 | 0.11219 | 0.086009
FEC | Industry | Fertilizers | Energetic | Hydrogen | 0 | 0 | 0.0831 | 0 | 0 | 0.0831 | 0 | 0.0831
FEC | Industry | Fertilizers | Energetic | Liquids | 0 | 0 | 0 | 0 | 0 | 0 | 0 | 0
FEC | Industry | Fertilizers | Energetic | Methane | 0.53151 | 0.29085 | 0.20775 | 0 | 0.29085 | 0.20775 | 0.29085 | 0.20775
FEC | Industry | Fertilizers | Energetic | Others | 0 | 0 | 0 | 0 | 0 | 0 | 0 | 0
FEC | Industry | Fertilizers | Energetic | Solids | 0 | 0 | 0 | 0 | 0 | 0 | 0 | 0
FEC | Industry | Food | Energetic | Ammonia | 0 | 0 | 0 | 0 | 0 | 0 | 0 | 0
FEC | Industry | Food | Energetic | Biomass | 0.25029 | 0.45017 | 0.99893 | 0 | 0.48393 | 1.0738 | 0.41641 | 0.92401
FEC | Industry | Food | Energetic | Electricity | 2.5259 | 3.134 | 4.9079 | 4.4037 | 3.5664 | 5.276 | 2.7291 | 4.5398
FEC | Industry | Food | Energetic | Heat | 0.37058 | 0.18007 | 0 | 0.36014 | 0.19357 | 0 | 0.16656 | 0
FEC | Industry | Food | Energetic | Hydrogen | 0 | 0 | 0 | 0 | 0 | 0 | 0 | 0
FEC | Industry | Food | Energetic | Liquids | 0.52068 | 0.04339 | 0 | 0.5619 | 0.046559 | 0 | 0.040209 | 0
FEC | Industry | Food | Energetic | Methane | 2.4069 | 2.0008 | 0 | 0 | 1.9327 | 0 | 2.0384 | 0
FEC | Industry | Food | Energetic | Others | 0 | 0 | 0 | 0 | 0 | 0 | 0 | 0
FEC | Industry | Food | Energetic | Solids | 0 | 0 | 0 | 0.59287 | 0 | 0 | 0 | 0
FEC | Industry | Metals | Energetic | Ammonia | 0 | 0 | 0 | 0 | 0 | 0 | 0 | 0
FEC | Industry | Metals | Energetic | Biomass | 0 | 0 | 0 | 0 | 0 | 0 | 0 | 0
FEC | Industry | Metals | Energetic | Electricity | 1.0693 | 1.0693 | 1.0693 | 1.0693 | 1.0693 | 1.0693 | 1.0693 | 1.0693
FEC | Industry | Metals | Energetic | Heat | 0.026602 | 0.026602 | 0.026602 | 0.026602 | 0.026602 | 0.026602 | 0.026602 | 0.026602
FEC | Industry | Metals | Energetic | Hydrogen | 0 | 0 | 0 | 0 | 0 | 0 | 0 | 0
FEC | Industry | Metals | Energetic | Liquids | 0.034214 | 0.034214 | 0.034214 | 0.034214 | 0.034214 | 0.034214 | 0.034214 | 0.034214
FEC | Industry | Metals | Energetic | Methane | 1.3931 | 1.3931 | 1.3931 | 1.3931 | 1.3931 | 1.3931 | 1.3931 | 1.3931
FEC | Industry | Metals | Energetic | Others | 0 | 0 | 0 | 0 | 0 | 0 | 0 | 0
FEC | Industry | Metals | Energetic | Solids | 0 | 0 | 0 | 0 | 0 | 0 | 0 | 0
FEC | Industry | Others | Energetic | Ammonia | 0 | 0 | 0 | 0 | 0 | 0 | 0 | 0
FEC | Industry | Others | Energetic | Biomass | 11.5216 | 10.5806 | 9.5632 | 10.8295 | 11.3741 | 10.2804 | 9.787 | 8.8459
FEC | Industry | Others | Energetic | Electricity | 12.1125 | 13.9663 | 11.1332 | 12.2734 | 15.0141 | 12.0176 | 10.981 | 8.7544
FEC | Industry | Others | Energetic | Heat | 2.9543 | 3.5269 | 5.1384 | 5.7757 | 3.7914 | 5.5238 | 3.2623 | 4.753
FEC | Industry | Others | Energetic | Hydrogen | 0 | 0 | 1.4273 | 0 | 0 | 1.5348 | 0 | 1.3079
FEC | Industry | Others | Energetic | Liquids | 1.1817 | 0.14107 | 0 | 0 | 0.1514 | 0 | 2.0683 | 0
FEC | Industry | Others | Energetic | Methane | 1.4771 | 0 | 1.1419 | 0 | 0 | 1.178 | 0 | 2.6046
FEC | Industry | Others | Energetic | Others | 0 | 0 | 0 | 0 | 0 | 0 | 0 | 0
FEC | Industry | Others | Energetic | Solids | 0.29543 | 0 | 0.14273 | 0 | 0 | 0.15319 | 0 | 0.13994
FEC | Industry | Paper | Energetic | Ammonia | 0 | 0 | 0 | 0 | 0 | 0 | 0 | 0
FEC | Industry | Paper | Energetic | Biomass | 8.3774 | 9.9192 | 12.1815 | 11.0765 | 10.6632 | 13.0951 | 9.1753 | 11.2679
FEC | Industry | Paper | Energetic | Electricity | 5.0871 | 6.27 | 8.8719 | 9.0331 | 6.8649 | 9.5373 | 5.6924 | 8.2065
FEC | Industry | Paper | Energetic | Heat | 1.3922 | 0.69609 | 0.21579 | 0 | 0.74829 | 0.23197 | 0.64388 | 0.1996
FEC | Industry | Paper | Energetic | Hydrogen | 0 | 0 | 0 | 0 | 0 | 0 | 0 | 0
FEC | Industry | Paper | Energetic | Liquids | 1.5297 | 0.33546 | 0 | 0 | 0.36001 | 0 | 0.31083 | 0
FEC | Industry | Paper | Energetic | Methane | 4.8478 | 3.5578 | 0 | 0 | 3.6873 | 2.35e-15 | 3.4091 | 0
FEC | Industry | Paper | Energetic | Others | 0 | 0 | 0 | 0 | 0 | 0 | 0 | 0
FEC | Industry | Paper | Energetic | Solids | 0 | 0 | 0 | 0 | 0 | 0 | 0 | 0
FEC | Industry | Steel | Energetic | Ammonia | 0 | 0 | 0 | 0 | 0 | 0 | 0 | 0
FEC | Industry | Steel | Energetic | Biomass | 0.00093618 | 0.0008612 | 0.00063831 | 0 | 0.0006667 | 0.00040794 | 0.0010196 | 0.00082985
FEC | Industry | Steel | Energetic | Electricity | 4.9785 | 4.9368 | 5.7054 | 5.2568 | 5.6959 | 6.6385 | 4.2319 | 4.8428
FEC | Industry | Steel | Energetic | Heat | 0.025544 | 0.023498 | 0.017416 | 0 | 0.018191 | 0.011131 | 0.027819 | 0.022642
FEC | Industry | Steel | Energetic | Hydrogen | 2.21 | 2.5293 | 1.6682 | 3.7598 | 3.0823 | 1.9467 | 2.0269 | 1.4112
FEC | Industry | Steel | Energetic | Liquids | 0.0069594 | 0.006402 | 0.004745 | 0 | 0.0049561 | 0.0030325 | 0.0075792 | 0.0061689
FEC | Industry | Steel | Energetic | Methane | 9.4261 | 8.988 | 11.6453 | 10.0601 | 10.6827 | 13.9739 | 7.4357 | 9.5198
FEC | Industry | Steel | Energetic | Others | 0 | 0 | 0 | 0 | 0 | 0 | 0 | 0
FEC | Industry | Steel | Energetic | Solids | 2.7293 | 2.5105 | 1.843 | 0.37623 | 2.0564 | 1.2682 | 2.875 | 2.3183
FEC | Industry | Surplus_Heat_in_Industry | Energetic | Heat | 0 | 0 | 0 | 0 | 0 | 0 | 0 | 0
FEC | International transport | International aviation | Energetic | Ammonia | 0 | 0 | 0 | 0 | 0 | 0 | 0 | 0
FEC | International transport | International aviation | Energetic | Biomass | 0 | 0 | 0 | 0 | 0 | 0 | 0 | 0
FEC | International transport | International aviation | Energetic | Electricity | 0 | 0 | 0 | 0 | 0 | 0 | 0 | 0
FEC | International transport | International aviation | Energetic | Heat | 0 | 0 | 0 | 0 | 0 | 0 | 0 | 0
FEC | International transport | International aviation | Energetic | Hydrogen | 0 | 0 | 0 | 0 | 0 | 0 | 0 | 0
FEC | International transport | International aviation | Energetic | Liquids | 11.099 | 8.0235 | 5.4863 | 9.1636 | 7.8879 | 5.2515 | 8.1613 | 5.7312
FEC | International transport | International aviation | Energetic | Methane | 0 | 0 | 0 | 0 | 0 | 0 | 0 | 0
FEC | International transport | International aviation | Energetic | Others | 0 | 0 | 0 | 0 | 0 | 0 | 0 | 0
FEC | International transport | International aviation | Energetic | Solids | 0 | 0 | 0 | 0 | 0 | 0 | 0 | 0
FEC | Transport | Busses | Energetic | Ammonia | 0 | 0 | 0 | 0 | 0 | 0 | 0 | 0
FEC | Transport | Busses | Energetic | Biomass | 0 | 0 | 0 | 0 | 0 | 0 | 0 | 0
FEC | Transport | Busses | Energetic | Electricity | 1.2346 | 1.076 | 1.9768 | 1.75 | 1.2477 | 2.2468 | 0.90704 | 1.7108
FEC | Transport | Busses | Energetic | Heat | 0 | 0 | 0 | 0 | 0 | 0 | 0 | 0
FEC | Transport | Busses | Energetic | Hydrogen | 0 | 0.1076 | 0.26611 | 0.23557 | 0.10919 | 0.27309 | 0.10602 | 0.25921
FEC | Transport | Busses | Energetic | Liquids | 2.3138 | 1.3279 | 0.85747 | 0.75155 | 0.97687 | 0.28849 | 1.6731 | 1.4175
FEC | Transport | Busses | Energetic | Methane | 0.00045884 | 0.10865 | 0 | 0 | 0.10603 | 0 | 0.11122 | 0
FEC | Transport | Busses | Energetic | Others | 0 | 0 | 0 | 0 | 0 | 0 | 0 | 0
FEC | Transport | Busses | Energetic | Solids | 0 | 0 | 0 | 0 | 0 | 0 | 0 | 0
FEC | Transport | Cars | Energetic | Ammonia | 0 | 0 | 0 | 0 | 0 | 0 | 0 | 0
FEC | Transport | Cars | Energetic | Biomass | 0 | 0 | 0 | 0 | 0 | 0 | 0 | 0
FEC | Transport | Cars | Energetic | Electricity | 1.4194 | 9.173 | 6.0163 | 5.1524 | 10.6373 | 6.9731 | 7.7323 | 5.0739
FEC | Transport | Cars | Energetic | Heat | 0 | 0 | 0 | 0 | 0 | 0 | 0 | 0
FEC | Transport | Cars | Energetic | Hydrogen | 0.35019 | 0.54236 | 0.45354 | 1.2396 | 0.54829 | 0.4588 | 0.53648 | 0.44832
FEC | Transport | Cars | Energetic | Liquids | 31.7862 | 19.3086 | 9.6382 | 8.8958 | 16.3685 | 7.7684 | 22.1987 | 11.4784
FEC | Transport | Cars | Energetic | Methane | 0.8247 | 5.7191 | 4.1242 | 0.40064 | 4.7769 | 3.3247 | 6.6452 | 4.9109
FEC | Transport | Cars | Energetic | Others | 0 | 0 | 0 | 0 | 0 | 0 | 0 | 0
FEC | Transport | Cars | Energetic | Solids | 0 | 0 | 0 | 0 | 0 | 0 | 0 | 0
FEC | Transport | Freight trains | Energetic | Ammonia | 0 | 0 | 0 | 0 | 0 | 0 | 0 | 0
FEC | Transport | Freight trains | Energetic | Biomass | 0 | 0 | 0 | 0 | 0 | 0 | 0 | 0
FEC | Transport | Freight trains | Energetic | Electricity | 6.9972 | 4.6922 | 7.7393 | 9.5726 | 4.7346 | 7.831 | 4.6502 | 7.6492
FEC | Transport | Freight trains | Energetic | Heat | 0 | 0 | 0 | 0 | 0 | 0 | 0 | 0
FEC | Transport | Freight trains | Energetic | Hydrogen | 0 | 0 | 0 | 0 | 0 | 0 | 0 | 0
FEC | Transport | Freight trains | Energetic | Liquids | 0.54395 | 0.36684 | 0.56457 | 0 | 0.37025 | 0.57067 | 0.36345 | 0.55856
FEC | Transport | Freight trains | Energetic | Methane | 0 | 0 | 0 | 0 | 0 | 0 | 0 | 0
FEC | Transport | Freight trains | Energetic | Others | 0 | 0 | 0 | 0 | 0 | 0 | 0 | 0
FEC | Transport | Freight trains | Energetic | Solids | 0.0026225 | 0.0021781 | 0.0026495 | 0 | 0.0021963 | 0.0026704 | 0.00216 | 0.0026289
FEC | Transport | Others | Energetic | Ammonia | 0 | 0 | 0 | 0 | 0 | 0 | 0 | 0
FEC | Transport | Others | Energetic | Biomass | 0 | 0 | 0 | 0 | 0 | 0 | 0 | 0
FEC | Transport | Others | Energetic | Electricity | 0.06846 | 0.013034 | 0.070989 | 0.2511 | 0.013143 | 0.071547 | 0.012926 | 0.070435
FEC | Transport | Others | Energetic | Heat | 0 | 0 | 0 | 0 | 0 | 0 | 0 | 0
FEC | Transport | Others | Energetic | Hydrogen | 0 | 0 | 0 | 0 | 0 | 0 | 0 | 0
FEC | Transport | Others | Energetic | Liquids | 3.4526 | 1.7422 | 3.5447 | 1.039 | 1.7567 | 3.5725 | 1.7277 | 3.517
FEC | Transport | Others | Energetic | Methane | 0 | 0 | 0 | 0 | 0 | 0 | 0 | 0
FEC | Transport | Others | Energetic | Others | 0 | 0 | 0 | 0 | 0 | 0 | 0 | 0
FEC | Transport | Others | Energetic | Solids | 0 | 0 | 0 | 0 | 0 | 0 | 0 | 0
FEC | Transport | Others_Sector | Energetic | Ammonia | 0 | 0 | 0 | 0 | 0 | 0 | 0 | 0
FEC | Transport | Others_Sector | Energetic | Biomass | 0 | 0 | 0 | 0 | 0 | 0 | 0 | 0
FEC | Transport | Others_Sector | Energetic | Electricity | 0 | 0 | 0 | 0 | 0 | 0 | 0 | 0
FEC | Transport | Others_Sector | Energetic | Heat | 0 | 0 | 0 | 0 | 0 | 0 | 0 | 0
FEC | Transport | Others_Sector | Energetic | Hydrogen | 0 | 0 | 0 | 0 | 0 | 0 | 0 | 0
FEC | Transport | Others_Sector | Energetic | Liquids | 1.0367 | 1.0367 | 1.0367 | 0.21138 | 1.0367 | 1.0367 | 1.0367 | 1.0367
FEC | Transport | Others_Sector | Energetic | Others | 0 | 0 | 0 | 0 | 0 | 0 | 0 | 0
FEC | Transport | Others_Sector | Energetic | Solids | 0 | 0 | 0 | 0 | 0 | 0 | 0 | 0
FEC | Transport | Pipeline Transport | Energetic | Methane | 2.9474 | 2.9474 | 2.9474 | 0.60099 | 2.9474 | 2.9474 | 2.9474 | 2.9474
FEC | Transport | Planes | Energetic | Ammonia | 0 | 0 | 0 | 0 | 0 | 0 | 0 | 0
FEC | Transport | Planes | Energetic | Biomass | 0 | 0 | 0 | 0 | 0 | 0 | 0 | 0
FEC | Transport | Planes | Energetic | Electricity | 0 | 0 | 0 | 0 | 0 | 0 | 0 | 0
FEC | Transport | Planes | Energetic | Heat | 0 | 0 | 0 | 0 | 0 | 0 | 0 | 0
FEC | Transport | Planes | Energetic | Hydrogen | 0 | 0 | 0 | 0 | 0 | 0 | 0 | 0
FEC | Transport | Planes | Energetic | Liquids | 0 | 0 | 0 | 0 | 0 | 0 | 0 | 0
FEC | Transport | Planes | Energetic | Methane | 0 | 0 | 0 | 0 | 0 | 0 | 0 | 0
FEC | Transport | Planes | Energetic | Others | 0 | 0 | 0 | 0 | 0 | 0 | 0 | 0
FEC | Transport | Planes | Energetic | Solids | 0 | 0 | 0 | 0 | 0 | 0 | 0 | 0
FEC | Transport | Ships | Energetic | Ammonia | 0 | 0 | 0 | 0 | 0 | 0 | 0 | 0
FEC | Transport | Ships | Energetic | Biomass | 0 | 0 | 0 | 0 | 0 | 0 | 0 | 0
FEC | Transport | Ships | Energetic | Electricity | 0 | 0 | 0 | 0 | 0 | 0 | 0 | 0
FEC | Transport | Ships | Energetic | Heat | 0 | 0 | 0 | 0 | 0 | 0 | 0 | 0
FEC | Transport | Ships | Energetic | Hydrogen | 0 | 0 | 0 | 0 | 0 | 0 | 0 | 0
FEC | Transport | Ships | Energetic | Liquids | 0.30371 | 0.29209 | 0.36123 | 0.25514 | 0.29558 | 0.37255 | 0.28864 | 0.35024
FEC | Transport | Ships | Energetic | Methane | 0 | 0 | 0 | 0 | 0 | 0 | 0 | 0
FEC | Transport | Ships | Energetic | Others | 0 | 0 | 0 | 0 | 0 | 0 | 0 | 0
FEC | Transport | Ships | Energetic | Solids | 0 | 0 | 0 | 0 | 0 | 0 | 0 | 0
FEC | Transport | Trucks | Energetic | Ammonia | 0 | 0 | 0 | 0 | 0 | 0 | 0 | 0
FEC | Transport | Trucks | Energetic | Biomass | 0 | 0 | 0 | 0 | 0 | 0 | 0 | 0
FEC | Transport | Trucks | Energetic | Electricity | 3.2108 | 3.2115 | 7.4121 | 6.5148 | 3.6758 | 8.7911 | 2.7577 | 6.1086
FEC | Transport | Trucks | Energetic | Heat | 0 | 0 | 0 | 0 | 0 | 0 | 0 | 0
FEC | Transport | Trucks | Energetic | Hydrogen | 0.72742 | 1.578 | 3.1437 | 4.4591 | 1.6416 | 3.4776 | 1.5157 | 2.8267
FEC | Transport | Trucks | Energetic | Liquids | 16.9081 | 17.1252 | 8.8154 | 2.9695 | 16.5141 | 6.8568 | 17.7194 | 10.6482
FEC | Transport | Trucks | Energetic | Methane | 1.1189 | 0 | 3.9821 | 0.54552 | 0 | 3.9925 | 0 | 3.9686
FEC | Transport | Trucks | Energetic | Others | 0 | 0 | 0 | 0 | 0 | 0 | 0 | 0
FEC | Transport | Trucks | Energetic | Solids | 0 | 0 | 0 | 0 | 0 | 0 | 0 | 0
FEC | Transport | Vans | Energetic | Ammonia | 0 | 0 | 0 | 0 | 0 | 0 | 0 | 0
FEC | Transport | Vans | Energetic | Biomass | 0 | 0 | 0 | 0 | 0 | 0 | 0 | 0
FEC | Transport | Vans | Energetic | Electricity | 0.0098773 | 0.63937 | 1.6425 | 1.7536 | 0.64701 | 1.6939 | 0.63182 | 1.5925
FEC | Transport | Vans | Energetic | Heat | 0 | 0 | 0 | 0 | 0 | 0 | 0 | 0
FEC | Transport | Vans | Energetic | Hydrogen | 0 | 0 | 0 | 0 | 0 | 0 | 0 | 0
FEC | Transport | Vans | Energetic | Liquids | 4.0564 | 2.5362 | 1.7097 | 0.39359 | 2.5665 | 1.7633 | 2.5062 | 1.6577
FEC | Transport | Vans | Energetic | Methane | 0 | 0 | 0 | 0.015596 | 0 | 0 | 0 | 0
FEC | Transport | Vans | Energetic | Others | 0 | 0 | 0 | 0 | 0 | 0 | 0 | 0
FEC | Transport | Vans | Energetic | Solids | 0 | 0 | 0 | 0 | 0 | 0 | 0 | 0
not_included_in_FEC | Industry | Chemicals | Non-energetic | Ammonia | 0 | 0 | 0 | 0 | 0 | 0 | 0 | 0
not_included_in_FEC | Industry | Chemicals | Non-energetic | Biomass | 0 | 0 | 0 | 0 | 0 | 0 | 0 | 0
not_included_in_FEC | Industry | Chemicals | Non-energetic | Electricity | 0 | 0 | 0 | 0 | 0 | 0 | 0 | 0
not_included_in_FEC | Industry | Chemicals | Non-energetic | Heat | 0 | 0 | 0 | 0 | 0 | 0 | 0 | 0
not_included_in_FEC | Industry | Chemicals | Non-energetic | Hydrogen | 1.2436 | 0.66653 | 0.26661 | 1.4631 | 0.71652 | 0.28661 | 0.61654 | 0.24662
not_included_in_FEC | Industry | Chemicals | Non-energetic | Liquids | 13.3875 | 12.6641 | 13.064 | 13.168 | 13.6139 | 14.0438 | 11.7143 | 12.0842
not_included_in_FEC | Industry | Chemicals | Non-energetic | Methane | 0 | 0 | 0 | 0 | 0 | 0 | 0 | 0
not_included_in_FEC | Industry | Chemicals | Non-energetic | Others | 0 | 0 | 0 | 0 | 0 | 0 | 0 | 0
not_included_in_FEC | Industry | Chemicals | Non-energetic | Solids | 0 | 0 | 0 | 0 | 0 | 0 | 0 | 0
not_included_in_FEC | Industry | Fertilizers | Non-energetic | Ammonia | 0 | 0 | 0 | 0 | 0 | 0 | 0 | 0
not_included_in_FEC | Industry | Fertilizers | Non-energetic | Biomass | 0 | 0 | 0 | 0 | 0 | 0 | 0 | 0
not_included_in_FEC | Industry | Fertilizers | Non-energetic | Electricity | 0 | 0 | 0 | 0 | 0 | 0 | 0 | 0
not_included_in_FEC | Industry | Fertilizers | Non-energetic | Heat | 0 | 0 | 0 | 0 | 0 | 0 | 0 | 0
not_included_in_FEC | Industry | Fertilizers | Non-energetic | Hydrogen | 0 | 0 | 0 | 0 | 0 | 0 | 0 | 0
not_included_in_FEC | Industry | Fertilizers | Non-energetic | Liquids | 0 | 0 | 0 | 0 | 0 | 0 | 0 | 0
not_included_in_FEC | Industry | Fertilizers | Non-energetic | Methane | 1.8495 | 1.8495 | 1.8495 | 1.8495 | 1.8495 | 1.8495 | 1.8495 | 1.8495
not_included_in_FEC | Industry | Fertilizers | Non-energetic | Others | 0 | 0 | 0 | 0 | 0 | 0 | 0 | 0
not_included_in_FEC | Industry | Fertilizers | Non-energetic | Solids | 0 | 0 | 0 | 0 | 0 | 0 | 0 | 0
not_included_in_FEC | Industry | Others | Non-energetic | Ammonia | 0 | 0 | 0 | 0 | 0 | 0 | 0 | 0
not_included_in_FEC | Industry | Others | Non-energetic | Biomass | 0 | 0 | 0 | 0 | 0 | 0 | 0 | 0
not_included_in_FEC | Industry | Others | Non-energetic | Electricity | 0 | 0 | 0 | 0 | 0 | 0 | 0 | 0
not_included_in_FEC | Industry | Others | Non-energetic | Heat | 0 | 0 | 0 | 0 | 0 | 0 | 0 | 0
not_included_in_FEC | Industry | Others | Non-energetic | Hydrogen | 0 | 1.33 | 2.1568 | 1.5817 | 1.33 | 2.1568 | 1.33 | 2.1568
not_included_in_FEC | Industry | Others | Non-energetic | Liquids | 2.9956 | 4.2118 | 3.2352 | 0.8148 | 4.2118 | 3.2352 | 4.2118 | 3.2352
not_included_in_FEC | Industry | Others | Non-energetic | Methane | 0 | 0 | 0 | 0 | 0 | 0 | 0 | 0
not_included_in_FEC | Industry | Others | Non-energetic | Others | 0 | 0 | 0 | 0 | 0 | 0 | 0 | 0
not_included_in_FEC | Industry | Others | Non-energetic | Solids | 0 | 0 | 0 | 0 | 0 | 0 | 0 | 0
not_included_in_FEC | Industry | Refineries | Energetic | Ammonia | 0 | 0 | 0 | 0 | 0 | 0 | 0 | 0
not_included_in_FEC | Industry | Refineries | Energetic | Biomass | 1.01 | 0.77529 | 0.784 | 0.47389 | 0.71715 | 0.7252 | 0.83344 | 0.8428
not_included_in_FEC | Industry | Refineries | Energetic | Electricity | 0.35423 | 0.26567 | 0.26567 | 0.15055 | 0.24575 | 0.24575 | 0.2856 | 0.2856
not_included_in_FEC | Industry | Refineries | Energetic | Heat | 0.27876 | 0.20907 | 0.20907 | 0.31592 | 0.19339 | 0.19339 | 0.22475 | 0.22475
not_included_in_FEC | Industry | Refineries | Energetic | Hydrogen | 0 | 0 | 0.22943 | 0 | 0 | 0.22913 | 0 | 0.22698
not_included_in_FEC | Industry | Refineries | Energetic | Liquids | 0.48139 | 0.29387 | 0 | 0.11419 | 0.27183 | 0 | 0.31591 | 0
not_included_in_FEC | Industry | Refineries | Energetic | Methane | 0.41339 | 0.35619 | 0.39003 | 0 | 0.32948 | 0.34387 | 0.3829 | 0.43894
not_included_in_FEC | Industry | Refineries | Energetic | Others | 0 | 0 | 0 | 0 | 0 | 0 | 0 | 0
not_included_in_FEC | Industry | Refineries | Energetic | Solids | 0 | 0 | 0 | 0 | 0 | 0 | 0 | 0
not_included_in_FEC | Industry | Refineries | Non-energetic | Ammonia | 0 | 0 | 0 | 0 | 0 | 0 | 0 | 0
not_included_in_FEC | Industry | Refineries | Non-energetic | Biomass | 0 | 0 | 0 | 0 | 0 | 0 | 0 | 0
not_included_in_FEC | Industry | Refineries | Non-energetic | Electricity | 0 | 0 | 0 | 0 | 0 | 0 | 0 | 0
not_included_in_FEC | Industry | Refineries | Non-energetic | Heat | 0 | 0 | 0 | 0 | 0 | 0 | 0 | 0
not_included_in_FEC | Industry | Refineries | Non-energetic | Hydrogen | 0 | 0 | 0 | 0 | 0 | 0 | 0 | 0
not_included_in_FEC | Industry | Refineries | Non-energetic | Liquids | 0 | 0 | 0 | 0 | 0 | 0 | 0 | 0
not_included_in_FEC | Industry | Refineries | Non-energetic | Methane | 0 | 0 | 0 | 0 | 0 | 0 | 0 | 0
not_included_in_FEC | Industry | Refineries | Non-energetic | Others | 0 | 0 | 0 | 0 | 0 | 0 | 0 | 0
not_included_in_FEC | Industry | Refineries | Non-energetic | Solids | 0 | 0 | 0 | 0 | 0 | 0 | 0 | 0
not_included_in_FEC | International transport | International shipping | Energetic | Ammonia | 0 | 0 | 0 | 0 | 0 | 0 | 0 | 0
not_included_in_FEC | International transport | International shipping | Energetic | Biomass | 0 | 0 | 0 | 0 | 0 | 0 | 0 | 0
not_included_in_FEC | International transport | International shipping | Energetic | Electricity | 0 | 0 | 0 | 0 | 0 | 0 | 0 | 0
not_included_in_FEC | International transport | International shipping | Energetic | Heat | 0 | 0 | 0 | 0 | 0 | 0 | 0 | 0
not_included_in_FEC | International transport | International shipping | Energetic | Hydrogen | 0 | 0 | 0 | 0 | 0 | 0 | 0 | 0
not_included_in_FEC | International transport | International shipping | Energetic | Liquids | 0 | 0 | 0 | 0 | 0 | 0 | 0 | 0
not_included_in_FEC | International transport | International shipping | Energetic | Methane | 0 | 0 | 0 | 0 | 0 | 0 | 0 | 0
not_included_in_FEC | International transport | International shipping | Energetic | Others | 0 | 0 | 0 | 0 | 0 | 0 | 0 | 0
not_included_in_FEC | International transport | International shipping | Energetic | Solids | 0 | 0 | 0 | 0 | 0 | 0 | 0 | 0
not_included_in_FEC | Others_Sector | Others_Sector | Non-energetic | Liquids | 0.17083 | 0.17083 | 0.17083 | 0.034834 | 0.17083 | 0.17083 | 0.17083 | 0.17083

## ETM DASHBOARD EU27 Chart
UNIT | TWh
Sector_Description | Sub_sector
FEC_boolean | (All)
STUDY | TYNDP2026
Sum of values2 |  |  | SECTOR
country_description | SCENARIO | YEAR | Agriculture | Buildings | Households | Industry | International transport | Others_Sector | Transport
EU | NT | 2030 | 296.1113 | 1402.4874 | 2384.8083 | 3981.1819 | 960.5689 | 20.0702 | 2916.951
EU | NT | 2035 | 287.4338 | 1378.3955 | 2171.5372 | 3930.29 | 930.0823 | 18.4214 | 2589.8467
EU | NT | 2040 | 276.9609 | 1359.4536 | 1976.025 | 3928.5526 | 926.4286 | 16.9053 | 2314.8827
EU | NT | 2050 | 259.411 | 1345.0502 | 1725.6829 | 3915.4597 | 894.0526 | 16.2753 | 1837.5426
EU | HEV | 2035 | 294.1055 | 1391.0231 | 2148.3922 | 4138.6731 | 937.2758 | 18.4214 | 2513.8628
EU | HEV | 2040 | 282.9476 | 1376.4863 | 1943.1356 | 4135.6368 | 937.7336 | 16.9053 | 2214.0413
EU | LEV | 2035 | 291.2508 | 1366.7244 | 2208.8991 | 3720.1696 | 923.0124 | 18.4214 | 2665.238
EU | LEV | 2040 | 279.6191 | 1344.4981 | 2016.4445 | 3714.892 | 915.4271 | 16.9053 | 2416.6254

## ETM DASHBOARD Country Chart
UNIT | TWh
Sector_Description | Sub_sector
country_description | EU
FEC_boolean | (All)
STUDY | TYNDP2026
Sum of values2 |  |  | SECTOR
COUNTRY | SCENARIO | YEAR | Agriculture | Buildings | Households | Industry | International transport | Others_Sector | Transport
DE | NT | 2030 | 33.6431 | 318.94 | 549.4763 | 729.024 | 147.1292 | 2.0747 | 535.4187
DE | NT | 2035 | 32.1485 | 289.8607 | 477.1781 | 706.2659 | 152.4812 | 1.6053 | 445.5406
DE | NT | 2040 | 31.2173 | 272.5041 | 419.1286 | 702.7608 | 157.6798 | 1.2422 | 373.4369
DE | NT | 2050 | 28.8423 | 234.622 | 359.6227 | 761.4203 | 171.3877 | 0.74374 | 326.4977
DE | HEV | 2035 | 32.1485 | 294.1871 | 472.823 | 748.801 | 155.5688 | 1.6053 | 419.0541
DE | HEV | 2040 | 31.2173 | 277.1891 | 412.1003 | 747.7643 | 161.6666 | 1.2422 | 341.0329
DE | LEV | 2035 | 32.1485 | 285.5369 | 489.5793 | 659.816 | 149.4512 | 1.6053 | 471.7296
DE | LEV | 2040 | 31.2173 | 267.8266 | 431.136 | 652.7861 | 153.7868 | 1.2422 | 405.3616

## Dictionary
FEC_boolean | Sector_Description | SECTOR | SUBSECTOR | ENERGY_TYPE
FEC | Sub_sector | Agriculture | Total | Energetic
FEC | Sub_sector | Buildings | Appliances | Energetic
FEC | Sub_sector | Buildings | Cooling | Energetic
FEC | Sub_sector | Buildings | Datacenters | Energetic
FEC | Sub_sector | Buildings | Space heating | Energetic
FEC | Sub_sector | Buildings | Surplus Energy | Energetic
FEC | Sub_sector | Households | Appliances | Energetic
FEC | Sub_sector | Households | Cooling | Energetic
FEC | Sub_sector | Households | Hot water | Energetic
FEC | Sub_sector | Households | Space heating | Energetic
FEC | Sub_sector | Households | Surplus Energy | Energetic
FEC | Sub_sector | Industry | Aluminium | Energetic
FEC | Sub_sector | Industry | Chemicals | Energetic
FEC | Sub_sector | Industry | Fertilizers | Energetic
FEC | Sub_sector | Industry | Food | Energetic
FEC | Sub_sector | Industry | Metals | Energetic
FEC | Sub_sector | Industry | Others | Energetic
FEC | Sub_sector | Industry | Paper | Energetic
FEC | Sub_sector | Industry | Steel | Energetic
FEC | Sub_sector | Industry | Surplus_Heat_in_Industry | Energetic
FEC | Sub_sector | International transport | International aviation | Energetic
FEC | Sub_sector | Transport | Busses | Energetic
FEC | Sub_sector | Transport | Cars | Energetic
FEC | Sub_sector | Transport | Freight trains | Energetic
FEC | Sub_sector | Transport | Others | Energetic
FEC | Sub_sector | Transport | Others_Sector | Energetic
FEC | Sub_sector | Transport | Pipeline Transport | Energetic
FEC | Sub_sector | Transport | Planes | Energetic
FEC | Sub_sector | Transport | Ships | Energetic
FEC | Sub_sector | Transport | Trucks | Energetic
FEC | Sub_sector | Transport | Vans | Energetic
not_included_in_FEC | Sub_sector | Industry | Chemicals | Non-energetic
not_included_in_FEC | Sub_sector | Industry | Fertilizers | Non-energetic
not_included_in_FEC | Sub_sector | Industry | Others | Non-energetic
not_included_in_FEC | Sub_sector | Industry | Refineries | Energetic
not_included_in_FEC | Sub_sector | Industry | Refineries | Non-energetic
not_included_in_FEC | Sub_sector | International transport | International shipping | Energetic
not_included_in_FEC | Sub_sector | Others_Sector | Others_Sector | Non-energetic

## data
COUNTRY | STUDY | SCENARIO | YEAR | UNIT | Order | Sector_Description | SECTOR | SUBSECTOR | CATEGORY | ENERGY_TYPE | DASHBOARD_ID | ENERGY_CARRIER | country_description | PARAMETER | values | FEC_boolean
AT | TYNDP2026 | NT | 2030 | TWh | 102 | Sub_sector | Industry | Aluminium | Industry (aluminium) | Energetic | industry_aluminium_demand_electricity_energetic | Electricity | EU | Energy demand | 0 | FEC
AT | TYNDP2026 | NT | 2030 | TWh | 103 | Sub_sector | Industry | Aluminium | Industry (aluminium) | Energetic | industry_aluminium_demand_hydrogen_energetic | Hydrogen | EU | Energy demand | 0 | FEC
AT | TYNDP2026 | NT | 2030 | TWh | 104 | Sub_sector | Industry | Aluminium | Industry (aluminium) | Energetic | industry_aluminium_demand_methane_energetic | Methane | EU | Energy demand | 0 | FEC
AT | TYNDP2026 | NT | 2030 | TWh | 105 | Sub_sector | Industry | Aluminium | Industry (aluminium) | Energetic | industry_aluminium_demand_heat_energetic | Heat | EU | Energy demand | 0 | FEC
AT | TYNDP2026 | NT | 2030 | TWh | 106 | Sub_sector | Industry | Aluminium | Industry (aluminium) | Energetic | industry_aluminium_demand_biomass_energetic | Biomass | EU | Energy demand | 0 | FEC
AT | TYNDP2026 | NT | 2030 | TWh | 107 | Sub_sector | Industry | Aluminium | Industry (aluminium) | Energetic | industry_aluminium_demand_coal_energetic | Solids | EU | Energy demand | 0 | FEC
AT | TYNDP2026 | NT | 2030 | TWh | 108 | Sub_sector | Industry | Aluminium | Industry (aluminium) | Energetic | industry_aluminium_demand_oil_energetic | Liquids | EU | Energy demand | 0 | FEC
AT | TYNDP2026 | NT | 2030 | TWh | 109 | Sub_sector | Industry | Aluminium | Industry (aluminium) | Energetic | industry_aluminium_demand_others_energetic | Others | EU | Energy demand | 0 | FEC
AT | TYNDP2026 | NT | 2030 | TWh | 110 | Sub_sector | Industry | Aluminium | Industry (aluminium) | Energetic | industry_ammonia_demand_others_energetic | Ammonia | EU | Energy demand | 0 | FEC
AT | TYNDP2026 | NT | 2030 | TWh | 112 | Sub_sector | Industry | Chemicals | Industry (chemicals, energetic) | Energetic | industry_chemical_demand_electricity_energetic | Electricity | EU | Energy demand | 6.425 | FEC
AT | TYNDP2026 | NT | 2030 | TWh | 113 | Sub_sector | Industry | Chemicals | Industry (chemicals, energetic) | Energetic | industry_chemical_demand_hydrogen_energetic | Hydrogen | EU | Energy demand | 0.25872 | FEC
AT | TYNDP2026 | NT | 2030 | TWh | 114 | Sub_sector | Industry | Chemicals | Industry (chemicals, energetic) | Energetic | industry_chemical_demand_methane_energetic | Methane | EU | Energy demand | 0.56367 | FEC
AT | TYNDP2026 | NT | 2030 | TWh | 115 | Sub_sector | Industry | Chemicals | Industry (chemicals, energetic) | Energetic | industry_chemical_demand_heat_energetic | Heat | EU | Energy demand | 0.83553 | FEC
AT | TYNDP2026 | NT | 2030 | TWh | 116 | Sub_sector | Industry | Chemicals | Industry (chemicals, energetic) | Energetic | industry_chemical_demand_biomass_energetic | Biomass | EU | Energy demand | 0.91378 | FEC
AT | TYNDP2026 | NT | 2030 | TWh | 117 | Sub_sector | Industry | Chemicals | Industry (chemicals, energetic) | Energetic | industry_chemical_demand_coal_energetic | Solids | EU | Energy demand | 0 | FEC
AT | TYNDP2026 | NT | 2030 | TWh | 118 | Sub_sector | Industry | Chemicals | Industry (chemicals, energetic) | Energetic | industry_chemical_demand_oil_energetic | Liquids | EU | Energy demand | 0.12224 | FEC
AT | TYNDP2026 | NT | 2030 | TWh | 119 | Sub_sector | Industry | Chemicals | Industry (chemicals, energetic) | Energetic | industry_chemical_demand_others_energetic | Others | EU | Energy demand | 0 | FEC
AT | TYNDP2026 | NT | 2030 | TWh | 120 | Sub_sector | Industry | Chemicals | Industry (chemicals, energetic) | Energetic | industry_chemical_demand_ammonia_energetic | Ammonia | EU | Energy demand | 0 | FEC
AT | TYNDP2026 | NT | 2030 | TWh | 122 | Sub_sector | Industry | Chemicals | Industry (chemicals, non-energetic) | Non-energetic | industry_chemical_demand_electricity_non_energetic | Electricity | EU | Energy demand | 0 | not_included_in_FEC
AT | TYNDP2026 | NT | 2030 | TWh | 123 | Sub_sector | Industry | Chemicals | Industry (chemicals, non-energetic) | Non-energetic | industry_chemical_demand_hydrogen_non_energetic | Hydrogen | EU | Energy demand | 1.2436 | not_included_in_FEC
AT | TYNDP2026 | NT | 2030 | TWh | 124 | Sub_sector | Industry | Chemicals | Industry (chemicals, non-energetic) | Non-energetic | industry_chemical_demand_methane_non_energetic | Methane | EU | Energy demand | 0 | not_included_in_FEC
AT | TYNDP2026 | NT | 2030 | TWh | 125 | Sub_sector | Industry | Chemicals | Industry (chemicals, non-energetic) | Non-energetic | industry_chemical_demand_heat_non_energetic | Heat | EU | Energy demand | 0 | not_included_in_FEC
AT | TYNDP2026 | NT | 2030 | TWh | 126 | Sub_sector | Industry | Chemicals | Industry (chemicals, non-energetic) | Non-energetic | industry_chemical_demand_biomass_non_energetic | Biomass | EU | Energy demand | 0 | not_included_in_FEC
AT | TYNDP2026 | NT | 2030 | TWh | 127 | Sub_sector | Industry | Chemicals | Industry (chemicals, non-energetic) | Non-energetic | industry_chemical_demand_coal_non_energetic | Solids | EU | Energy demand | 0 | not_included_in_FEC
AT | TYNDP2026 | NT | 2030 | TWh | 128 | Sub_sector | Industry | Chemicals | Industry (chemicals, non-energetic) | Non-energetic | industry_chemical_demand_oil_non_energetic | Liquids | EU | Energy demand | 13.3875 | not_included_in_FEC
AT | TYNDP2026 | NT | 2030 | TWh | 129 | Sub_sector | Industry | Chemicals | Industry (chemicals, non-energetic) | Non-energetic | industry_chemical_demand_others_non_energetic | Others | EU | Energy demand | 0 | not_included_in_FEC
AT | TYNDP2026 | NT | 2030 | TWh | 130 | Sub_sector | Industry | Chemicals | Industry (chemicals, non-energetic) | Non-energetic | industry_chemical_demand_ammonia_non_energetic | Ammonia | EU | Energy demand | 0 | not_included_in_FEC
AT | TYNDP2026 | NT | 2030 | TWh | 132 | Sub_sector | Industry | Fertilizers | Industry (fertilizers, energetic) | Energetic | industry_fertilizers_demand_electricity_energetic | Electricity | EU | Energy demand | 0.086831 | FEC
AT | TYNDP2026 | NT | 2030 | TWh | 133 | Sub_sector | Industry | Fertilizers | Industry (fertilizers, energetic) | Energetic | industry_fertilizers_demand_hydrogen_energetic | Hydrogen | EU | Energy demand | 0 | FEC
AT | TYNDP2026 | NT | 2030 | TWh | 134 | Sub_sector | Industry | Fertilizers | Industry (fertilizers, energetic) | Energetic | industry_fertilizers_demand_methane_energetic | Methane | EU | Energy demand | 0.53151 | FEC
AT | TYNDP2026 | NT | 2030 | TWh | 135 | Sub_sector | Industry | Fertilizers | Industry (fertilizers, energetic) | Energetic | industry_fertilizers_demand_heat_energetic | Heat | EU | Energy demand | 0.10358 | FEC
AT | TYNDP2026 | NT | 2030 | TWh | 136 | Sub_sector | Industry | Fertilizers | Industry (fertilizers, energetic) | Energetic | industry_fertilizers_demand_biomass_energetic | Biomass | EU | Energy demand | 0.20745 | FEC
AT | TYNDP2026 | NT | 2030 | TWh | 137 | Sub_sector | Industry | Fertilizers | Industry (fertilizers, energetic) | Energetic | industry_fertilizers_demand_coal_energetic | Solids | EU | Energy demand | 0 | FEC
AT | TYNDP2026 | NT | 2030 | TWh | 138 | Sub_sector | Industry | Fertilizers | Industry (fertilizers, energetic) | Energetic | industry_fertilizers_demand_oil_energetic | Liquids | EU | Energy demand | 0 | FEC
AT | TYNDP2026 | NT | 2030 | TWh | 139 | Sub_sector | Industry | Fertilizers | Industry (fertilizers, energetic) | Energetic | industry_fertilizers_demand_others_energetic | Others | EU | Energy demand | 0 | FEC
AT | TYNDP2026 | NT | 2030 | TWh | 140 | Sub_sector | Industry | Fertilizers | Industry (fertilizers, energetic) | Energetic | industry_fertilizers_demand_ammonia_energetic | Ammonia | EU | Energy demand | 0 | FEC
AT | TYNDP2026 | NT | 2030 | TWh | 142 | Sub_sector | Industry | Fertilizers | Industry (fertilizers, non-energetic) | Non-energetic | industry_fertilizers_demand_electricity_non_energetic | Electricity | EU | Energy demand | 0 | not_included_in_FEC
AT | TYNDP2026 | NT | 2030 | TWh | 143 | Sub_sector | Industry | Fertilizers | Industry (fertilizers, non-energetic) | Non-energetic | industry_fertilizers_demand_hydrogen_non_energetic | Hydrogen | EU | Energy demand | 0 | not_included_in_FEC
AT | TYNDP2026 | NT | 2030 | TWh | 144 | Sub_sector | Industry | Fertilizers | Industry (fertilizers, non-energetic) | Non-energetic | industry_fertilizers_demand_methane_non_energetic | Methane | EU | Energy demand | 1.8495 | not_included_in_FEC
AT | TYNDP2026 | NT | 2030 | TWh | 145 | Sub_sector | Industry | Fertilizers | Industry (fertilizers, non-energetic) | Non-energetic | industry_fertilizers_demand_heat_non_energetic | Heat | EU | Energy demand | 0 | not_included_in_FEC
AT | TYNDP2026 | NT | 2030 | TWh | 146 | Sub_sector | Industry | Fertilizers | Industry (fertilizers, non-energetic) | Non-energetic | industry_fertilizers_demand_biomass_non_energetic | Biomass | EU | Energy demand | 0 | not_included_in_FEC
AT | TYNDP2026 | NT | 2030 | TWh | 147 | Sub_sector | Industry | Fertilizers | Industry (fertilizers, non-energetic) | Non-energetic | industry_fertilizers_demand_coal_non_energetic | Solids | EU | Energy demand | 0 | not_included_in_FEC
AT | TYNDP2026 | NT | 2030 | TWh | 148 | Sub_sector | Industry | Fertilizers | Industry (fertilizers, non-energetic) | Non-energetic | industry_fertilizers_demand_oil_non_energetic | Liquids | EU | Energy demand | 0 | not_included_in_FEC
AT | TYNDP2026 | NT | 2030 | TWh | 149 | Sub_sector | Industry | Fertilizers | Industry (fertilizers, non-energetic) | Non-energetic | industry_fertilizers_demand_others_non_energetic | Others | EU | Energy demand | 0 | not_included_in_FEC
AT | TYNDP2026 | NT | 2030 | TWh | 150 | Sub_sector | Industry | Fertilizers | Industry (fertilizers, non-energetic) | Non-energetic | industry_fertilizers_demand_ammonia_non_energetic | Ammonia | EU | Energy demand | 0 | not_included_in_FEC
AT | TYNDP2026 | NT | 2030 | TWh | 152 | Sub_sector | Industry | Food | Industry (food) | Energetic | industry_food_demand_electricity_energetic | Electricity | EU | Energy demand | 2.5259 | FEC
AT | TYNDP2026 | NT | 2030 | TWh | 153 | Sub_sector | Industry | Food | Industry (food) | Energetic | industry_food_demand_hydrogen_energetic | Hydrogen | EU | Energy demand | 0 | FEC
AT | TYNDP2026 | NT | 2030 | TWh | 154 | Sub_sector | Industry | Food | Industry (food) | Energetic | industry_food_demand_methane_energetic | Methane | EU | Energy demand | 2.4069 | FEC
AT | TYNDP2026 | NT | 2030 | TWh | 155 | Sub_sector | Industry | Food | Industry (food) | Energetic | industry_food_demand_heat_energetic | Heat | EU | Energy demand | 0.37058 | FEC
AT | TYNDP2026 | NT | 2030 | TWh | 156 | Sub_sector | Industry | Food | Industry (food) | Energetic | industry_food_demand_biomass_energetic | Biomass | EU | Energy demand | 0.25029 | FEC
AT | TYNDP2026 | NT | 2030 | TWh | 157 | Sub_sector | Industry | Food | Industry (food) | Energetic | industry_food_demand_coal_energetic | Solids | EU | Energy demand | 0 | FEC
AT | TYNDP2026 | NT | 2030 | TWh | 158 | Sub_sector | Industry | Food | Industry (food) | Energetic | industry_food_demand_oil_energetic | Liquids | EU | Energy demand | 0.52068 | FEC
AT | TYNDP2026 | NT | 2030 | TWh | 159 | Sub_sector | Industry | Food | Industry (food) | Energetic | industry_food_demand_others_energetic | Others | EU | Energy demand | 0 | FEC
AT | TYNDP2026 | NT | 2030 | TWh | 160 | Sub_sector | Industry | Food | Industry (food) | Energetic | industry_food_demand_ammonia_energetic | Ammonia | EU | Energy demand | 0 | FEC
AT | TYNDP2026 | NT | 2030 | TWh | 162 | Sub_sector | Industry | Metals | Industry (metal) | Energetic | industry_metal_demand_electricity_energetic | Electricity | EU | Energy demand | 1.0693 | FEC
AT | TYNDP2026 | NT | 2030 | TWh | 163 | Sub_sector | Industry | Metals | Industry (metal) | Energetic | industry_metal_demand_hydrogen_energetic | Hydrogen | EU | Energy demand | 0 | FEC
AT | TYNDP2026 | NT | 2030 | TWh | 164 | Sub_sector | Industry | Metals | Industry (metal) | Energetic | industry_metal_demand_methane_energetic | Methane | EU | Energy demand | 1.3931 | FEC
AT | TYNDP2026 | NT | 2030 | TWh | 165 | Sub_sector | Industry | Metals | Industry (metal) | Energetic | industry_metal_demand_heat_energetic | Heat | EU | Energy demand | 0.026602 | FEC
AT | TYNDP2026 | NT | 2030 | TWh | 166 | Sub_sector | Industry | Metals | Industry (metal) | Energetic | industry_metal_demand_biomass_energetic | Biomass | EU | Energy demand | 0 | FEC
AT | TYNDP2026 | NT | 2030 | TWh | 167 | Sub_sector | Industry | Metals | Industry (metal) | Energetic | industry_metal_demand_coal_energetic | Solids | EU | Energy demand | 0 | FEC
AT | TYNDP2026 | NT | 2030 | TWh | 168 | Sub_sector | Industry | Metals | Industry (metal) | Energetic | industry_metal_demand_oil_energetic | Liquids | EU | Energy demand | 0.034214 | FEC
AT | TYNDP2026 | NT | 2030 | TWh | 169 | Sub_sector | Industry | Metals | Industry (metal) | Energetic | industry_metal_demand_others_energetic | Others | EU | Energy demand | 0 | FEC
AT | TYNDP2026 | NT | 2030 | TWh | 170 | Sub_sector | Industry | Metals | Industry (metal) | Energetic | industry_metal_demand_ammonia_energetic | Ammonia | EU | Energy demand | 0 | FEC
AT | TYNDP2026 | NT | 2030 | TWh | 172 | Sub_sector | Industry | Others | Industry (other, energetic) | Energetic | industry_other_demand_electricity_energetic | Electricity | EU | Energy demand | 12.1125 | FEC
AT | TYNDP2026 | NT | 2030 | TWh | 173 | Sub_sector | Industry | Others | Industry (other, energetic) | Energetic | industry_other_demand_hydrogen_energetic | Hydrogen | EU | Energy demand | 0 | FEC
AT | TYNDP2026 | NT | 2030 | TWh | 174 | Sub_sector | Industry | Others | Industry (other, energetic) | Energetic | industry_other_demand_methane_energetic | Methane | EU | Energy demand | 1.4771 | FEC
AT | TYNDP2026 | NT | 2030 | TWh | 175 | Sub_sector | Industry | Others | Industry (other, energetic) | Energetic | industry_other_demand_heat_energetic | Heat | EU | Energy demand | 2.9543 | FEC
AT | TYNDP2026 | NT | 2030 | TWh | 176 | Sub_sector | Industry | Others | Industry (other, energetic) | Energetic | industry_other_demand_biomass_energetic | Biomass | EU | Energy demand | 11.5216 | FEC
AT | TYNDP2026 | NT | 2030 | TWh | 177 | Sub_sector | Industry | Others | Industry (other, energetic) | Energetic | industry_other_demand_coal_energetic | Solids | EU | Energy demand | 0.29543 | FEC
AT | TYNDP2026 | NT | 2030 | TWh | 178 | Sub_sector | Industry | Others | Industry (other, energetic) | Energetic | industry_other_demand_oil_energetic | Liquids | EU | Energy demand | 1.1817 | FEC
AT | TYNDP2026 | NT | 2030 | TWh | 179 | Sub_sector | Industry | Others | Industry (other, energetic) | Energetic | industry_other_demand_others_energetic | Others | EU | Energy demand | 0 | FEC
AT | TYNDP2026 | NT | 2030 | TWh | 180 | Sub_sector | Industry | Others | Industry (other, energetic) | Energetic | industry_other_demand_ammonia_energetic | Ammonia | EU | Energy demand | 0 | FEC
AT | TYNDP2026 | NT | 2030 | TWh | 182 | Sub_sector | Industry | Others | Industry (other, non-energetic) | Non-energetic | industry_other_demand_electricity_non_energetic | Electricity | EU | Energy demand | 0 | not_included_in_FEC
AT | TYNDP2026 | NT | 2030 | TWh | 183 | Sub_sector | Industry | Others | Industry (other, non-energetic) | Non-energetic | industry_other_demand_hydrogen_non_energetic | Hydrogen | EU | Energy demand | 0 | not_included_in_FEC
AT | TYNDP2026 | NT | 2030 | TWh | 184 | Sub_sector | Industry | Others | Industry (other, non-energetic) | Non-energetic | industry_other_demand_methane_non_energetic | Methane | EU | Energy demand | 0 | not_included_in_FEC
AT | TYNDP2026 | NT | 2030 | TWh | 185 | Sub_sector | Industry | Others | Industry (other, non-energetic) | Non-energetic | industry_other_demand_heat_non_energetic | Heat | EU | Energy demand | 0 | not_included_in_FEC
AT | TYNDP2026 | NT | 2030 | TWh | 186 | Sub_sector | Industry | Others | Industry (other, non-energetic) | Non-energetic | industry_other_demand_biomass_non_energetic | Biomass | EU | Energy demand | 0 | not_included_in_FEC
AT | TYNDP2026 | NT | 2030 | TWh | 187 | Sub_sector | Industry | Others | Industry (other, non-energetic) | Non-energetic | industry_other_demand_coal_non_energetic | Solids | EU | Energy demand | 0 | not_included_in_FEC
AT | TYNDP2026 | NT | 2030 | TWh | 188 | Sub_sector | Industry | Others | Industry (other, non-energetic) | Non-energetic | industry_other_demand_oil_non_energetic | Liquids | EU | Energy demand | 2.9956 | not_included_in_FEC
AT | TYNDP2026 | NT | 2030 | TWh | 189 | Sub_sector | Industry | Others | Industry (other, non-energetic) | Non-energetic | industry_other_demand_others_non_energetic | Others | EU | Energy demand | 0 | not_included_in_FEC
AT | TYNDP2026 | NT | 2030 | TWh | 190 | Sub_sector | Industry | Others | Industry (other, non-energetic) | Non-energetic | industry_other_demand_ammonia_non_energetic | Ammonia | EU | Energy demand | 0 | not_included_in_FEC
AT | TYNDP2026 | NT | 2030 | TWh | 192 | Sub_sector | Industry | Paper | Industry (paper) | Energetic | industry_paper_demand_electricity_energetic | Electricity | EU | Energy demand | 5.0871 | FEC
AT | TYNDP2026 | NT | 2030 | TWh | 193 | Sub_sector | Industry | Paper | Industry (paper) | Energetic | industry_paper_demand_hydrogen_energetic | Hydrogen | EU | Energy demand | 0 | FEC
AT | TYNDP2026 | NT | 2030 | TWh | 194 | Sub_sector | Industry | Paper | Industry (paper) | Energetic | industry_paper_demand_methane_energetic | Methane | EU | Energy demand | 4.8478 | FEC
AT | TYNDP2026 | NT | 2030 | TWh | 195 | Sub_sector | Industry | Paper | Industry (paper) | Energetic | industry_paper_demand_heat_energetic | Heat | EU | Energy demand | 1.3922 | FEC
AT | TYNDP2026 | NT | 2030 | TWh | 196 | Sub_sector | Industry | Paper | Industry (paper) | Energetic | industry_paper_demand_biomass_energetic | Biomass | EU | Energy demand | 8.3774 | FEC
AT | TYNDP2026 | NT | 2030 | TWh | 197 | Sub_sector | Industry | Paper | Industry (paper) | Energetic | industry_paper_demand_coal_energetic | Solids | EU | Energy demand | 0 | FEC
AT | TYNDP2026 | NT | 2030 | TWh | 198 | Sub_sector | Industry | Paper | Industry (paper) | Energetic | industry_paper_demand_oil_energetic | Liquids | EU | Energy demand | 1.5297 | FEC
AT | TYNDP2026 | NT | 2030 | TWh | 199 | Sub_sector | Industry | Paper | Industry (paper) | Energetic | industry_paper_demand_others_energetic | Others | EU | Energy demand | 0 | FEC
AT | TYNDP2026 | NT | 2030 | TWh | 200 | Sub_sector | Industry | Paper | Industry (paper) | Energetic | industry_paper_demand_ammonia_energetic | Ammonia | EU | Energy demand | 0 | FEC
AT | TYNDP2026 | NT | 2030 | TWh | 202 | Sub_sector | Industry | Refineries | Industry (refineries, energetic) | Energetic | industry_refinery_demand_electricity_energetic | Electricity | EU | Energy demand | 0.35423 | not_included_in_FEC
AT | TYNDP2026 | NT | 2030 | TWh | 203 | Sub_sector | Industry | Refineries | Industry (refineries, energetic) | Energetic | industry_refinery_demand_hydrogen_energetic | Hydrogen | EU | Energy demand | 0 | not_included_in_FEC
AT | TYNDP2026 | NT | 2030 | TWh | 204 | Sub_sector | Industry | Refineries | Industry (refineries, energetic) | Energetic | industry_refinery_demand_methane_energetic | Methane | EU | Energy demand | 0.41339 | not_included_in_FEC
AT | TYNDP2026 | NT | 2030 | TWh | 205 | Sub_sector | Industry | Refineries | Industry (refineries, energetic) | Energetic | industry_refinery_demand_heat_energetic | Heat | EU | Energy demand | 0.27876 | not_included_in_FEC
AT | TYNDP2026 | NT | 2030 | TWh | 206 | Sub_sector | Industry | Refineries | Industry (refineries, energetic) | Energetic | industry_refinery_demand_biomass_energetic | Biomass | EU | Energy demand | 1.01 | not_included_in_FEC
AT | TYNDP2026 | NT | 2030 | TWh | 207 | Sub_sector | Industry | Refineries | Industry (refineries, energetic) | Energetic | industry_refinery_demand_coal_energetic | Solids | EU | Energy demand | 0 | not_included_in_FEC
AT | TYNDP2026 | NT | 2030 | TWh | 208 | Sub_sector | Industry | Refineries | Industry (refineries, energetic) | Energetic | industry_refinery_demand_oil_energetic | Liquids | EU | Energy demand | 0.48139 | not_included_in_FEC
AT | TYNDP2026 | NT | 2030 | TWh | 209 | Sub_sector | Industry | Refineries | Industry (refineries, energetic) | Energetic | industry_refinery_demand_others_energetic | Others | EU | Energy demand | 0 | not_included_in_FEC
AT | TYNDP2026 | NT | 2030 | TWh | 210 | Sub_sector | Industry | Refineries | Industry (refineries, energetic) | Energetic | industry_refinery_demand_ammonia_energetic | Ammonia | EU | Energy demand | 0 | not_included_in_FEC
AT | TYNDP2026 | NT | 2030 | TWh | 212 | Sub_sector | Industry | Refineries | Industry (refineries, non-energetic) | Non-energetic | industry_refinery_demand_electricity_non_energetic | Electricity | EU | Energy demand | 0 | not_included_in_FEC
AT | TYNDP2026 | NT | 2030 | TWh | 213 | Sub_sector | Industry | Refineries | Industry (refineries, non-energetic) | Non-energetic | industry_refinery_demand_hydrogen_non_energetic | Hydrogen | EU | Energy demand | 0 | not_included_in_FEC
AT | TYNDP2026 | NT | 2030 | TWh | 214 | Sub_sector | Industry | Refineries | Industry (refineries, non-energetic) | Non-energetic | industry_refinery_demand_methane_non_energetic | Methane | EU | Energy demand | 0 | not_included_in_FEC
AT | TYNDP2026 | NT | 2030 | TWh | 215 | Sub_sector | Industry | Refineries | Industry (refineries, non-energetic) | Non-energetic | industry_refinery_demand_heat_non_energetic | Heat | EU | Energy demand | 0 | not_included_in_FEC
AT | TYNDP2026 | NT | 2030 | TWh | 216 | Sub_sector | Industry | Refineries | Industry (refineries, non-energetic) | Non-energetic | industry_refinery_demand_biomass_non_energetic | Biomass | EU | Energy demand | 0 | not_included_in_FEC
AT | TYNDP2026 | NT | 2030 | TWh | 217 | Sub_sector | Industry | Refineries | Industry (refineries, non-energetic) | Non-energetic | industry_refinery_demand_coal_non_energetic | Solids | EU | Energy demand | 0 | not_included_in_FEC
AT | TYNDP2026 | NT | 2030 | TWh | 218 | Sub_sector | Industry | Refineries | Industry (refineries, non-energetic) | Non-energetic | industry_refinery_demand_oil_non_energetic | Liquids | EU | Energy demand | 0 | not_included_in_FEC
AT | TYNDP2026 | NT | 2030 | TWh | 219 | Sub_sector | Industry | Refineries | Industry (refineries, non-energetic) | Non-energetic | industry_refinery_demand_others_non_energetic | Others | EU | Energy demand | 0 | not_included_in_FEC
AT | TYNDP2026 | NT | 2030 | TWh | 220 | Sub_sector | Industry | Refineries | Industry (refineries, non-energetic) | Non-energetic | industry_refinery_demand_ammonia_non_energetic | Ammonia | EU | Energy demand | 0 | not_included_in_FEC
AT | TYNDP2026 | NT | 2030 | TWh | 222 | Sub_sector | Industry | Steel | Industry (steel) | Energetic | industry_steel_demand_electricity_energetic | Electricity | EU | Energy demand | 4.9785 | FEC
AT | TYNDP2026 | NT | 2030 | TWh | 223 | Sub_sector | Industry | Steel | Industry (steel) | Energetic | industry_steel_demand_hydrogen_energetic | Hydrogen | EU | Energy demand | 2.21 | FEC
AT | TYNDP2026 | NT | 2030 | TWh | 224 | Sub_sector | Industry | Steel | Industry (steel) | Energetic | industry_steel_demand_methane_energetic | Methane | EU | Energy demand | 9.4261 | FEC
AT | TYNDP2026 | NT | 2030 | TWh | 225 | Sub_sector | Industry | Steel | Industry (steel) | Energetic | industry_steel_demand_heat_energetic | Heat | EU | Energy demand | 0.025544 | FEC
AT | TYNDP2026 | NT | 2030 | TWh | 226 | Sub_sector | Industry | Steel | Industry (steel) | Energetic | industry_steel_demand_biomass_energetic | Biomass | EU | Energy demand | 0.00093618 | FEC
AT | TYNDP2026 | NT | 2030 | TWh | 227 | Sub_sector | Industry | Steel | Industry (steel) | Energetic | industry_steel_demand_coal_energetic | Solids | EU | Energy demand | 2.7293 | FEC
AT | TYNDP2026 | NT | 2030 | TWh | 228 | Sub_sector | Industry | Steel | Industry (steel) | Energetic | industry_steel_demand_oil_energetic | Liquids | EU | Energy demand | 0.0069594 | FEC
AT | TYNDP2026 | NT | 2030 | TWh | 229 | Sub_sector | Industry | Steel | Industry (steel) | Energetic | industry_steel_demand_others_energetic | Others | EU | Energy demand | 0 | FEC
AT | TYNDP2026 | NT | 2030 | TWh | 230 | Sub_sector | Industry | Steel | Industry (steel) | Energetic | industry_steel_demand_ammonia_energetic | Ammonia | EU | Energy demand | 0 | FEC
AT | TYNDP2026 | NT | 2030 | TWh | 232 | Sub_sector | Transport | Cars | Transport (cars) | Energetic | transport_cars_final_demand_electricity | Electricity | EU | Energy demand | 1.4194 | FEC
AT | TYNDP2026 | NT | 2030 | TWh | 233 | Sub_sector | Transport | Cars | Transport (cars) | Energetic | transport_cars_final_demand_hydrogen | Hydrogen | EU | Energy demand | 0.35019 | FEC
AT | TYNDP2026 | NT | 2030 | TWh | 234 | Sub_sector | Transport | Cars | Transport (cars) | Energetic | transport_cars_final_demand_methane | Methane | EU | Energy demand | 0.8247 | FEC
AT | TYNDP2026 | NT | 2030 | TWh | 235 | Sub_sector | Transport | Cars | Transport (cars) | Energetic | transport_cars_final_demand_heat | Heat | EU | Energy demand | 0 | FEC
AT | TYNDP2026 | NT | 2030 | TWh | 236 | Sub_sector | Transport | Cars | Transport (cars) | Energetic | transport_cars_final_demand_biomass | Biomass | EU | Energy demand | 0 | FEC
AT | TYNDP2026 | NT | 2030 | TWh | 237 | Sub_sector | Transport | Cars | Transport (cars) | Energetic | transport_cars_final_demand_coal | Solids | EU | Energy demand | 0 | FEC
AT | TYNDP2026 | NT | 2030 | TWh | 238 | Sub_sector | Transport | Cars | Transport (cars) | Energetic | transport_cars_final_demand_oil | Liquids | EU | Energy demand | 31.7862 | FEC
AT | TYNDP2026 | NT | 2030 | TWh | 239 | Sub_sector | Transport | Cars | Transport (cars) | Energetic | transport_cars_final_demand_other | Others | EU | Energy demand | 0 | FEC
AT | TYNDP2026 | NT | 2030 | TWh | 240 | Sub_sector | Transport | Cars | Transport (cars) | Energetic | transport_cars_final_demand_ammonia | Ammonia | EU | Energy demand | 0 | FEC
AT | TYNDP2026 | NT | 2030 | TWh | 242 | Sub_sector | Transport | Busses | Transport (busses) | Energetic | transport_busses_final_demand_electricity | Electricity | EU | Energy demand | 1.2346 | FEC
AT | TYNDP2026 | NT | 2030 | TWh | 243 | Sub_sector | Transport | Busses | Transport (busses) | Energetic | transport_busses_final_demand_hydrogen | Hydrogen | EU | Energy demand | 0 | FEC
AT | TYNDP2026 | NT | 2030 | TWh | 244 | Sub_sector | Transport | Busses | Transport (busses) | Energetic | transport_busses_final_demand_methane | Methane | EU | Energy demand | 0.00045884 | FEC
AT | TYNDP2026 | NT | 2030 | TWh | 245 | Sub_sector | Transport | Busses | Transport (busses) | Energetic | transport_busses_final_demand_heat | Heat | EU | Energy demand | 0 | FEC
AT | TYNDP2026 | NT | 2030 | TWh | 246 | Sub_sector | Transport | Busses | Transport (busses) | Energetic | transport_busses_final_demand_biomass | Biomass | EU | Energy demand | 0 | FEC
AT | TYNDP2026 | NT | 2030 | TWh | 247 | Sub_sector | Transport | Busses | Transport (busses) | Energetic | transport_busses_final_demand_coal | Solids | EU | Energy demand | 0 | FEC
AT | TYNDP2026 | NT | 2030 | TWh | 248 | Sub_sector | Transport | Busses | Transport (busses) | Energetic | transport_busses_final_demand_oil | Liquids | EU | Energy demand | 2.3138 | FEC
AT | TYNDP2026 | NT | 2030 | TWh | 249 | Sub_sector | Transport | Busses | Transport (busses) | Energetic | transport_busses_final_demand_other | Others | EU | Energy demand | 0 | FEC
AT | TYNDP2026 | NT | 2030 | TWh | 250 | Sub_sector | Transport | Busses | Transport (busses) | Energetic | transport_busses_final_demand_ammonia | Ammonia | EU | Energy demand | 0 | FEC
AT | TYNDP2026 | NT | 2030 | TWh | 252 | Sub_sector | Transport | Trucks | Transport (trucks) | Energetic | transport_trucks_final_demand_electricity | Electricity | EU | Energy demand | 3.2108 | FEC
AT | TYNDP2026 | NT | 2030 | TWh | 253 | Sub_sector | Transport | Trucks | Transport (trucks) | Energetic | transport_trucks_final_demand_hydrogen | Hydrogen | EU | Energy demand | 0.72742 | FEC
AT | TYNDP2026 | NT | 2030 | TWh | 254 | Sub_sector | Transport | Trucks | Transport (trucks) | Energetic | transport_trucks_final_demand_methane | Methane | EU | Energy demand | 1.1189 | FEC
AT | TYNDP2026 | NT | 2030 | TWh | 255 | Sub_sector | Transport | Trucks | Transport (trucks) | Energetic | transport_trucks_final_demand_heat | Heat | EU | Energy demand | 0 | FEC
AT | TYNDP2026 | NT | 2030 | TWh | 256 | Sub_sector | Transport | Trucks | Transport (trucks) | Energetic | transport_trucks_final_demand_biomass | Biomass | EU | Energy demand | 0 | FEC
AT | TYNDP2026 | NT | 2030 | TWh | 257 | Sub_sector | Transport | Trucks | Transport (trucks) | Energetic | transport_trucks_final_demand_coal | Solids | EU | Energy demand | 0 | FEC
AT | TYNDP2026 | NT | 2030 | TWh | 258 | Sub_sector | Transport | Trucks | Transport (trucks) | Energetic | transport_trucks_final_demand_oil | Liquids | EU | Energy demand | 16.9081 | FEC
AT | TYNDP2026 | NT | 2030 | TWh | 259 | Sub_sector | Transport | Trucks | Transport (trucks) | Energetic | transport_trucks_final_demand_other | Others | EU | Energy demand | 0 | FEC
AT | TYNDP2026 | NT | 2030 | TWh | 260 | Sub_sector | Transport | Trucks | Transport (trucks) | Energetic | transport_trucks_final_demand_ammonia | Ammonia | EU | Energy demand | 0 | FEC
AT | TYNDP2026 | NT | 2030 | TWh | 262 | Sub_sector | Transport | Vans | Transport (vans) | Energetic | transport_vans_final_demand_electricity | Electricity | EU | Energy demand | 0.0098773 | FEC
AT | TYNDP2026 | NT | 2030 | TWh | 263 | Sub_sector | Transport | Vans | Transport (vans) | Energetic | transport_vans_final_demand_hydrogen | Hydrogen | EU | Energy demand | 0 | FEC
AT | TYNDP2026 | NT | 2030 | TWh | 264 | Sub_sector | Transport | Vans | Transport (vans) | Energetic | transport_vans_final_demand_methane | Methane | EU | Energy demand | 0 | FEC
AT | TYNDP2026 | NT | 2030 | TWh | 265 | Sub_sector | Transport | Vans | Transport (vans) | Energetic | transport_vans_final_demand_heat | Heat | EU | Energy demand | 0 | FEC
AT | TYNDP2026 | NT | 2030 | TWh | 266 | Sub_sector | Transport | Vans | Transport (vans) | Energetic | transport_vans_final_demand_biomass | Biomass | EU | Energy demand | 0 | FEC
AT | TYNDP2026 | NT | 2030 | TWh | 267 | Sub_sector | Transport | Vans | Transport (vans) | Energetic | transport_vans_final_demand_coal | Solids | EU | Energy demand | 0 | FEC
AT | TYNDP2026 | NT | 2030 | TWh | 268 | Sub_sector | Transport | Vans | Transport (vans) | Energetic | transport_vans_final_demand_oil | Liquids | EU | Energy demand | 4.0564 | FEC
AT | TYNDP2026 | NT | 2030 | TWh | 269 | Sub_sector | Transport | Vans | Transport (vans) | Energetic | transport_vans_final_demand_other | Others | EU | Energy demand | 0 | FEC
AT | TYNDP2026 | NT | 2030 | TWh | 270 | Sub_sector | Transport | Vans | Transport (vans) | Energetic | transport_vans_final_demand_ammonia | Ammonia | EU | Energy demand | 0 | FEC
AT | TYNDP2026 | NT | 2030 | TWh | 272 | Sub_sector | Transport | Freight trains | Transport (trains) | Energetic | transport_trains_final_demand_electricity | Electricity | EU | Energy demand | 6.9972 | FEC
AT | TYNDP2026 | NT | 2030 | TWh | 273 | Sub_sector | Transport | Freight trains | Transport (trains) | Energetic | transport_trains_final_demand_hydrogen | Hydrogen | EU | Energy demand | 0 | FEC
AT | TYNDP2026 | NT | 2030 | TWh | 274 | Sub_sector | Transport | Freight trains | Transport (trains) | Energetic | transport_trains_final_demand_methane | Methane | EU | Energy demand | 0 | FEC
AT | TYNDP2026 | NT | 2030 | TWh | 275 | Sub_sector | Transport | Freight trains | Transport (trains) | Energetic | transport_trains_final_demand_heat | Heat | EU | Energy demand | 0 | FEC
AT | TYNDP2026 | NT | 2030 | TWh | 276 | Sub_sector | Transport | Freight trains | Transport (trains) | Energetic | transport_trains_final_demand_biomass | Biomass | EU | Energy demand | 0 | FEC
AT | TYNDP2026 | NT | 2030 | TWh | 277 | Sub_sector | Transport | Freight trains | Transport (trains) | Energetic | transport_trains_final_demand_coal | Solids | EU | Energy demand | 0.0026225 | FEC
AT | TYNDP2026 | NT | 2030 | TWh | 278 | Sub_sector | Transport | Freight trains | Transport (trains) | Energetic | transport_trains_final_demand_oil | Liquids | EU | Energy demand | 0.54395 | FEC
AT | TYNDP2026 | NT | 2030 | TWh | 279 | Sub_sector | Transport | Freight trains | Transport (trains) | Energetic | transport_trains_final_demand_other | Others | EU | Energy demand | 0 | FEC
AT | TYNDP2026 | NT | 2030 | TWh | 280 | Sub_sector | Transport | Freight trains | Transport (trains) | Energetic | transport_trains_final_demand_ammonia | Ammonia | EU | Energy demand | 0 | FEC
AT | TYNDP2026 | NT | 2030 | TWh | 282 | Sub_sector | Transport | Ships | Transport (ships) | Energetic | transport_ships_final_demand_electricity | Electricity | EU | Energy demand | 0 | FEC
AT | TYNDP2026 | NT | 2030 | TWh | 283 | Sub_sector | Transport | Ships | Transport (ships) | Energetic | transport_ships_final_demand_hydrogen | Hydrogen | EU | Energy demand | 0 | FEC
AT | TYNDP2026 | NT | 2030 | TWh | 284 | Sub_sector | Transport | Ships | Transport (ships) | Energetic | transport_ships_final_demand_methane | Methane | EU | Energy demand | 0 | FEC
AT | TYNDP2026 | NT | 2030 | TWh | 285 | Sub_sector | Transport | Ships | Transport (ships) | Energetic | transport_ships_final_demand_heat | Heat | EU | Energy demand | 0 | FEC
AT | TYNDP2026 | NT | 2030 | TWh | 286 | Sub_sector | Transport | Ships | Transport (ships) | Energetic | transport_ships_final_demand_biomass | Biomass | EU | Energy demand | 0 | FEC
AT | TYNDP2026 | NT | 2030 | TWh | 287 | Sub_sector | Transport | Ships | Transport (ships) | Energetic | transport_ships_final_demand_coal | Solids | EU | Energy demand | 0 | FEC
AT | TYNDP2026 | NT | 2030 | TWh | 288 | Sub_sector | Transport | Ships | Transport (ships) | Energetic | transport_ships_final_demand_oil | Liquids | EU | Energy demand | 0.30371 | FEC
AT | TYNDP2026 | NT | 2030 | TWh | 289 | Sub_sector | Transport | Ships | Transport (ships) | Energetic | transport_ships_final_demand_other | Others | EU | Energy demand | 0 | FEC
AT | TYNDP2026 | NT | 2030 | TWh | 290 | Sub_sector | Transport | Ships | Transport (ships) | Energetic | transport_ships_final_demand_ammonia | Ammonia | EU | Energy demand | 0 | FEC
AT | TYNDP2026 | NT | 2030 | TWh | 292 | Sub_sector | Transport | Planes | Transport (planes) | Energetic | transport_planes_final_demand_electricity | Electricity | EU | Energy demand | 0 | FEC
AT | TYNDP2026 | NT | 2030 | TWh | 293 | Sub_sector | Transport | Planes | Transport (planes) | Energetic | transport_planes_final_demand_hydrogen | Hydrogen | EU | Energy demand | 0 | FEC
AT | TYNDP2026 | NT | 2030 | TWh | 294 | Sub_sector | Transport | Planes | Transport (planes) | Energetic | transport_planes_final_demand_methane | Methane | EU | Energy demand | 0 | FEC
AT | TYNDP2026 | NT | 2030 | TWh | 295 | Sub_sector | Transport | Planes | Transport (planes) | Energetic | transport_planes_final_demand_heat | Heat | EU | Energy demand | 0 | FEC
AT | TYNDP2026 | NT | 2030 | TWh | 296 | Sub_sector | Transport | Planes | Transport (planes) | Energetic | transport_planes_final_demand_biomass | Biomass | EU | Energy demand | 0 | FEC
AT | TYNDP2026 | NT | 2030 | TWh | 297 | Sub_sector | Transport | Planes | Transport (planes) | Energetic | transport_planes_final_demand_coal | Solids | EU | Energy demand | 0 | FEC
AT | TYNDP2026 | NT | 2030 | TWh | 298 | Sub_sector | Transport | Planes | Transport (planes) | Energetic | transport_planes_final_demand_oil | Liquids | EU | Energy demand | 0 | FEC
AT | TYNDP2026 | NT | 2030 | TWh | 299 | Sub_sector | Transport | Planes | Transport (planes) | Energetic | transport_planes_final_demand_other | Others | EU | Energy demand | 0 | FEC
AT | TYNDP2026 | NT | 2030 | TWh | 300 | Sub_sector | Transport | Planes | Transport (planes) | Energetic | transport_planes_final_demand_ammonia | Ammonia | EU | Energy demand | 0 | FEC
AT | TYNDP2026 | NT | 2030 | TWh | 302 | Sub_sector | Transport | Others | Transport (others) | Energetic | transport_other_final_demand_electricity | Electricity | EU | Energy demand | 0.06846 | FEC
AT | TYNDP2026 | NT | 2030 | TWh | 303 | Sub_sector | Transport | Others | Transport (others) | Energetic | transport_other_final_demand_hydrogen | Hydrogen | EU | Energy demand | 0 | FEC
AT | TYNDP2026 | NT | 2030 | TWh | 304 | Sub_sector | Transport | Others | Transport (others) | Energetic | transport_other_final_demand_methane | Methane | EU | Energy demand | 0 | FEC
AT | TYNDP2026 | NT | 2030 | TWh | 305 | Sub_sector | Transport | Others | Transport (others) | Energetic | transport_other_final_demand_heat | Heat | EU | Energy demand | 0 | FEC
AT | TYNDP2026 | NT | 2030 | TWh | 306 | Sub_sector | Transport | Others | Transport (others) | Energetic | transport_other_final_demand_biomass | Biomass | EU | Energy demand | 0 | FEC
AT | TYNDP2026 | NT | 2030 | TWh | 307 | Sub_sector | Transport | Others | Transport (others) | Energetic | transport_other_final_demand_coal | Solids | EU | Energy demand | 0 | FEC
AT | TYNDP2026 | NT | 2030 | TWh | 308 | Sub_sector | Transport | Others | Transport (others) | Energetic | transport_other_final_demand_oil | Liquids | EU | Energy demand | 3.4526 | FEC
AT | TYNDP2026 | NT | 2030 | TWh | 309 | Sub_sector | Transport | Others | Transport (others) | Energetic | transport_other_final_demand_other | Others | EU | Energy demand | 0 | FEC
AT | TYNDP2026 | NT | 2030 | TWh | 310 | Sub_sector | Transport | Others | Transport (others) | Energetic | transport_other_final_demand_ammonia | Ammonia | EU | Energy demand | 0 | FEC
AT | TYNDP2026 | NT | 2030 | TWh | 312 | Sub_sector | International transport | International aviation | Transport (int. aviation) | Energetic | transport_int_aviation_final_demand_electricity | Electricity | EU | Energy demand | 0 | FEC
AT | TYNDP2026 | NT | 2030 | TWh | 313 | Sub_sector | International transport | International aviation | Transport (int. aviation) | Energetic | transport_int_aviation_final_demand_hydrogen | Hydrogen | EU | Energy demand | 0 | FEC
AT | TYNDP2026 | NT | 2030 | TWh | 314 | Sub_sector | International transport | International aviation | Transport (int. aviation) | Energetic | transport_int_aviation_final_demand_methane | Methane | EU | Energy demand | 0 | FEC
AT | TYNDP2026 | NT | 2030 | TWh | 315 | Sub_sector | International transport | International aviation | Transport (int. aviation) | Energetic | transport_int_aviation_final_demand_heat | Heat | EU | Energy demand | 0 | FEC
AT | TYNDP2026 | NT | 2030 | TWh | 316 | Sub_sector | International transport | International aviation | Transport (int. aviation) | Energetic | transport_int_aviation_final_demand_biofuels | Biomass | EU | Energy demand | 0 | FEC
AT | TYNDP2026 | NT | 2030 | TWh | 317 | Sub_sector | International transport | International aviation | Transport (int. aviation) | Energetic | transport_int_aviation_final_demand_coal | Solids | EU | Energy demand | 0 | FEC
AT | TYNDP2026 | NT | 2030 | TWh | 318 | Sub_sector | International transport | International aviation | Transport (int. aviation) | Energetic | transport_int_aviation_final_demand_oil | Liquids | EU | Energy demand | 11.099 | FEC
AT | TYNDP2026 | NT | 2030 | TWh | 319 | Sub_sector | International transport | International aviation | Transport (int. aviation) | Energetic | transport_int_aviation_final_demand_other | Others | EU | Energy demand | 0 | FEC
AT | TYNDP2026 | NT | 2030 | TWh | 320 | Sub_sector | International transport | International aviation | Transport (int. aviation) | Energetic | transport_int_aviation_final_demand_ammonia | Ammonia | EU | Energy demand | 0 | FEC
AT | TYNDP2026 | NT | 2030 | TWh | 322 | Sub_sector | International transport | International shipping | Transport (int. shipping) | Energetic | transport_int_shipping_final_demand_electricity | Electricity | EU | Energy demand | 0 | not_included_in_FEC
AT | TYNDP2026 | NT | 2030 | TWh | 323 | Sub_sector | International transport | International shipping | Transport (int. shipping) | Energetic | transport_int_shipping_final_demand_hydrogen | Hydrogen | EU | Energy demand | 0 | not_included_in_FEC
AT | TYNDP2026 | NT | 2030 | TWh | 324 | Sub_sector | International transport | International shipping | Transport (int. shipping) | Energetic | transport_int_shipping_final_demand_methane | Methane | EU | Energy demand | 0 | not_included_in_FEC
AT | TYNDP2026 | NT | 2030 | TWh | 325 | Sub_sector | International transport | International shipping | Transport (int. shipping) | Energetic | transport_int_shipping_final_demand_heat | Heat | EU | Energy demand | 0 | not_included_in_FEC
AT | TYNDP2026 | NT | 2030 | TWh | 326 | Sub_sector | International transport | International shipping | Transport (int. shipping) | Energetic | transport_int_shipping_final_demand_biofuels | Biomass | EU | Energy demand | 0 | not_included_in_FEC
AT | TYNDP2026 | NT | 2030 | TWh | 327 | Sub_sector | International transport | International shipping | Transport (int. shipping) | Energetic | transport_int_shipping_final_demand_coal | Solids | EU | Energy demand | 0 | not_included_in_FEC
AT | TYNDP2026 | NT | 2030 | TWh | 328 | Sub_sector | International transport | International shipping | Transport (int. shipping) | Energetic | transport_int_shipping_final_demand_oil | Liquids | EU | Energy demand | 0 | not_included_in_FEC
AT | TYNDP2026 | NT | 2030 | TWh | 329 | Sub_sector | International transport | International shipping | Transport (int. shipping) | Energetic | transport_int_shipping_final_demand_other | Others | EU | Energy demand | 0 | not_included_in_FEC
AT | TYNDP2026 | NT | 2030 | TWh | 330 | Sub_sector | International transport | International shipping | Transport (int. shipping) | Energetic | transport_int_shipping_final_demand_ammonia | Ammonia | EU | Energy demand | 0 | not_included_in_FEC
AT | TYNDP2026 | NT | 2030 | TWh | 332 | Sub_sector | Households | Space heating | Households (heating) | Energetic | households_heating_final_demand_electricity | Electricity | EU | Energy demand | 2.5152 | FEC
AT | TYNDP2026 | NT | 2030 | TWh | 333 | Sub_sector | Households | Space heating | Households (heating) | Energetic | households_heating_final_demand_hydrogen | Hydrogen | EU | Energy demand | 0 | FEC
AT | TYNDP2026 | NT | 2030 | TWh | 334 | Sub_sector | Households | Space heating | Households (heating) | Energetic | households_heating_final_demand_methane | Methane | EU | Energy demand | 4.1699 | FEC
AT | TYNDP2026 | NT | 2030 | TWh | 335 | Sub_sector | Households | Space heating | Households (heating) | Energetic | households_heating_final_demand_heat | Heat | EU | Energy demand | 24.088 | FEC
AT | TYNDP2026 | NT | 2030 | TWh | 336 | Sub_sector | Households | Space heating | Households (heating) | Energetic | households_heating_final_demand_biomass | Biomass | EU | Energy demand | 16.2935 | FEC
AT | TYNDP2026 | NT | 2030 | TWh | 337 | Sub_sector | Households | Space heating | Households (heating) | Energetic | households_heating_final_demand_coal | Solids | EU | Energy demand | 0 | FEC
AT | TYNDP2026 | NT | 2030 | TWh | 338 | Sub_sector | Households | Space heating | Households (heating) | Energetic | households_heating_final_demand_oil | Liquids | EU | Energy demand | 5.8731 | FEC
AT | TYNDP2026 | NT | 2030 | TWh | 339 | Sub_sector | Households | Space heating | Households (heating) | Energetic | households_heating_final_demand_other | Others | EU | Energy demand | 0 | FEC
AT | TYNDP2026 | NT | 2030 | TWh | 340 | Sub_sector | Households | Space heating | Households (heating) | Energetic | households_heating_final_demand_ammonia | Ammonia | EU | Energy demand | 0 | FEC
AT | TYNDP2026 | NT | 2030 | TWh | 343 | Sub_sector | Households | Cooling | Households (cooling) | Energetic | households_cooling_final_demand_electricity | Electricity | EU | Energy demand | 0.0083997 | FEC
AT | TYNDP2026 | NT | 2030 | TWh | 344 | Sub_sector | Households | Cooling | Households (cooling) | Energetic | households_cooling_final_demand_hydrogen | Hydrogen | EU | Energy demand | 0 | FEC
AT | TYNDP2026 | NT | 2030 | TWh | 345 | Sub_sector | Households | Cooling | Households (cooling) | Energetic | households_cooling_final_demand_methane | Methane | EU | Energy demand | 0 | FEC
AT | TYNDP2026 | NT | 2030 | TWh | 346 | Sub_sector | Households | Cooling | Households (cooling) | Energetic | households_cooling_final_demand_heat | Heat | EU | Energy demand | 0 | FEC
AT | TYNDP2026 | NT | 2030 | TWh | 347 | Sub_sector | Households | Cooling | Households (cooling) | Energetic | households_cooling_final_demand_biomass | Biomass | EU | Energy demand | 0 | FEC
AT | TYNDP2026 | NT | 2030 | TWh | 348 | Sub_sector | Households | Cooling | Households (cooling) | Energetic | households_cooling_final_demand_coal | Solids | EU | Energy demand | 0 | FEC
AT | TYNDP2026 | NT | 2030 | TWh | 349 | Sub_sector | Households | Cooling | Households (cooling) | Energetic | households_cooling_final_demand_oil | Liquids | EU | Energy demand | 0 | FEC
AT | TYNDP2026 | NT | 2030 | TWh | 350 | Sub_sector | Households | Cooling | Households (cooling) | Energetic | households_cooling_final_demand_other | Others | EU | Energy demand | 0 | FEC
AT | TYNDP2026 | NT | 2030 | TWh | 351 | Sub_sector | Households | Cooling | Households (cooling) | Energetic | households_cooling_final_demand_ammonia | Ammonia | EU | Energy demand | 0 | FEC
AT | TYNDP2026 | NT | 2030 | TWh | 354 | Sub_sector | Households | Hot water | Households (hot water) | Energetic | households_hot_water_final_demand_electricity | Electricity | EU | Energy demand | 1.049 | FEC
AT | TYNDP2026 | NT | 2030 | TWh | 355 | Sub_sector | Households | Hot water | Households (hot water) | Energetic | households_hot_water_final_demand_hydrogen | Hydrogen | EU | Energy demand | 0 | FEC
AT | TYNDP2026 | NT | 2030 | TWh | 356 | Sub_sector | Households | Hot water | Households (hot water) | Energetic | households_hot_water_final_demand_methane | Methane | EU | Energy demand | 0.90531 | FEC
AT | TYNDP2026 | NT | 2030 | TWh | 357 | Sub_sector | Households | Hot water | Households (hot water) | Energetic | households_hot_water_final_demand_heat | Heat | EU | Energy demand | 5.8526 | FEC
AT | TYNDP2026 | NT | 2030 | TWh | 358 | Sub_sector | Households | Hot water | Households (hot water) | Energetic | households_hot_water_final_demand_biomass | Biomass | EU | Energy demand | 3.5127 | FEC
AT | TYNDP2026 | NT | 2030 | TWh | 359 | Sub_sector | Households | Hot water | Households (hot water) | Energetic | households_hot_water_final_demand_coal | Solids | EU | Energy demand | 0 | FEC
AT | TYNDP2026 | NT | 2030 | TWh | 360 | Sub_sector | Households | Hot water | Households (hot water) | Energetic | households_hot_water_final_demand_oil | Liquids | EU | Energy demand | 0.74255 | FEC
AT | TYNDP2026 | NT | 2030 | TWh | 361 | Sub_sector | Households | Hot water | Households (hot water) | Energetic | households_hot_water_final_demand_other | Others | EU | Energy demand | 0 | FEC
AT | TYNDP2026 | NT | 2030 | TWh | 362 | Sub_sector | Households | Hot water | Households (hot water) | Energetic | households_hot_water_final_demand_ammonia | Ammonia | EU | Energy demand | 0 | FEC
AT | TYNDP2026 | NT | 2030 | TWh | 365 | Sub_sector | Households | Appliances | Households (appliances) | Energetic | households_appliances_final_demand_electricity | Electricity | EU | Energy demand | 13.5491 | FEC
AT | TYNDP2026 | NT | 2030 | TWh | 366 | Sub_sector | Households | Appliances | Households (appliances) | Energetic | households_appliances_final_demand_hydrogen | Hydrogen | EU | Energy demand | 0 | FEC
AT | TYNDP2026 | NT | 2030 | TWh | 367 | Sub_sector | Households | Appliances | Households (appliances) | Energetic | households_appliances_final_demand_methane | Methane | EU | Energy demand | 0.41404 | FEC
AT | TYNDP2026 | NT | 2030 | TWh | 368 | Sub_sector | Households | Appliances | Households (appliances) | Energetic | households_appliances_final_demand_heat | Heat | EU | Energy demand | 0 | FEC
AT | TYNDP2026 | NT | 2030 | TWh | 369 | Sub_sector | Households | Appliances | Households (appliances) | Energetic | households_appliances_final_demand_biomass | Biomass | EU | Energy demand | 0 | FEC
AT | TYNDP2026 | NT | 2030 | TWh | 370 | Sub_sector | Households | Appliances | Households (appliances) | Energetic | households_appliances_final_demand_coal | Solids | EU | Energy demand | 0 | FEC
AT | TYNDP2026 | NT | 2030 | TWh | 371 | Sub_sector | Households | Appliances | Households (appliances) | Energetic | households_appliances_final_demand_oil | Liquids | EU | Energy demand | 0 | FEC
AT | TYNDP2026 | NT | 2030 | TWh | 372 | Sub_sector | Households | Appliances | Households (appliances) | Energetic | households_appliances_final_demand_other | Others | EU | Energy demand | 0 | FEC
AT | TYNDP2026 | NT | 2030 | TWh | 373 | Sub_sector | Households | Appliances | Households (appliances) | Energetic | households_appliances_final_demand_ammonia | Ammonia | EU | Energy demand | 0 | FEC
AT | TYNDP2026 | NT | 2030 | TWh | 375 | Sub_sector | Buildings | Space heating | Buildings (heat) | Energetic | buildings_heat_final_demand_electricity | Electricity | EU | Energy demand | 2.4999 | FEC
AT | TYNDP2026 | NT | 2030 | TWh | 376 | Sub_sector | Buildings | Space heating | Buildings (heat) | Energetic | buildings_heat_final_demand_hydrogen | Hydrogen | EU | Energy demand | 0 | FEC
AT | TYNDP2026 | NT | 2030 | TWh | 377 | Sub_sector | Buildings | Space heating | Buildings (heat) | Energetic | buildings_heat_final_demand_methane | Methane | EU | Energy demand | 1.4021 | FEC
AT | TYNDP2026 | NT | 2030 | TWh | 378 | Sub_sector | Buildings | Space heating | Buildings (heat) | Energetic | buildings_heat_final_demand_heat | Heat | EU | Energy demand | 5.2361 | FEC
AT | TYNDP2026 | NT | 2030 | TWh | 379 | Sub_sector | Buildings | Space heating | Buildings (heat) | Energetic | buildings_heat_final_demand_biomass | Biomass | EU | Energy demand | 1.0947 | FEC
AT | TYNDP2026 | NT | 2030 | TWh | 380 | Sub_sector | Buildings | Space heating | Buildings (heat) | Energetic | buildings_heat_final_demand_coal | Solids | EU | Energy demand | 0 | FEC
AT | TYNDP2026 | NT | 2030 | TWh | 381 | Sub_sector | Buildings | Space heating | Buildings (heat) | Energetic | buildings_heat_final_demand_oil | Liquids | EU | Energy demand | 0.88001 | FEC
AT | TYNDP2026 | NT | 2030 | TWh | 382 | Sub_sector | Buildings | Space heating | Buildings (heat) | Energetic | buildings_heat_final_demand_other | Others | EU | Energy demand | 0 | FEC
AT | TYNDP2026 | NT | 2030 | TWh | 383 | Sub_sector | Buildings | Space heating | Buildings (heat) | Energetic | buildings_heat_final_demand_ammonia | Ammonia | EU | Energy demand | 0 | FEC
AT | TYNDP2026 | NT | 2030 | TWh | 386 | Sub_sector | Buildings | Cooling | Buildings (cooling) | Energetic | buildings_cooling_final_demand_electricity | Electricity | EU | Energy demand | 0.52714 | FEC
AT | TYNDP2026 | NT | 2030 | TWh | 387 | Sub_sector | Buildings | Cooling | Buildings (cooling) | Energetic | buildings_cooling_final_demand_hydrogen | Hydrogen | EU | Energy demand | 0 | FEC
AT | TYNDP2026 | NT | 2030 | TWh | 388 | Sub_sector | Buildings | Cooling | Buildings (cooling) | Energetic | buildings_cooling_final_demand_methane | Methane | EU | Energy demand | 0.0029518 | FEC
AT | TYNDP2026 | NT | 2030 | TWh | 389 | Sub_sector | Buildings | Cooling | Buildings (cooling) | Energetic | buildings_cooling_final_demand_heat | Heat | EU | Energy demand | 0 | FEC
AT | TYNDP2026 | NT | 2030 | TWh | 390 | Sub_sector | Buildings | Cooling | Buildings (cooling) | Energetic | buildings_cooling_final_demand_biomass | Biomass | EU | Energy demand | 0 | FEC
AT | TYNDP2026 | NT | 2030 | TWh | 391 | Sub_sector | Buildings | Cooling | Buildings (cooling) | Energetic | buildings_cooling_final_demand_coal | Solids | EU | Energy demand | 0 | FEC
AT | TYNDP2026 | NT | 2030 | TWh | 392 | Sub_sector | Buildings | Cooling | Buildings (cooling) | Energetic | buildings_cooling_final_demand_oil | Liquids | EU | Energy demand | 0 | FEC
AT | TYNDP2026 | NT | 2030 | TWh | 393 | Sub_sector | Buildings | Cooling | Buildings (cooling) | Energetic | buildings_cooling_final_demand_other | Others | EU | Energy demand | 0 | FEC
AT | TYNDP2026 | NT | 2030 | TWh | 394 | Sub_sector | Buildings | Cooling | Buildings (cooling) | Energetic | buildings_cooling_final_demand_ammonia | Ammonia | EU | Energy demand | 0 | FEC
AT | TYNDP2026 | NT | 2030 | TWh | 397 | Sub_sector | Buildings | Appliances | Buildings (appliances) | Energetic | buildings_appliances_final_demand_electricity | Electricity | EU | Energy demand | 9.9327 | FEC
AT | TYNDP2026 | NT | 2030 | TWh | 398 | Sub_sector | Buildings | Appliances | Buildings (appliances) | Energetic | buildings_appliances_final_demand_hydrogen | Hydrogen | EU | Energy demand | 0 | FEC
AT | TYNDP2026 | NT | 2030 | TWh | 399 | Sub_sector | Buildings | Appliances | Buildings (appliances) | Energetic | buildings_appliances_final_demand_methane | Methane | EU | Energy demand | 1.7357 | FEC
AT | TYNDP2026 | NT | 2030 | TWh | 400 | Sub_sector | Buildings | Appliances | Buildings (appliances) | Energetic | buildings_appliances_final_demand_heat | Heat | EU | Energy demand | 0 | FEC
AT | TYNDP2026 | NT | 2030 | TWh | 401 | Sub_sector | Buildings | Appliances | Buildings (appliances) | Energetic | buildings_appliances_final_demand_biomass | Biomass | EU | Energy demand | 0 | FEC
AT | TYNDP2026 | NT | 2030 | TWh | 402 | Sub_sector | Buildings | Appliances | Buildings (appliances) | Energetic | buildings_appliances_final_demand_coal | Solids | EU | Energy demand | 0 | FEC
AT | TYNDP2026 | NT | 2030 | TWh | 403 | Sub_sector | Buildings | Appliances | Buildings (appliances) | Energetic | buildings_appliances_final_demand_oil | Liquids | EU | Energy demand | 0 | FEC
AT | TYNDP2026 | NT | 2030 | TWh | 404 | Sub_sector | Buildings | Appliances | Buildings (appliances) | Energetic | buildings_appliances_final_demand_other | Others | EU | Energy demand | 0 | FEC
AT | TYNDP2026 | NT | 2030 | TWh | 405 | Sub_sector | Buildings | Appliances | Buildings (appliances) | Energetic | buildings_appliances_final_demand_ammonia | Ammonia | EU | Energy demand | 0 | FEC
AT | TYNDP2026 | NT | 2030 | TWh | 407 | Sub_sector | Buildings | Datacenters | Datacenters & ICT | Energetic | datacentres_final_demand_electricity_energetic | Electricity | EU | Energy demand | 1.4708 | FEC
AT | TYNDP2026 | NT | 2030 | TWh | 408 | Sub_sector | Buildings | Datacenters | Datacenters & ICT | Energetic | datacentres_final_demand_hydrogen_energetic | Hydrogen | EU | Energy demand | 0 | FEC
AT | TYNDP2026 | NT | 2030 | TWh | 409 | Sub_sector | Buildings | Datacenters | Datacenters & ICT | Energetic | datacentres_final_demand_methane_energetic | Methane | EU | Energy demand | 0 | FEC
AT | TYNDP2026 | NT | 2030 | TWh | 410 | Sub_sector | Buildings | Datacenters | Datacenters & ICT | Energetic | datacentres_final_demand_heat_energetic | Heat | EU | Energy demand | 0 | FEC
AT | TYNDP2026 | NT | 2030 | TWh | 411 | Sub_sector | Buildings | Datacenters | Datacenters & ICT | Energetic | datacentres_final_demand_biomass_energetic | Biomass | EU | Energy demand | 0 | FEC
AT | TYNDP2026 | NT | 2030 | TWh | 412 | Sub_sector | Buildings | Datacenters | Datacenters & ICT | Energetic | datacentres_final_demand_coal_energetic | Solids | EU | Energy demand | 0 | FEC
AT | TYNDP2026 | NT | 2030 | TWh | 413 | Sub_sector | Buildings | Datacenters | Datacenters & ICT | Energetic | datacentres_final_demand_oil_energetic | Liquids | EU | Energy demand | 0 | FEC
AT | TYNDP2026 | NT | 2030 | TWh | 414 | Sub_sector | Buildings | Datacenters | Datacenters & ICT | Energetic | datacentres_final_demand_other_energetic | Others | EU | Energy demand | 0 | FEC
AT | TYNDP2026 | NT | 2030 | TWh | 415 | Sub_sector | Buildings | Datacenters | Datacenters & ICT | Energetic | datacentres_final_demand_ammonia_energetic | Ammonia | EU | Energy demand | 0 | FEC
AT | TYNDP2026 | NT | 2030 | TWh | 417 | Sub_sector | Transport | Others_Sector | Others_Sector | Energetic | other_final_demand_electricity_energetic | Electricity | EU | Energy demand | 0 | FEC
AT | TYNDP2026 | NT | 2030 | TWh | 418 | Sub_sector | Transport | Others_Sector | Others_Sector | Energetic | other_final_demand_hydrogen_energetic | Hydrogen | EU | Energy demand | 0 | FEC
AT | TYNDP2026 | NT | 2030 | TWh | 419 | Sub_sector | Transport | Pipeline Transport | Others_Sector | Energetic | other_final_demand_methane_energetic | Methane | EU | Energy demand | 2.9474 | FEC
AT | TYNDP2026 | NT | 2030 | TWh | 420 | Sub_sector | Transport | Others_Sector | Others_Sector | Energetic | other_final_demand_heat_energetic | Heat | EU | Energy demand | 0 | FEC
AT | TYNDP2026 | NT | 2030 | TWh | 421 | Sub_sector | Transport | Others_Sector | Others_Sector | Energetic | other_final_demand_biomass_energetic | Biomass | EU | Energy demand | 0 | FEC
AT | TYNDP2026 | NT | 2030 | TWh | 422 | Sub_sector | Transport | Others_Sector | Others_Sector | Energetic | other_final_demand_coal_energetic | Solids | EU | Energy demand | 0 | FEC
AT | TYNDP2026 | NT | 2030 | TWh | 423 | Sub_sector | Transport | Others_Sector | Others_Sector | Energetic | other_final_demand_oil_energetic | Liquids | EU | Energy demand | 1.0367 | FEC
AT | TYNDP2026 | NT | 2030 | TWh | 424 | Sub_sector | Others_Sector | Others_Sector | Others_Sector | Non-energetic | other_final_demand_oil_non_energetic | Liquids | EU | Energy demand | 0.17083 | not_included_in_FEC
AT | TYNDP2026 | NT | 2030 | TWh | 425 | Sub_sector | Transport | Others_Sector | Others_Sector | Energetic | other_final_demand_other_energetic | Others | EU | Energy demand | 0 | FEC
AT | TYNDP2026 | NT | 2030 | TWh | 426 | Sub_sector | Transport | Others_Sector | Others_Sector | Energetic | other_final_demand_ammonia_energetic | Ammonia | EU | Energy demand | 0 | FEC
AT | TYNDP2026 | NT | 2030 | TWh | 427 | Sub_sector | Industry | Surplus_Heat_in_Industry | Surplus_Heat_in_Industry | Energetic | final_demand_of_industry_unused_local_production_steam_hot_water | Heat | EU | Energy demand | 0 | FEC
AT | TYNDP2026 | NT | 2030 | TWh | 429 | Sub_sector | Agriculture | Total | Agriculture | Energetic | agriculture_final_demand_electricity_energetic | Electricity | EU | Energy demand | 1.124 | FEC
AT | TYNDP2026 | NT | 2030 | TWh | 430 | Sub_sector | Agriculture | Total | Agriculture | Energetic | agriculture_final_demand_hydrogen_energetic | Hydrogen | EU | Energy demand | 0 | FEC
AT | TYNDP2026 | NT | 2030 | TWh | 431 | Sub_sector | Agriculture | Total | Agriculture | Energetic | agriculture_final_demand_methane_energetic | Methane | EU | Energy demand | 0 | FEC
AT | TYNDP2026 | NT | 2030 | TWh | 432 | Sub_sector | Agriculture | Total | Agriculture | Energetic | agriculture_final_demand_heat_energetic | Heat | EU | Energy demand | 0 | FEC
AT | TYNDP2026 | NT | 2030 | TWh | 433 | Sub_sector | Agriculture | Total | Agriculture | Energetic | agriculture_final_demand_biomass_energetic | Biomass | EU | Energy demand | 1.656 | FEC
AT | TYNDP2026 | NT | 2030 | TWh | 434 | Sub_sector | Agriculture | Total | Agriculture | Energetic | agriculture_final_demand_coal_energetic | Solids | EU | Energy demand | 0 | FEC
AT | TYNDP2026 | NT | 2030 | TWh | 435 | Sub_sector | Agriculture | Total | Agriculture | Energetic | agriculture_final_demand_oil_energetic | Liquids | EU | Energy demand | 0 | FEC
AT | TYNDP2026 | NT | 2030 | TWh | 436 | Sub_sector | Agriculture | Total | Agriculture | Energetic | agriculture_final_demand_other_energetic | Others | EU | Energy demand | 0 | FEC
AT | TYNDP2026 | NT | 2030 | TWh | 437 | Sub_sector | Agriculture | Total | Agriculture | Energetic | agriculture_final_demand_ammonia_energetic | Ammonia | EU | Energy demand | 0 | FEC
AT | TYNDP2026 | NT | 2030 | TWh | 447 | Sub_sector | Buildings | Surplus Energy | Buildings | Energetic | GAP | Electricity | EU | Energy demand | 0 | FEC
AT | TYNDP2026 | NT | 2030 | TWh | 448 | Sub_sector | Buildings | Surplus Energy | Buildings | Energetic | GAP | Hydrogen | EU | Energy demand | 0 | FEC
AT | TYNDP2026 | NT | 2030 | TWh | 449 | Sub_sector | Buildings | Surplus Energy | Buildings | Energetic | GAP | Methane | EU | Energy demand | 0 | FEC
AT | TYNDP2026 | NT | 2030 | TWh | 450 | Sub_sector | Buildings | Surplus Energy | Buildings | Energetic | GAP | Heat | EU | Energy demand | 0 | FEC
AT | TYNDP2026 | NT | 2030 | TWh | 451 | Sub_sector | Buildings | Surplus Energy | Buildings | Energetic | GAP | Biomass | EU | Energy demand | 0.17385 | FEC
AT | TYNDP2026 | NT | 2030 | TWh | 452 | Sub_sector | Buildings | Surplus Energy | Buildings | Energetic | GAP | Solids | EU | Energy demand | 0 | FEC
AT | TYNDP2026 | NT | 2030 | TWh | 453 | Sub_sector | Buildings | Surplus Energy | Buildings | Energetic | GAP | Liquids | EU | Energy demand | 0.25553 | FEC
AT | TYNDP2026 | NT | 2030 | TWh | 454 | Sub_sector | Buildings | Surplus Energy | Buildings | Energetic | GAP | Others | EU | Energy demand | 0 | FEC
AT | TYNDP2026 | NT | 2030 | TWh | 455 | Sub_sector | Buildings | Surplus Energy | Buildings | Energetic | GAP | Ammonia | EU | Energy demand | 0 | FEC
AT | TYNDP2026 | NT | 2030 | TWh | 456 | Sub_sector | Households | Surplus Energy | Households | Energetic | GAP | Electricity | EU | Energy demand | 0 | FEC
AT | TYNDP2026 | NT | 2030 | TWh | 457 | Sub_sector | Households | Surplus Energy | Households | Energetic | GAP | Hydrogen | EU | Energy demand | 0 | FEC
AT | TYNDP2026 | NT | 2030 | TWh | 458 | Sub_sector | Households | Surplus Energy | Households | Energetic | GAP | Methane | EU | Energy demand | 0 | FEC
AT | TYNDP2026 | NT | 2030 | TWh | 459 | Sub_sector | Households | Surplus Energy | Households | Energetic | GAP | Heat | EU | Energy demand | 0 | FEC
AT | TYNDP2026 | NT | 2030 | TWh | 460 | Sub_sector | Households | Surplus Energy | Households | Energetic | GAP | Biomass | EU | Energy demand | 0 | FEC
AT | TYNDP2026 | NT | 2030 | TWh | 461 | Sub_sector | Households | Surplus Energy | Households | Energetic | GAP | Solids | EU | Energy demand | 0 | FEC
AT | TYNDP2026 | NT | 2030 | TWh | 462 | Sub_sector | Households | Surplus Energy | Households | Energetic | GAP | Liquids | EU | Energy demand | 0 | FEC
AT | TYNDP2026 | NT | 2030 | TWh | 463 | Sub_sector | Households | Surplus Energy | Households | Energetic | GAP | Others | EU | Energy demand | 0 | FEC
AT | TYNDP2026 | NT | 2030 | TWh | 464 | Sub_sector | Households | Surplus Energy | Households | Energetic | GAP | Ammonia | EU | Energy demand | 0 | FEC
AT | TYNDP2026 | NT | 2035 | TWh | 102 | Sub_sector | Industry | Aluminium | Industry (aluminium) | Energetic | industry_aluminium_demand_electricity_energetic | Electricity | EU | Energy demand | 0 | FEC
AT | TYNDP2026 | NT | 2035 | TWh | 103 | Sub_sector | Industry | Aluminium | Industry (aluminium) | Energetic | industry_aluminium_demand_hydrogen_energetic | Hydrogen | EU | Energy demand | 0 | FEC
AT | TYNDP2026 | NT | 2035 | TWh | 104 | Sub_sector | Industry | Aluminium | Industry (aluminium) | Energetic | industry_aluminium_demand_methane_energetic | Methane | EU | Energy demand | 0 | FEC
AT | TYNDP2026 | NT | 2035 | TWh | 105 | Sub_sector | Industry | Aluminium | Industry (aluminium) | Energetic | industry_aluminium_demand_heat_energetic | Heat | EU | Energy demand | 0 | FEC
AT | TYNDP2026 | NT | 2035 | TWh | 106 | Sub_sector | Industry | Aluminium | Industry (aluminium) | Energetic | industry_aluminium_demand_biomass_energetic | Biomass | EU | Energy demand | 0 | FEC
AT | TYNDP2026 | NT | 2035 | TWh | 107 | Sub_sector | Industry | Aluminium | Industry (aluminium) | Energetic | industry_aluminium_demand_coal_energetic | Solids | EU | Energy demand | 0 | FEC
AT | TYNDP2026 | NT | 2035 | TWh | 108 | Sub_sector | Industry | Aluminium | Industry (aluminium) | Energetic | industry_aluminium_demand_oil_energetic | Liquids | EU | Energy demand | 0 | FEC
AT | TYNDP2026 | NT | 2035 | TWh | 109 | Sub_sector | Industry | Aluminium | Industry (aluminium) | Energetic | industry_aluminium_demand_others_energetic | Others | EU | Energy demand | 0 | FEC
AT | TYNDP2026 | NT | 2035 | TWh | 110 | Sub_sector | Industry | Aluminium | Industry (aluminium) | Energetic | industry_ammonia_demand_others_energetic | Ammonia | EU | Energy demand | 0 | FEC
AT | TYNDP2026 | NT | 2035 | TWh | 112 | Sub_sector | Industry | Chemicals | Industry (chemicals, energetic) | Energetic | industry_chemical_demand_electricity_energetic | Electricity | EU | Energy demand | 4.1861 | FEC
AT | TYNDP2026 | NT | 2035 | TWh | 113 | Sub_sector | Industry | Chemicals | Industry (chemicals, energetic) | Energetic | industry_chemical_demand_hydrogen_energetic | Hydrogen | EU | Energy demand | 0 | FEC
AT | TYNDP2026 | NT | 2035 | TWh | 114 | Sub_sector | Industry | Chemicals | Industry (chemicals, energetic) | Energetic | industry_chemical_demand_methane_energetic | Methane | EU | Energy demand | 1.9772 | FEC
AT | TYNDP2026 | NT | 2035 | TWh | 115 | Sub_sector | Industry | Chemicals | Industry (chemicals, energetic) | Energetic | industry_chemical_demand_heat_energetic | Heat | EU | Energy demand | 1.0631 | FEC
AT | TYNDP2026 | NT | 2035 | TWh | 116 | Sub_sector | Industry | Chemicals | Industry (chemicals, energetic) | Energetic | industry_chemical_demand_biomass_energetic | Biomass | EU | Energy demand | 1.2711 | FEC
AT | TYNDP2026 | NT | 2035 | TWh | 117 | Sub_sector | Industry | Chemicals | Industry (chemicals, energetic) | Energetic | industry_chemical_demand_coal_energetic | Solids | EU | Energy demand | 0 | FEC
AT | TYNDP2026 | NT | 2035 | TWh | 118 | Sub_sector | Industry | Chemicals | Industry (chemicals, energetic) | Energetic | industry_chemical_demand_oil_energetic | Liquids | EU | Energy demand | 0.13922 | FEC
AT | TYNDP2026 | NT | 2035 | TWh | 119 | Sub_sector | Industry | Chemicals | Industry (chemicals, energetic) | Energetic | industry_chemical_demand_others_energetic | Others | EU | Energy demand | 0 | FEC
AT | TYNDP2026 | NT | 2035 | TWh | 120 | Sub_sector | Industry | Chemicals | Industry (chemicals, energetic) | Energetic | industry_chemical_demand_ammonia_energetic | Ammonia | EU | Energy demand | 0 | FEC
AT | TYNDP2026 | NT | 2035 | TWh | 122 | Sub_sector | Industry | Chemicals | Industry (chemicals, non-energetic) | Non-energetic | industry_chemical_demand_electricity_non_energetic | Electricity | EU | Energy demand | 0 | not_included_in_FEC
AT | TYNDP2026 | NT | 2035 | TWh | 123 | Sub_sector | Industry | Chemicals | Industry (chemicals, non-energetic) | Non-energetic | industry_chemical_demand_hydrogen_non_energetic | Hydrogen | EU | Energy demand | 0.66653 | not_included_in_FEC
AT | TYNDP2026 | NT | 2035 | TWh | 124 | Sub_sector | Industry | Chemicals | Industry (chemicals, non-energetic) | Non-energetic | industry_chemical_demand_methane_non_energetic | Methane | EU | Energy demand | 0 | not_included_in_FEC
AT | TYNDP2026 | NT | 2035 | TWh | 125 | Sub_sector | Industry | Chemicals | Industry (chemicals, non-energetic) | Non-energetic | industry_chemical_demand_heat_non_energetic | Heat | EU | Energy demand | 0 | not_included_in_FEC
AT | TYNDP2026 | NT | 2035 | TWh | 126 | Sub_sector | Industry | Chemicals | Industry (chemicals, non-energetic) | Non-energetic | industry_chemical_demand_biomass_non_energetic | Biomass | EU | Energy demand | 0 | not_included_in_FEC
AT | TYNDP2026 | NT | 2035 | TWh | 127 | Sub_sector | Industry | Chemicals | Industry (chemicals, non-energetic) | Non-energetic | industry_chemical_demand_coal_non_energetic | Solids | EU | Energy demand | 0 | not_included_in_FEC
AT | TYNDP2026 | NT | 2035 | TWh | 128 | Sub_sector | Industry | Chemicals | Industry (chemicals, non-energetic) | Non-energetic | industry_chemical_demand_oil_non_energetic | Liquids | EU | Energy demand | 12.6641 | not_included_in_FEC
AT | TYNDP2026 | NT | 2035 | TWh | 129 | Sub_sector | Industry | Chemicals | Industry (chemicals, non-energetic) | Non-energetic | industry_chemical_demand_others_non_energetic | Others | EU | Energy demand | 0 | not_included_in_FEC
AT | TYNDP2026 | NT | 2035 | TWh | 130 | Sub_sector | Industry | Chemicals | Industry (chemicals, non-energetic) | Non-energetic | industry_chemical_demand_ammonia_non_energetic | Ammonia | EU | Energy demand | 0 | not_included_in_FEC
AT | TYNDP2026 | NT | 2035 | TWh | 132 | Sub_sector | Industry | Fertilizers | Industry (fertilizers, energetic) | Energetic | industry_fertilizers_demand_electricity_energetic | Electricity | EU | Energy demand | 0.086831 | FEC
AT | TYNDP2026 | NT | 2035 | TWh | 133 | Sub_sector | Industry | Fertilizers | Industry (fertilizers, energetic) | Energetic | industry_fertilizers_demand_hydrogen_energetic | Hydrogen | EU | Energy demand | 0 | FEC
AT | TYNDP2026 | NT | 2035 | TWh | 134 | Sub_sector | Industry | Fertilizers | Industry (fertilizers, energetic) | Energetic | industry_fertilizers_demand_methane_energetic | Methane | EU | Energy demand | 0.29085 | FEC
AT | TYNDP2026 | NT | 2035 | TWh | 135 | Sub_sector | Industry | Fertilizers | Industry (fertilizers, energetic) | Energetic | industry_fertilizers_demand_heat_energetic | Heat | EU | Energy demand | 0.11219 | FEC
AT | TYNDP2026 | NT | 2035 | TWh | 136 | Sub_sector | Industry | Fertilizers | Industry (fertilizers, energetic) | Energetic | industry_fertilizers_demand_biomass_energetic | Biomass | EU | Energy demand | 0.46744 | FEC
AT | TYNDP2026 | NT | 2035 | TWh | 137 | Sub_sector | Industry | Fertilizers | Industry (fertilizers, energetic) | Energetic | industry_fertilizers_demand_coal_energetic | Solids | EU | Energy demand | 0 | FEC
AT | TYNDP2026 | NT | 2035 | TWh | 138 | Sub_sector | Industry | Fertilizers | Industry (fertilizers, energetic) | Energetic | industry_fertilizers_demand_oil_energetic | Liquids | EU | Energy demand | 0 | FEC
AT | TYNDP2026 | NT | 2035 | TWh | 139 | Sub_sector | Industry | Fertilizers | Industry (fertilizers, energetic) | Energetic | industry_fertilizers_demand_others_energetic | Others | EU | Energy demand | 0 | FEC
AT | TYNDP2026 | NT | 2035 | TWh | 140 | Sub_sector | Industry | Fertilizers | Industry (fertilizers, energetic) | Energetic | industry_fertilizers_demand_ammonia_energetic | Ammonia | EU | Energy demand | 0 | FEC
AT | TYNDP2026 | NT | 2035 | TWh | 142 | Sub_sector | Industry | Fertilizers | Industry (fertilizers, non-energetic) | Non-energetic | industry_fertilizers_demand_electricity_non_energetic | Electricity | EU | Energy demand | 0 | not_included_in_FEC
AT | TYNDP2026 | NT | 2035 | TWh | 143 | Sub_sector | Industry | Fertilizers | Industry (fertilizers, non-energetic) | Non-energetic | industry_fertilizers_demand_hydrogen_non_energetic | Hydrogen | EU | Energy demand | 0 | not_included_in_FEC
AT | TYNDP2026 | NT | 2035 | TWh | 144 | Sub_sector | Industry | Fertilizers | Industry (fertilizers, non-energetic) | Non-energetic | industry_fertilizers_demand_methane_non_energetic | Methane | EU | Energy demand | 1.8495 | not_included_in_FEC
AT | TYNDP2026 | NT | 2035 | TWh | 145 | Sub_sector | Industry | Fertilizers | Industry (fertilizers, non-energetic) | Non-energetic | industry_fertilizers_demand_heat_non_energetic | Heat | EU | Energy demand | 0 | not_included_in_FEC
AT | TYNDP2026 | NT | 2035 | TWh | 146 | Sub_sector | Industry | Fertilizers | Industry (fertilizers, non-energetic) | Non-energetic | industry_fertilizers_demand_biomass_non_energetic | Biomass | EU | Energy demand | 0 | not_included_in_FEC
AT | TYNDP2026 | NT | 2035 | TWh | 147 | Sub_sector | Industry | Fertilizers | Industry (fertilizers, non-energetic) | Non-energetic | industry_fertilizers_demand_coal_non_energetic | Solids | EU | Energy demand | 0 | not_included_in_FEC
AT | TYNDP2026 | NT | 2035 | TWh | 148 | Sub_sector | Industry | Fertilizers | Industry (fertilizers, non-energetic) | Non-energetic | industry_fertilizers_demand_oil_non_energetic | Liquids | EU | Energy demand | 0 | not_included_in_FEC
AT | TYNDP2026 | NT | 2035 | TWh | 149 | Sub_sector | Industry | Fertilizers | Industry (fertilizers, non-energetic) | Non-energetic | industry_fertilizers_demand_others_non_energetic | Others | EU | Energy demand | 0 | not_included_in_FEC
AT | TYNDP2026 | NT | 2035 | TWh | 150 | Sub_sector | Industry | Fertilizers | Industry (fertilizers, non-energetic) | Non-energetic | industry_fertilizers_demand_ammonia_non_energetic | Ammonia | EU | Energy demand | 0 | not_included_in_FEC
AT | TYNDP2026 | NT | 2035 | TWh | 152 | Sub_sector | Industry | Food | Industry (food) | Energetic | industry_food_demand_electricity_energetic | Electricity | EU | Energy demand | 3.134 | FEC
AT | TYNDP2026 | NT | 2035 | TWh | 153 | Sub_sector | Industry | Food | Industry (food) | Energetic | industry_food_demand_hydrogen_energetic | Hydrogen | EU | Energy demand | 0 | FEC
AT | TYNDP2026 | NT | 2035 | TWh | 154 | Sub_sector | Industry | Food | Industry (food) | Energetic | industry_food_demand_methane_energetic | Methane | EU | Energy demand | 2.0008 | FEC
AT | TYNDP2026 | NT | 2035 | TWh | 155 | Sub_sector | Industry | Food | Industry (food) | Energetic | industry_food_demand_heat_energetic | Heat | EU | Energy demand | 0.18007 | FEC
AT | TYNDP2026 | NT | 2035 | TWh | 156 | Sub_sector | Industry | Food | Industry (food) | Energetic | industry_food_demand_biomass_energetic | Biomass | EU | Energy demand | 0.45017 | FEC
AT | TYNDP2026 | NT | 2035 | TWh | 157 | Sub_sector | Industry | Food | Industry (food) | Energetic | industry_food_demand_coal_energetic | Solids | EU | Energy demand | 0 | FEC
AT | TYNDP2026 | NT | 2035 | TWh | 158 | Sub_sector | Industry | Food | Industry (food) | Energetic | industry_food_demand_oil_energetic | Liquids | EU | Energy demand | 0.04339 | FEC
AT | TYNDP2026 | NT | 2035 | TWh | 159 | Sub_sector | Industry | Food | Industry (food) | Energetic | industry_food_demand_others_energetic | Others | EU | Energy demand | 0 | FEC
AT | TYNDP2026 | NT | 2035 | TWh | 160 | Sub_sector | Industry | Food | Industry (food) | Energetic | industry_food_demand_ammonia_energetic | Ammonia | EU | Energy demand | 0 | FEC
AT | TYNDP2026 | NT | 2035 | TWh | 162 | Sub_sector | Industry | Metals | Industry (metal) | Energetic | industry_metal_demand_electricity_energetic | Electricity | EU | Energy demand | 1.0693 | FEC
AT | TYNDP2026 | NT | 2035 | TWh | 163 | Sub_sector | Industry | Metals | Industry (metal) | Energetic | industry_metal_demand_hydrogen_energetic | Hydrogen | EU | Energy demand | 0 | FEC
AT | TYNDP2026 | NT | 2035 | TWh | 164 | Sub_sector | Industry | Metals | Industry (metal) | Energetic | industry_metal_demand_methane_energetic | Methane | EU | Energy demand | 1.3931 | FEC
AT | TYNDP2026 | NT | 2035 | TWh | 165 | Sub_sector | Industry | Metals | Industry (metal) | Energetic | industry_metal_demand_heat_energetic | Heat | EU | Energy demand | 0.026602 | FEC
AT | TYNDP2026 | NT | 2035 | TWh | 166 | Sub_sector | Industry | Metals | Industry (metal) | Energetic | industry_metal_demand_biomass_energetic | Biomass | EU | Energy demand | 0 | FEC
AT | TYNDP2026 | NT | 2035 | TWh | 167 | Sub_sector | Industry | Metals | Industry (metal) | Energetic | industry_metal_demand_coal_energetic | Solids | EU | Energy demand | 0 | FEC
AT | TYNDP2026 | NT | 2035 | TWh | 168 | Sub_sector | Industry | Metals | Industry (metal) | Energetic | industry_metal_demand_oil_energetic | Liquids | EU | Energy demand | 0.034214 | FEC
AT | TYNDP2026 | NT | 2035 | TWh | 169 | Sub_sector | Industry | Metals | Industry (metal) | Energetic | industry_metal_demand_others_energetic | Others | EU | Energy demand | 0 | FEC
AT | TYNDP2026 | NT | 2035 | TWh | 170 | Sub_sector | Industry | Metals | Industry (metal) | Energetic | industry_metal_demand_ammonia_energetic | Ammonia | EU | Energy demand | 0 | FEC
AT | TYNDP2026 | NT | 2035 | TWh | 172 | Sub_sector | Industry | Others | Industry (other, energetic) | Energetic | industry_other_demand_electricity_energetic | Electricity | EU | Energy demand | 13.9663 | FEC
AT | TYNDP2026 | NT | 2035 | TWh | 173 | Sub_sector | Industry | Others | Industry (other, energetic) | Energetic | industry_other_demand_hydrogen_energetic | Hydrogen | EU | Energy demand | 0 | FEC
AT | TYNDP2026 | NT | 2035 | TWh | 174 | Sub_sector | Industry | Others | Industry (other, energetic) | Energetic | industry_other_demand_methane_energetic | Methane | EU | Energy demand | 0 | FEC
AT | TYNDP2026 | NT | 2035 | TWh | 175 | Sub_sector | Industry | Others | Industry (other, energetic) | Energetic | industry_other_demand_heat_energetic | Heat | EU | Energy demand | 3.5269 | FEC
AT | TYNDP2026 | NT | 2035 | TWh | 176 | Sub_sector | Industry | Others | Industry (other, energetic) | Energetic | industry_other_demand_biomass_energetic | Biomass | EU | Energy demand | 10.5806 | FEC
AT | TYNDP2026 | NT | 2035 | TWh | 177 | Sub_sector | Industry | Others | Industry (other, energetic) | Energetic | industry_other_demand_coal_energetic | Solids | EU | Energy demand | 0 | FEC
AT | TYNDP2026 | NT | 2035 | TWh | 178 | Sub_sector | Industry | Others | Industry (other, energetic) | Energetic | industry_other_demand_oil_energetic | Liquids | EU | Energy demand | 0.14107 | FEC
AT | TYNDP2026 | NT | 2035 | TWh | 179 | Sub_sector | Industry | Others | Industry (other, energetic) | Energetic | industry_other_demand_others_energetic | Others | EU | Energy demand | 0 | FEC
AT | TYNDP2026 | NT | 2035 | TWh | 180 | Sub_sector | Industry | Others | Industry (other, energetic) | Energetic | industry_other_demand_ammonia_energetic | Ammonia | EU | Energy demand | 0 | FEC
AT | TYNDP2026 | NT | 2035 | TWh | 182 | Sub_sector | Industry | Others | Industry (other, non-energetic) | Non-energetic | industry_other_demand_electricity_non_energetic | Electricity | EU | Energy demand | 0 | not_included_in_FEC
AT | TYNDP2026 | NT | 2035 | TWh | 183 | Sub_sector | Industry | Others | Industry (other, non-energetic) | Non-energetic | industry_other_demand_hydrogen_non_energetic | Hydrogen | EU | Energy demand | 1.33 | not_included_in_FEC
AT | TYNDP2026 | NT | 2035 | TWh | 184 | Sub_sector | Industry | Others | Industry (other, non-energetic) | Non-energetic | industry_other_demand_methane_non_energetic | Methane | EU | Energy demand | 0 | not_included_in_FEC
AT | TYNDP2026 | NT | 2035 | TWh | 185 | Sub_sector | Industry | Others | Industry (other, non-energetic) | Non-energetic | industry_other_demand_heat_non_energetic | Heat | EU | Energy demand | 0 | not_included_in_FEC
AT | TYNDP2026 | NT | 2035 | TWh | 186 | Sub_sector | Industry | Others | Industry (other, non-energetic) | Non-energetic | industry_other_demand_biomass_non_energetic | Biomass | EU | Energy demand | 0 | not_included_in_FEC
AT | TYNDP2026 | NT | 2035 | TWh | 187 | Sub_sector | Industry | Others | Industry (other, non-energetic) | Non-energetic | industry_other_demand_coal_non_energetic | Solids | EU | Energy demand | 0 | not_included_in_FEC
AT | TYNDP2026 | NT | 2035 | TWh | 188 | Sub_sector | Industry | Others | Industry (other, non-energetic) | Non-energetic | industry_other_demand_oil_non_energetic | Liquids | EU | Energy demand | 4.2118 | not_included_in_FEC
AT | TYNDP2026 | NT | 2035 | TWh | 189 | Sub_sector | Industry | Others | Industry (other, non-energetic) | Non-energetic | industry_other_demand_others_non_energetic | Others | EU | Energy demand | 0 | not_included_in_FEC
AT | TYNDP2026 | NT | 2035 | TWh | 190 | Sub_sector | Industry | Others | Industry (other, non-energetic) | Non-energetic | industry_other_demand_ammonia_non_energetic | Ammonia | EU | Energy demand | 0 | not_included_in_FEC
AT | TYNDP2026 | NT | 2035 | TWh | 192 | Sub_sector | Industry | Paper | Industry (paper) | Energetic | industry_paper_demand_electricity_energetic | Electricity | EU | Energy demand | 6.27 | FEC
AT | TYNDP2026 | NT | 2035 | TWh | 193 | Sub_sector | Industry | Paper | Industry (paper) | Energetic | industry_paper_demand_hydrogen_energetic | Hydrogen | EU | Energy demand | 0 | FEC
AT | TYNDP2026 | NT | 2035 | TWh | 194 | Sub_sector | Industry | Paper | Industry (paper) | Energetic | industry_paper_demand_methane_energetic | Methane | EU | Energy demand | 3.5578 | FEC
AT | TYNDP2026 | NT | 2035 | TWh | 195 | Sub_sector | Industry | Paper | Industry (paper) | Energetic | industry_paper_demand_heat_energetic | Heat | EU | Energy demand | 0.69609 | FEC
AT | TYNDP2026 | NT | 2035 | TWh | 196 | Sub_sector | Industry | Paper | Industry (paper) | Energetic | industry_paper_demand_biomass_energetic | Biomass | EU | Energy demand | 9.9192 | FEC
AT | TYNDP2026 | NT | 2035 | TWh | 197 | Sub_sector | Industry | Paper | Industry (paper) | Energetic | industry_paper_demand_coal_energetic | Solids | EU | Energy demand | 0 | FEC
AT | TYNDP2026 | NT | 2035 | TWh | 198 | Sub_sector | Industry | Paper | Industry (paper) | Energetic | industry_paper_demand_oil_energetic | Liquids | EU | Energy demand | 0.33546 | FEC
AT | TYNDP2026 | NT | 2035 | TWh | 199 | Sub_sector | Industry | Paper | Industry (paper) | Energetic | industry_paper_demand_others_energetic | Others | EU | Energy demand | 0 | FEC
AT | TYNDP2026 | NT | 2035 | TWh | 200 | Sub_sector | Industry | Paper | Industry (paper) | Energetic | industry_paper_demand_ammonia_energetic | Ammonia | EU | Energy demand | 0 | FEC
AT | TYNDP2026 | NT | 2035 | TWh | 202 | Sub_sector | Industry | Refineries | Industry (refineries, energetic) | Energetic | industry_refinery_demand_electricity_energetic | Electricity | EU | Energy demand | 0.26567 | not_included_in_FEC
AT | TYNDP2026 | NT | 2035 | TWh | 203 | Sub_sector | Industry | Refineries | Industry (refineries, energetic) | Energetic | industry_refinery_demand_hydrogen_energetic | Hydrogen | EU | Energy demand | 0 | not_included_in_FEC
AT | TYNDP2026 | NT | 2035 | TWh | 204 | Sub_sector | Industry | Refineries | Industry (refineries, energetic) | Energetic | industry_refinery_demand_methane_energetic | Methane | EU | Energy demand | 0.35619 | not_included_in_FEC
AT | TYNDP2026 | NT | 2035 | TWh | 205 | Sub_sector | Industry | Refineries | Industry (refineries, energetic) | Energetic | industry_refinery_demand_heat_energetic | Heat | EU | Energy demand | 0.20907 | not_included_in_FEC
AT | TYNDP2026 | NT | 2035 | TWh | 206 | Sub_sector | Industry | Refineries | Industry (refineries, energetic) | Energetic | industry_refinery_demand_biomass_energetic | Biomass | EU | Energy demand | 0.77529 | not_included_in_FEC
AT | TYNDP2026 | NT | 2035 | TWh | 207 | Sub_sector | Industry | Refineries | Industry (refineries, energetic) | Energetic | industry_refinery_demand_coal_energetic | Solids | EU | Energy demand | 0 | not_included_in_FEC
AT | TYNDP2026 | NT | 2035 | TWh | 208 | Sub_sector | Industry | Refineries | Industry (refineries, energetic) | Energetic | industry_refinery_demand_oil_energetic | Liquids | EU | Energy demand | 0.29387 | not_included_in_FEC
AT | TYNDP2026 | NT | 2035 | TWh | 209 | Sub_sector | Industry | Refineries | Industry (refineries, energetic) | Energetic | industry_refinery_demand_others_energetic | Others | EU | Energy demand | 0 | not_included_in_FEC
AT | TYNDP2026 | NT | 2035 | TWh | 210 | Sub_sector | Industry | Refineries | Industry (refineries, energetic) | Energetic | industry_refinery_demand_ammonia_energetic | Ammonia | EU | Energy demand | 0 | not_included_in_FEC
AT | TYNDP2026 | NT | 2035 | TWh | 212 | Sub_sector | Industry | Refineries | Industry (refineries, non-energetic) | Non-energetic | industry_refinery_demand_electricity_non_energetic | Electricity | EU | Energy demand | 0 | not_included_in_FEC
AT | TYNDP2026 | NT | 2035 | TWh | 213 | Sub_sector | Industry | Refineries | Industry (refineries, non-energetic) | Non-energetic | industry_refinery_demand_hydrogen_non_energetic | Hydrogen | EU | Energy demand | 0 | not_included_in_FEC
AT | TYNDP2026 | NT | 2035 | TWh | 214 | Sub_sector | Industry | Refineries | Industry (refineries, non-energetic) | Non-energetic | industry_refinery_demand_methane_non_energetic | Methane | EU | Energy demand | 0 | not_included_in_FEC
AT | TYNDP2026 | NT | 2035 | TWh | 215 | Sub_sector | Industry | Refineries | Industry (refineries, non-energetic) | Non-energetic | industry_refinery_demand_heat_non_energetic | Heat | EU | Energy demand | 0 | not_included_in_FEC
AT | TYNDP2026 | NT | 2035 | TWh | 216 | Sub_sector | Industry | Refineries | Industry (refineries, non-energetic) | Non-energetic | industry_refinery_demand_biomass_non_energetic | Biomass | EU | Energy demand | 0 | not_included_in_FEC
AT | TYNDP2026 | NT | 2035 | TWh | 217 | Sub_sector | Industry | Refineries | Industry (refineries, non-energetic) | Non-energetic | industry_refinery_demand_coal_non_energetic | Solids | EU | Energy demand | 0 | not_included_in_FEC
AT | TYNDP2026 | NT | 2035 | TWh | 218 | Sub_sector | Industry | Refineries | Industry (refineries, non-energetic) | Non-energetic | industry_refinery_demand_oil_non_energetic | Liquids | EU | Energy demand | 0 | not_included_in_FEC
AT | TYNDP2026 | NT | 2035 | TWh | 219 | Sub_sector | Industry | Refineries | Industry (refineries, non-energetic) | Non-energetic | industry_refinery_demand_others_non_energetic | Others | EU | Energy demand | 0 | not_included_in_FEC
AT | TYNDP2026 | NT | 2035 | TWh | 220 | Sub_sector | Industry | Refineries | Industry (refineries, non-energetic) | Non-energetic | industry_refinery_demand_ammonia_non_energetic | Ammonia | EU | Energy demand | 0 | not_included_in_FEC
AT | TYNDP2026 | NT | 2035 | TWh | 222 | Sub_sector | Industry | Steel | Industry (steel) | Energetic | industry_steel_demand_electricity_energetic | Electricity | EU | Energy demand | 4.9368 | FEC
AT | TYNDP2026 | NT | 2035 | TWh | 223 | Sub_sector | Industry | Steel | Industry (steel) | Energetic | industry_steel_demand_hydrogen_energetic | Hydrogen | EU | Energy demand | 2.5293 | FEC
AT | TYNDP2026 | NT | 2035 | TWh | 224 | Sub_sector | Industry | Steel | Industry (steel) | Energetic | industry_steel_demand_methane_energetic | Methane | EU | Energy demand | 8.988 | FEC
AT | TYNDP2026 | NT | 2035 | TWh | 225 | Sub_sector | Industry | Steel | Industry (steel) | Energetic | industry_steel_demand_heat_energetic | Heat | EU | Energy demand | 0.023498 | FEC
AT | TYNDP2026 | NT | 2035 | TWh | 226 | Sub_sector | Industry | Steel | Industry (steel) | Energetic | industry_steel_demand_biomass_energetic | Biomass | EU | Energy demand | 0.0008612 | FEC
AT | TYNDP2026 | NT | 2035 | TWh | 227 | Sub_sector | Industry | Steel | Industry (steel) | Energetic | industry_steel_demand_coal_energetic | Solids | EU | Energy demand | 2.5105 | FEC
AT | TYNDP2026 | NT | 2035 | TWh | 228 | Sub_sector | Industry | Steel | Industry (steel) | Energetic | industry_steel_demand_oil_energetic | Liquids | EU | Energy demand | 0.006402 | FEC
AT | TYNDP2026 | NT | 2035 | TWh | 229 | Sub_sector | Industry | Steel | Industry (steel) | Energetic | industry_steel_demand_others_energetic | Others | EU | Energy demand | 0 | FEC
AT | TYNDP2026 | NT | 2035 | TWh | 230 | Sub_sector | Industry | Steel | Industry (steel) | Energetic | industry_steel_demand_ammonia_energetic | Ammonia | EU | Energy demand | 0 | FEC
AT | TYNDP2026 | NT | 2035 | TWh | 232 | Sub_sector | Transport | Cars | Transport (cars) | Energetic | transport_cars_final_demand_electricity | Electricity | EU | Energy demand | 9.173 | FEC
AT | TYNDP2026 | NT | 2035 | TWh | 233 | Sub_sector | Transport | Cars | Transport (cars) | Energetic | transport_cars_final_demand_hydrogen | Hydrogen | EU | Energy demand | 0.54236 | FEC
AT | TYNDP2026 | NT | 2035 | TWh | 234 | Sub_sector | Transport | Cars | Transport (cars) | Energetic | transport_cars_final_demand_methane | Methane | EU | Energy demand | 5.7191 | FEC
AT | TYNDP2026 | NT | 2035 | TWh | 235 | Sub_sector | Transport | Cars | Transport (cars) | Energetic | transport_cars_final_demand_heat | Heat | EU | Energy demand | 0 | FEC
AT | TYNDP2026 | NT | 2035 | TWh | 236 | Sub_sector | Transport | Cars | Transport (cars) | Energetic | transport_cars_final_demand_biomass | Biomass | EU | Energy demand | 0 | FEC
AT | TYNDP2026 | NT | 2035 | TWh | 237 | Sub_sector | Transport | Cars | Transport (cars) | Energetic | transport_cars_final_demand_coal | Solids | EU | Energy demand | 0 | FEC
AT | TYNDP2026 | NT | 2035 | TWh | 238 | Sub_sector | Transport | Cars | Transport (cars) | Energetic | transport_cars_final_demand_oil | Liquids | EU | Energy demand | 19.3086 | FEC
AT | TYNDP2026 | NT | 2035 | TWh | 239 | Sub_sector | Transport | Cars | Transport (cars) | Energetic | transport_cars_final_demand_other | Others | EU | Energy demand | 0 | FEC
AT | TYNDP2026 | NT | 2035 | TWh | 240 | Sub_sector | Transport | Cars | Transport (cars) | Energetic | transport_cars_final_demand_ammonia | Ammonia | EU | Energy demand | 0 | FEC
AT | TYNDP2026 | NT | 2035 | TWh | 242 | Sub_sector | Transport | Busses | Transport (busses) | Energetic | transport_busses_final_demand_electricity | Electricity | EU | Energy demand | 1.076 | FEC
AT | TYNDP2026 | NT | 2035 | TWh | 243 | Sub_sector | Transport | Busses | Transport (busses) | Energetic | transport_busses_final_demand_hydrogen | Hydrogen | EU | Energy demand | 0.1076 | FEC
AT | TYNDP2026 | NT | 2035 | TWh | 244 | Sub_sector | Transport | Busses | Transport (busses) | Energetic | transport_busses_final_demand_methane | Methane | EU | Energy demand | 0.10865 | FEC
AT | TYNDP2026 | NT | 2035 | TWh | 245 | Sub_sector | Transport | Busses | Transport (busses) | Energetic | transport_busses_final_demand_heat | Heat | EU | Energy demand | 0 | FEC
AT | TYNDP2026 | NT | 2035 | TWh | 246 | Sub_sector | Transport | Busses | Transport (busses) | Energetic | transport_busses_final_demand_biomass | Biomass | EU | Energy demand | 0 | FEC
AT | TYNDP2026 | NT | 2035 | TWh | 247 | Sub_sector | Transport | Busses | Transport (busses) | Energetic | transport_busses_final_demand_coal | Solids | EU | Energy demand | 0 | FEC
AT | TYNDP2026 | NT | 2035 | TWh | 248 | Sub_sector | Transport | Busses | Transport (busses) | Energetic | transport_busses_final_demand_oil | Liquids | EU | Energy demand | 1.3279 | FEC
AT | TYNDP2026 | NT | 2035 | TWh | 249 | Sub_sector | Transport | Busses | Transport (busses) | Energetic | transport_busses_final_demand_other | Others | EU | Energy demand | 0 | FEC
AT | TYNDP2026 | NT | 2035 | TWh | 250 | Sub_sector | Transport | Busses | Transport (busses) | Energetic | transport_busses_final_demand_ammonia | Ammonia | EU | Energy demand | 0 | FEC
AT | TYNDP2026 | NT | 2035 | TWh | 252 | Sub_sector | Transport | Trucks | Transport (trucks) | Energetic | transport_trucks_final_demand_electricity | Electricity | EU | Energy demand | 3.2115 | FEC
AT | TYNDP2026 | NT | 2035 | TWh | 253 | Sub_sector | Transport | Trucks | Transport (trucks) | Energetic | transport_trucks_final_demand_hydrogen | Hydrogen | EU | Energy demand | 1.578 | FEC
AT | TYNDP2026 | NT | 2035 | TWh | 254 | Sub_sector | Transport | Trucks | Transport (trucks) | Energetic | transport_trucks_final_demand_methane | Methane | EU | Energy demand | 0 | FEC
AT | TYNDP2026 | NT | 2035 | TWh | 255 | Sub_sector | Transport | Trucks | Transport (trucks) | Energetic | transport_trucks_final_demand_heat | Heat | EU | Energy demand | 0 | FEC
AT | TYNDP2026 | NT | 2035 | TWh | 256 | Sub_sector | Transport | Trucks | Transport (trucks) | Energetic | transport_trucks_final_demand_biomass | Biomass | EU | Energy demand | 0 | FEC
AT | TYNDP2026 | NT | 2035 | TWh | 257 | Sub_sector | Transport | Trucks | Transport (trucks) | Energetic | transport_trucks_final_demand_coal | Solids | EU | Energy demand | 0 | FEC
AT | TYNDP2026 | NT | 2035 | TWh | 258 | Sub_sector | Transport | Trucks | Transport (trucks) | Energetic | transport_trucks_final_demand_oil | Liquids | EU | Energy demand | 17.1252 | FEC
AT | TYNDP2026 | NT | 2035 | TWh | 259 | Sub_sector | Transport | Trucks | Transport (trucks) | Energetic | transport_trucks_final_demand_other | Others | EU | Energy demand | 0 | FEC
AT | TYNDP2026 | NT | 2035 | TWh | 260 | Sub_sector | Transport | Trucks | Transport (trucks) | Energetic | transport_trucks_final_demand_ammonia | Ammonia | EU | Energy demand | 0 | FEC
AT | TYNDP2026 | NT | 2035 | TWh | 262 | Sub_sector | Transport | Vans | Transport (vans) | Energetic | transport_vans_final_demand_electricity | Electricity | EU | Energy demand | 0.63937 | FEC
AT | TYNDP2026 | NT | 2035 | TWh | 263 | Sub_sector | Transport | Vans | Transport (vans) | Energetic | transport_vans_final_demand_hydrogen | Hydrogen | EU | Energy demand | 0 | FEC
AT | TYNDP2026 | NT | 2035 | TWh | 264 | Sub_sector | Transport | Vans | Transport (vans) | Energetic | transport_vans_final_demand_methane | Methane | EU | Energy demand | 0 | FEC
AT | TYNDP2026 | NT | 2035 | TWh | 265 | Sub_sector | Transport | Vans | Transport (vans) | Energetic | transport_vans_final_demand_heat | Heat | EU | Energy demand | 0 | FEC
AT | TYNDP2026 | NT | 2035 | TWh | 266 | Sub_sector | Transport | Vans | Transport (vans) | Energetic | transport_vans_final_demand_biomass | Biomass | EU | Energy demand | 0 | FEC
AT | TYNDP2026 | NT | 2035 | TWh | 267 | Sub_sector | Transport | Vans | Transport (vans) | Energetic | transport_vans_final_demand_coal | Solids | EU | Energy demand | 0 | FEC
AT | TYNDP2026 | NT | 2035 | TWh | 268 | Sub_sector | Transport | Vans | Transport (vans) | Energetic | transport_vans_final_demand_oil | Liquids | EU | Energy demand | 2.5362 | FEC
AT | TYNDP2026 | NT | 2035 | TWh | 269 | Sub_sector | Transport | Vans | Transport (vans) | Energetic | transport_vans_final_demand_other | Others | EU | Energy demand | 0 | FEC
AT | TYNDP2026 | NT | 2035 | TWh | 270 | Sub_sector | Transport | Vans | Transport (vans) | Energetic | transport_vans_final_demand_ammonia | Ammonia | EU | Energy demand | 0 | FEC
AT | TYNDP2026 | NT | 2035 | TWh | 272 | Sub_sector | Transport | Freight trains | Transport (trains) | Energetic | transport_trains_final_demand_electricity | Electricity | EU | Energy demand | 4.6922 | FEC
AT | TYNDP2026 | NT | 2035 | TWh | 273 | Sub_sector | Transport | Freight trains | Transport (trains) | Energetic | transport_trains_final_demand_hydrogen | Hydrogen | EU | Energy demand | 0 | FEC
AT | TYNDP2026 | NT | 2035 | TWh | 274 | Sub_sector | Transport | Freight trains | Transport (trains) | Energetic | transport_trains_final_demand_methane | Methane | EU | Energy demand | 0 | FEC
AT | TYNDP2026 | NT | 2035 | TWh | 275 | Sub_sector | Transport | Freight trains | Transport (trains) | Energetic | transport_trains_final_demand_heat | Heat | EU | Energy demand | 0 | FEC
AT | TYNDP2026 | NT | 2035 | TWh | 276 | Sub_sector | Transport | Freight trains | Transport (trains) | Energetic | transport_trains_final_demand_biomass | Biomass | EU | Energy demand | 0 | FEC
AT | TYNDP2026 | NT | 2035 | TWh | 277 | Sub_sector | Transport | Freight trains | Transport (trains) | Energetic | transport_trains_final_demand_coal | Solids | EU | Energy demand | 0.0021781 | FEC
AT | TYNDP2026 | NT | 2035 | TWh | 278 | Sub_sector | Transport | Freight trains | Transport (trains) | Energetic | transport_trains_final_demand_oil | Liquids | EU | Energy demand | 0.36684 | FEC
AT | TYNDP2026 | NT | 2035 | TWh | 279 | Sub_sector | Transport | Freight trains | Transport (trains) | Energetic | transport_trains_final_demand_other | Others | EU | Energy demand | 0 | FEC
AT | TYNDP2026 | NT | 2035 | TWh | 280 | Sub_sector | Transport | Freight trains | Transport (trains) | Energetic | transport_trains_final_demand_ammonia | Ammonia | EU | Energy demand | 0 | FEC
AT | TYNDP2026 | NT | 2035 | TWh | 282 | Sub_sector | Transport | Ships | Transport (ships) | Energetic | transport_ships_final_demand_electricity | Electricity | EU | Energy demand | 0 | FEC
AT | TYNDP2026 | NT | 2035 | TWh | 283 | Sub_sector | Transport | Ships | Transport (ships) | Energetic | transport_ships_final_demand_hydrogen | Hydrogen | EU | Energy demand | 0 | FEC
AT | TYNDP2026 | NT | 2035 | TWh | 284 | Sub_sector | Transport | Ships | Transport (ships) | Energetic | transport_ships_final_demand_methane | Methane | EU | Energy demand | 0 | FEC
AT | TYNDP2026 | NT | 2035 | TWh | 285 | Sub_sector | Transport | Ships | Transport (ships) | Energetic | transport_ships_final_demand_heat | Heat | EU | Energy demand | 0 | FEC
AT | TYNDP2026 | NT | 2035 | TWh | 286 | Sub_sector | Transport | Ships | Transport (ships) | Energetic | transport_ships_final_demand_biomass | Biomass | EU | Energy demand | 0 | FEC
AT | TYNDP2026 | NT | 2035 | TWh | 287 | Sub_sector | Transport | Ships | Transport (ships) | Energetic | transport_ships_final_demand_coal | Solids | EU | Energy demand | 0 | FEC
AT | TYNDP2026 | NT | 2035 | TWh | 288 | Sub_sector | Transport | Ships | Transport (ships) | Energetic | transport_ships_final_demand_oil | Liquids | EU | Energy demand | 0.29209 | FEC
AT | TYNDP2026 | NT | 2035 | TWh | 289 | Sub_sector | Transport | Ships | Transport (ships) | Energetic | transport_ships_final_demand_other | Others | EU | Energy demand | 0 | FEC
AT | TYNDP2026 | NT | 2035 | TWh | 290 | Sub_sector | Transport | Ships | Transport (ships) | Energetic | transport_ships_final_demand_ammonia | Ammonia | EU | Energy demand | 0 | FEC
AT | TYNDP2026 | NT | 2035 | TWh | 292 | Sub_sector | Transport | Planes | Transport (planes) | Energetic | transport_planes_final_demand_electricity | Electricity | EU | Energy demand | 0 | FEC
AT | TYNDP2026 | NT | 2035 | TWh | 293 | Sub_sector | Transport | Planes | Transport (planes) | Energetic | transport_planes_final_demand_hydrogen | Hydrogen | EU | Energy demand | 0 | FEC
AT | TYNDP2026 | NT | 2035 | TWh | 294 | Sub_sector | Transport | Planes | Transport (planes) | Energetic | transport_planes_final_demand_methane | Methane | EU | Energy demand | 0 | FEC
AT | TYNDP2026 | NT | 2035 | TWh | 295 | Sub_sector | Transport | Planes | Transport (planes) | Energetic | transport_planes_final_demand_heat | Heat | EU | Energy demand | 0 | FEC
AT | TYNDP2026 | NT | 2035 | TWh | 296 | Sub_sector | Transport | Planes | Transport (planes) | Energetic | transport_planes_final_demand_biomass | Biomass | EU | Energy demand | 0 | FEC
AT | TYNDP2026 | NT | 2035 | TWh | 297 | Sub_sector | Transport | Planes | Transport (planes) | Energetic | transport_planes_final_demand_coal | Solids | EU | Energy demand | 0 | FEC
AT | TYNDP2026 | NT | 2035 | TWh | 298 | Sub_sector | Transport | Planes | Transport (planes) | Energetic | transport_planes_final_demand_oil | Liquids | EU | Energy demand | 0 | FEC
AT | TYNDP2026 | NT | 2035 | TWh | 299 | Sub_sector | Transport | Planes | Transport (planes) | Energetic | transport_planes_final_demand_other | Others | EU | Energy demand | 0 | FEC
AT | TYNDP2026 | NT | 2035 | TWh | 300 | Sub_sector | Transport | Planes | Transport (planes) | Energetic | transport_planes_final_demand_ammonia | Ammonia | EU | Energy demand | 0 | FEC
AT | TYNDP2026 | NT | 2035 | TWh | 302 | Sub_sector | Transport | Others | Transport (others) | Energetic | transport_other_final_demand_electricity | Electricity | EU | Energy demand | 0.013034 | FEC
AT | TYNDP2026 | NT | 2035 | TWh | 303 | Sub_sector | Transport | Others | Transport (others) | Energetic | transport_other_final_demand_hydrogen | Hydrogen | EU | Energy demand | 0 | FEC
AT | TYNDP2026 | NT | 2035 | TWh | 304 | Sub_sector | Transport | Others | Transport (others) | Energetic | transport_other_final_demand_methane | Methane | EU | Energy demand | 0 | FEC
AT | TYNDP2026 | NT | 2035 | TWh | 305 | Sub_sector | Transport | Others | Transport (others) | Energetic | transport_other_final_demand_heat | Heat | EU | Energy demand | 0 | FEC
AT | TYNDP2026 | NT | 2035 | TWh | 306 | Sub_sector | Transport | Others | Transport (others) | Energetic | transport_other_final_demand_biomass | Biomass | EU | Energy demand | 0 | FEC
AT | TYNDP2026 | NT | 2035 | TWh | 307 | Sub_sector | Transport | Others | Transport (others) | Energetic | transport_other_final_demand_coal | Solids | EU | Energy demand | 0 | FEC
AT | TYNDP2026 | NT | 2035 | TWh | 308 | Sub_sector | Transport | Others | Transport (others) | Energetic | transport_other_final_demand_oil | Liquids | EU | Energy demand | 1.7422 | FEC
AT | TYNDP2026 | NT | 2035 | TWh | 309 | Sub_sector | Transport | Others | Transport (others) | Energetic | transport_other_final_demand_other | Others | EU | Energy demand | 0 | FEC
AT | TYNDP2026 | NT | 2035 | TWh | 310 | Sub_sector | Transport | Others | Transport (others) | Energetic | transport_other_final_demand_ammonia | Ammonia | EU | Energy demand | 0 | FEC
AT | TYNDP2026 | NT | 2035 | TWh | 312 | Sub_sector | International transport | International aviation | Transport (int. aviation) | Energetic | transport_int_aviation_final_demand_electricity | Electricity | EU | Energy demand | 0 | FEC
AT | TYNDP2026 | NT | 2035 | TWh | 313 | Sub_sector | International transport | International aviation | Transport (int. aviation) | Energetic | transport_int_aviation_final_demand_hydrogen | Hydrogen | EU | Energy demand | 0 | FEC
AT | TYNDP2026 | NT | 2035 | TWh | 314 | Sub_sector | International transport | International aviation | Transport (int. aviation) | Energetic | transport_int_aviation_final_demand_methane | Methane | EU | Energy demand | 0 | FEC
AT | TYNDP2026 | NT | 2035 | TWh | 315 | Sub_sector | International transport | International aviation | Transport (int. aviation) | Energetic | transport_int_aviation_final_demand_heat | Heat | EU | Energy demand | 0 | FEC
AT | TYNDP2026 | NT | 2035 | TWh | 316 | Sub_sector | International transport | International aviation | Transport (int. aviation) | Energetic | transport_int_aviation_final_demand_biofuels | Biomass | EU | Energy demand | 0 | FEC
AT | TYNDP2026 | NT | 2035 | TWh | 317 | Sub_sector | International transport | International aviation | Transport (int. aviation) | Energetic | transport_int_aviation_final_demand_coal | Solids | EU | Energy demand | 0 | FEC
AT | TYNDP2026 | NT | 2035 | TWh | 318 | Sub_sector | International transport | International aviation | Transport (int. aviation) | Energetic | transport_int_aviation_final_demand_oil | Liquids | EU | Energy demand | 8.0235 | FEC
AT | TYNDP2026 | NT | 2035 | TWh | 319 | Sub_sector | International transport | International aviation | Transport (int. aviation) | Energetic | transport_int_aviation_final_demand_other | Others | EU | Energy demand | 0 | FEC
AT | TYNDP2026 | NT | 2035 | TWh | 320 | Sub_sector | International transport | International aviation | Transport (int. aviation) | Energetic | transport_int_aviation_final_demand_ammonia | Ammonia | EU | Energy demand | 0 | FEC
AT | TYNDP2026 | NT | 2035 | TWh | 322 | Sub_sector | International transport | International shipping | Transport (int. shipping) | Energetic | transport_int_shipping_final_demand_electricity | Electricity | EU | Energy demand | 0 | not_included_in_FEC
AT | TYNDP2026 | NT | 2035 | TWh | 323 | Sub_sector | International transport | International shipping | Transport (int. shipping) | Energetic | transport_int_shipping_final_demand_hydrogen | Hydrogen | EU | Energy demand | 0 | not_included_in_FEC
AT | TYNDP2026 | NT | 2035 | TWh | 324 | Sub_sector | International transport | International shipping | Transport (int. shipping) | Energetic | transport_int_shipping_final_demand_methane | Methane | EU | Energy demand | 0 | not_included_in_FEC
AT | TYNDP2026 | NT | 2035 | TWh | 325 | Sub_sector | International transport | International shipping | Transport (int. shipping) | Energetic | transport_int_shipping_final_demand_heat | Heat | EU | Energy demand | 0 | not_included_in_FEC
AT | TYNDP2026 | NT | 2035 | TWh | 326 | Sub_sector | International transport | International shipping | Transport (int. shipping) | Energetic | transport_int_shipping_final_demand_biofuels | Biomass | EU | Energy demand | 0 | not_included_in_FEC
AT | TYNDP2026 | NT | 2035 | TWh | 327 | Sub_sector | International transport | International shipping | Transport (int. shipping) | Energetic | transport_int_shipping_final_demand_coal | Solids | EU | Energy demand | 0 | not_included_in_FEC
AT | TYNDP2026 | NT | 2035 | TWh | 328 | Sub_sector | International transport | International shipping | Transport (int. shipping) | Energetic | transport_int_shipping_final_demand_oil | Liquids | EU | Energy demand | 0 | not_included_in_FEC
AT | TYNDP2026 | NT | 2035 | TWh | 329 | Sub_sector | International transport | International shipping | Transport (int. shipping) | Energetic | transport_int_shipping_final_demand_other | Others | EU | Energy demand | 0 | not_included_in_FEC
AT | TYNDP2026 | NT | 2035 | TWh | 330 | Sub_sector | International transport | International shipping | Transport (int. shipping) | Energetic | transport_int_shipping_final_demand_ammonia | Ammonia | EU | Energy demand | 0 | not_included_in_FEC
AT | TYNDP2026 | NT | 2035 | TWh | 332 | Sub_sector | Households | Space heating | Households (heating) | Energetic | households_heating_final_demand_electricity | Electricity | EU | Energy demand | 6.0981 | FEC
AT | TYNDP2026 | NT | 2035 | TWh | 333 | Sub_sector | Households | Space heating | Households (heating) | Energetic | households_heating_final_demand_hydrogen | Hydrogen | EU | Energy demand | 0 | FEC
AT | TYNDP2026 | NT | 2035 | TWh | 334 | Sub_sector | Households | Space heating | Households (heating) | Energetic | households_heating_final_demand_methane | Methane | EU | Energy demand | 1.8578 | FEC
AT | TYNDP2026 | NT | 2035 | TWh | 335 | Sub_sector | Households | Space heating | Households (heating) | Energetic | households_heating_final_demand_heat | Heat | EU | Energy demand | 24.3533 | FEC
AT | TYNDP2026 | NT | 2035 | TWh | 336 | Sub_sector | Households | Space heating | Households (heating) | Energetic | households_heating_final_demand_biomass | Biomass | EU | Energy demand | 16.3711 | FEC
AT | TYNDP2026 | NT | 2035 | TWh | 337 | Sub_sector | Households | Space heating | Households (heating) | Energetic | households_heating_final_demand_coal | Solids | EU | Energy demand | 0 | FEC
AT | TYNDP2026 | NT | 2035 | TWh | 338 | Sub_sector | Households | Space heating | Households (heating) | Energetic | households_heating_final_demand_oil | Liquids | EU | Energy demand | 2.8066 | FEC
AT | TYNDP2026 | NT | 2035 | TWh | 339 | Sub_sector | Households | Space heating | Households (heating) | Energetic | households_heating_final_demand_other | Others | EU | Energy demand | 0 | FEC
AT | TYNDP2026 | NT | 2035 | TWh | 340 | Sub_sector | Households | Space heating | Households (heating) | Energetic | households_heating_final_demand_ammonia | Ammonia | EU | Energy demand | 0 | FEC
AT | TYNDP2026 | NT | 2035 | TWh | 343 | Sub_sector | Households | Cooling | Households (cooling) | Energetic | households_cooling_final_demand_electricity | Electricity | EU | Energy demand | 0.012718 | FEC
AT | TYNDP2026 | NT | 2035 | TWh | 344 | Sub_sector | Households | Cooling | Households (cooling) | Energetic | households_cooling_final_demand_hydrogen | Hydrogen | EU | Energy demand | 0 | FEC
AT | TYNDP2026 | NT | 2035 | TWh | 345 | Sub_sector | Households | Cooling | Households (cooling) | Energetic | households_cooling_final_demand_methane | Methane | EU | Energy demand | 0 | FEC
AT | TYNDP2026 | NT | 2035 | TWh | 346 | Sub_sector | Households | Cooling | Households (cooling) | Energetic | households_cooling_final_demand_heat | Heat | EU | Energy demand | 0 | FEC
AT | TYNDP2026 | NT | 2035 | TWh | 347 | Sub_sector | Households | Cooling | Households (cooling) | Energetic | households_cooling_final_demand_biomass | Biomass | EU | Energy demand | 0 | FEC
AT | TYNDP2026 | NT | 2035 | TWh | 348 | Sub_sector | Households | Cooling | Households (cooling) | Energetic | households_cooling_final_demand_coal | Solids | EU | Energy demand | 0 | FEC
AT | TYNDP2026 | NT | 2035 | TWh | 349 | Sub_sector | Households | Cooling | Households (cooling) | Energetic | households_cooling_final_demand_oil | Liquids | EU | Energy demand | 0 | FEC
AT | TYNDP2026 | NT | 2035 | TWh | 350 | Sub_sector | Households | Cooling | Households (cooling) | Energetic | households_cooling_final_demand_other | Others | EU | Energy demand | 0 | FEC
AT | TYNDP2026 | NT | 2035 | TWh | 351 | Sub_sector | Households | Cooling | Households (cooling) | Energetic | households_cooling_final_demand_ammonia | Ammonia | EU | Energy demand | 0 | FEC
AT | TYNDP2026 | NT | 2035 | TWh | 354 | Sub_sector | Households | Hot water | Households (hot water) | Energetic | households_hot_water_final_demand_electricity | Electricity | EU | Energy demand | 1.4566 | FEC
AT | TYNDP2026 | NT | 2035 | TWh | 355 | Sub_sector | Households | Hot water | Households (hot water) | Energetic | households_hot_water_final_demand_hydrogen | Hydrogen | EU | Energy demand | 0 | FEC
AT | TYNDP2026 | NT | 2035 | TWh | 356 | Sub_sector | Households | Hot water | Households (hot water) | Energetic | households_hot_water_final_demand_methane | Methane | EU | Energy demand | 0.30414 | FEC
AT | TYNDP2026 | NT | 2035 | TWh | 357 | Sub_sector | Households | Hot water | Households (hot water) | Energetic | households_hot_water_final_demand_heat | Heat | EU | Energy demand | 7.5958 | FEC
AT | TYNDP2026 | NT | 2035 | TWh | 358 | Sub_sector | Households | Hot water | Households (hot water) | Energetic | households_hot_water_final_demand_biomass | Biomass | EU | Energy demand | 3.8555 | FEC
AT | TYNDP2026 | NT | 2035 | TWh | 359 | Sub_sector | Households | Hot water | Households (hot water) | Energetic | households_hot_water_final_demand_coal | Solids | EU | Energy demand | 0 | FEC
AT | TYNDP2026 | NT | 2035 | TWh | 360 | Sub_sector | Households | Hot water | Households (hot water) | Energetic | households_hot_water_final_demand_oil | Liquids | EU | Energy demand | 0.38643 | FEC
AT | TYNDP2026 | NT | 2035 | TWh | 361 | Sub_sector | Households | Hot water | Households (hot water) | Energetic | households_hot_water_final_demand_other | Others | EU | Energy demand | 0 | FEC
AT | TYNDP2026 | NT | 2035 | TWh | 362 | Sub_sector | Households | Hot water | Households (hot water) | Energetic | households_hot_water_final_demand_ammonia | Ammonia | EU | Energy demand | 0 | FEC
AT | TYNDP2026 | NT | 2035 | TWh | 365 | Sub_sector | Households | Appliances | Households (appliances) | Energetic | households_appliances_final_demand_electricity | Electricity | EU | Energy demand | 11.8928 | FEC
AT | TYNDP2026 | NT | 2035 | TWh | 366 | Sub_sector | Households | Appliances | Households (appliances) | Energetic | households_appliances_final_demand_hydrogen | Hydrogen | EU | Energy demand | 0 | FEC
AT | TYNDP2026 | NT | 2035 | TWh | 367 | Sub_sector | Households | Appliances | Households (appliances) | Energetic | households_appliances_final_demand_methane | Methane | EU | Energy demand | 0.077227 | FEC
AT | TYNDP2026 | NT | 2035 | TWh | 368 | Sub_sector | Households | Appliances | Households (appliances) | Energetic | households_appliances_final_demand_heat | Heat | EU | Energy demand | 0 | FEC
AT | TYNDP2026 | NT | 2035 | TWh | 369 | Sub_sector | Households | Appliances | Households (appliances) | Energetic | households_appliances_final_demand_biomass | Biomass | EU | Energy demand | 0 | FEC
AT | TYNDP2026 | NT | 2035 | TWh | 370 | Sub_sector | Households | Appliances | Households (appliances) | Energetic | households_appliances_final_demand_coal | Solids | EU | Energy demand | 0 | FEC
AT | TYNDP2026 | NT | 2035 | TWh | 371 | Sub_sector | Households | Appliances | Households (appliances) | Energetic | households_appliances_final_demand_oil | Liquids | EU | Energy demand | 0 | FEC
AT | TYNDP2026 | NT | 2035 | TWh | 372 | Sub_sector | Households | Appliances | Households (appliances) | Energetic | households_appliances_final_demand_other | Others | EU | Energy demand | 0 | FEC
AT | TYNDP2026 | NT | 2035 | TWh | 373 | Sub_sector | Households | Appliances | Households (appliances) | Energetic | households_appliances_final_demand_ammonia | Ammonia | EU | Energy demand | 0 | FEC
AT | TYNDP2026 | NT | 2035 | TWh | 375 | Sub_sector | Buildings | Space heating | Buildings (heat) | Energetic | buildings_heat_final_demand_electricity | Electricity | EU | Energy demand | 1.9976 | FEC
AT | TYNDP2026 | NT | 2035 | TWh | 376 | Sub_sector | Buildings | Space heating | Buildings (heat) | Energetic | buildings_heat_final_demand_hydrogen | Hydrogen | EU | Energy demand | 0 | FEC
AT | TYNDP2026 | NT | 2035 | TWh | 377 | Sub_sector | Buildings | Space heating | Buildings (heat) | Energetic | buildings_heat_final_demand_methane | Methane | EU | Energy demand | 0.89627 | FEC
AT | TYNDP2026 | NT | 2035 | TWh | 378 | Sub_sector | Buildings | Space heating | Buildings (heat) | Energetic | buildings_heat_final_demand_heat | Heat | EU | Energy demand | 4.9281 | FEC
AT | TYNDP2026 | NT | 2035 | TWh | 379 | Sub_sector | Buildings | Space heating | Buildings (heat) | Energetic | buildings_heat_final_demand_biomass | Biomass | EU | Energy demand | 0.87468 | FEC
AT | TYNDP2026 | NT | 2035 | TWh | 380 | Sub_sector | Buildings | Space heating | Buildings (heat) | Energetic | buildings_heat_final_demand_coal | Solids | EU | Energy demand | 0 | FEC
AT | TYNDP2026 | NT | 2035 | TWh | 381 | Sub_sector | Buildings | Space heating | Buildings (heat) | Energetic | buildings_heat_final_demand_oil | Liquids | EU | Energy demand | 0.70318 | FEC
AT | TYNDP2026 | NT | 2035 | TWh | 382 | Sub_sector | Buildings | Space heating | Buildings (heat) | Energetic | buildings_heat_final_demand_other | Others | EU | Energy demand | 0 | FEC
AT | TYNDP2026 | NT | 2035 | TWh | 383 | Sub_sector | Buildings | Space heating | Buildings (heat) | Energetic | buildings_heat_final_demand_ammonia | Ammonia | EU | Energy demand | 0 | FEC
AT | TYNDP2026 | NT | 2035 | TWh | 386 | Sub_sector | Buildings | Cooling | Buildings (cooling) | Energetic | buildings_cooling_final_demand_electricity | Electricity | EU | Energy demand | 0.48271 | FEC
AT | TYNDP2026 | NT | 2035 | TWh | 387 | Sub_sector | Buildings | Cooling | Buildings (cooling) | Energetic | buildings_cooling_final_demand_hydrogen | Hydrogen | EU | Energy demand | 0 | FEC
AT | TYNDP2026 | NT | 2035 | TWh | 388 | Sub_sector | Buildings | Cooling | Buildings (cooling) | Energetic | buildings_cooling_final_demand_methane | Methane | EU | Energy demand | 0.0027031 | FEC
AT | TYNDP2026 | NT | 2035 | TWh | 389 | Sub_sector | Buildings | Cooling | Buildings (cooling) | Energetic | buildings_cooling_final_demand_heat | Heat | EU | Energy demand | 0 | FEC
AT | TYNDP2026 | NT | 2035 | TWh | 390 | Sub_sector | Buildings | Cooling | Buildings (cooling) | Energetic | buildings_cooling_final_demand_biomass | Biomass | EU | Energy demand | 0 | FEC
AT | TYNDP2026 | NT | 2035 | TWh | 391 | Sub_sector | Buildings | Cooling | Buildings (cooling) | Energetic | buildings_cooling_final_demand_coal | Solids | EU | Energy demand | 0 | FEC
AT | TYNDP2026 | NT | 2035 | TWh | 392 | Sub_sector | Buildings | Cooling | Buildings (cooling) | Energetic | buildings_cooling_final_demand_oil | Liquids | EU | Energy demand | 0 | FEC
AT | TYNDP2026 | NT | 2035 | TWh | 393 | Sub_sector | Buildings | Cooling | Buildings (cooling) | Energetic | buildings_cooling_final_demand_other | Others | EU | Energy demand | 0 | FEC
AT | TYNDP2026 | NT | 2035 | TWh | 394 | Sub_sector | Buildings | Cooling | Buildings (cooling) | Energetic | buildings_cooling_final_demand_ammonia | Ammonia | EU | Energy demand | 0 | FEC
AT | TYNDP2026 | NT | 2035 | TWh | 397 | Sub_sector | Buildings | Appliances | Buildings (appliances) | Energetic | buildings_appliances_final_demand_electricity | Electricity | EU | Energy demand | 7.9984 | FEC
AT | TYNDP2026 | NT | 2035 | TWh | 398 | Sub_sector | Buildings | Appliances | Buildings (appliances) | Energetic | buildings_appliances_final_demand_hydrogen | Hydrogen | EU | Energy demand | 0 | FEC
AT | TYNDP2026 | NT | 2035 | TWh | 399 | Sub_sector | Buildings | Appliances | Buildings (appliances) | Energetic | buildings_appliances_final_demand_methane | Methane | EU | Energy demand | 1.5894 | FEC
AT | TYNDP2026 | NT | 2035 | TWh | 400 | Sub_sector | Buildings | Appliances | Buildings (appliances) | Energetic | buildings_appliances_final_demand_heat | Heat | EU | Energy demand | 0 | FEC
AT | TYNDP2026 | NT | 2035 | TWh | 401 | Sub_sector | Buildings | Appliances | Buildings (appliances) | Energetic | buildings_appliances_final_demand_biomass | Biomass | EU | Energy demand | 0 | FEC
AT | TYNDP2026 | NT | 2035 | TWh | 402 | Sub_sector | Buildings | Appliances | Buildings (appliances) | Energetic | buildings_appliances_final_demand_coal | Solids | EU | Energy demand | 0 | FEC
AT | TYNDP2026 | NT | 2035 | TWh | 403 | Sub_sector | Buildings | Appliances | Buildings (appliances) | Energetic | buildings_appliances_final_demand_oil | Liquids | EU | Energy demand | 0 | FEC
AT | TYNDP2026 | NT | 2035 | TWh | 404 | Sub_sector | Buildings | Appliances | Buildings (appliances) | Energetic | buildings_appliances_final_demand_other | Others | EU | Energy demand | 0 | FEC
AT | TYNDP2026 | NT | 2035 | TWh | 405 | Sub_sector | Buildings | Appliances | Buildings (appliances) | Energetic | buildings_appliances_final_demand_ammonia | Ammonia | EU | Energy demand | 0 | FEC
AT | TYNDP2026 | NT | 2035 | TWh | 407 | Sub_sector | Buildings | Datacenters | Datacenters & ICT | Energetic | datacentres_final_demand_electricity_energetic | Electricity | EU | Energy demand | 1.4708 | FEC
AT | TYNDP2026 | NT | 2035 | TWh | 408 | Sub_sector | Buildings | Datacenters | Datacenters & ICT | Energetic | datacentres_final_demand_hydrogen_energetic | Hydrogen | EU | Energy demand | 0 | FEC
AT | TYNDP2026 | NT | 2035 | TWh | 409 | Sub_sector | Buildings | Datacenters | Datacenters & ICT | Energetic | datacentres_final_demand_methane_energetic | Methane | EU | Energy demand | 0 | FEC
AT | TYNDP2026 | NT | 2035 | TWh | 410 | Sub_sector | Buildings | Datacenters | Datacenters & ICT | Energetic | datacentres_final_demand_heat_energetic | Heat | EU | Energy demand | 0 | FEC
AT | TYNDP2026 | NT | 2035 | TWh | 411 | Sub_sector | Buildings | Datacenters | Datacenters & ICT | Energetic | datacentres_final_demand_biomass_energetic | Biomass | EU | Energy demand | 0 | FEC
AT | TYNDP2026 | NT | 2035 | TWh | 412 | Sub_sector | Buildings | Datacenters | Datacenters & ICT | Energetic | datacentres_final_demand_coal_energetic | Solids | EU | Energy demand | 0 | FEC
AT | TYNDP2026 | NT | 2035 | TWh | 413 | Sub_sector | Buildings | Datacenters | Datacenters & ICT | Energetic | datacentres_final_demand_oil_energetic | Liquids | EU | Energy demand | 0 | FEC
AT | TYNDP2026 | NT | 2035 | TWh | 414 | Sub_sector | Buildings | Datacenters | Datacenters & ICT | Energetic | datacentres_final_demand_other_energetic | Others | EU | Energy demand | 0 | FEC
AT | TYNDP2026 | NT | 2035 | TWh | 415 | Sub_sector | Buildings | Datacenters | Datacenters & ICT | Energetic | datacentres_final_demand_ammonia_energetic | Ammonia | EU | Energy demand | 0 | FEC
AT | TYNDP2026 | NT | 2035 | TWh | 417 | Sub_sector | Transport | Others_Sector | Others_Sector | Energetic | other_final_demand_electricity_energetic | Electricity | EU | Energy demand | 0 | FEC
AT | TYNDP2026 | NT | 2035 | TWh | 418 | Sub_sector | Transport | Others_Sector | Others_Sector | Energetic | other_final_demand_hydrogen_energetic | Hydrogen | EU | Energy demand | 0 | FEC
AT | TYNDP2026 | NT | 2035 | TWh | 419 | Sub_sector | Transport | Pipeline Transport | Others_Sector | Energetic | other_final_demand_methane_energetic | Methane | EU | Energy demand | 2.9474 | FEC
AT | TYNDP2026 | NT | 2035 | TWh | 420 | Sub_sector | Transport | Others_Sector | Others_Sector | Energetic | other_final_demand_heat_energetic | Heat | EU | Energy demand | 0 | FEC
AT | TYNDP2026 | NT | 2035 | TWh | 421 | Sub_sector | Transport | Others_Sector | Others_Sector | Energetic | other_final_demand_biomass_energetic | Biomass | EU | Energy demand | 0 | FEC
AT | TYNDP2026 | NT | 2035 | TWh | 422 | Sub_sector | Transport | Others_Sector | Others_Sector | Energetic | other_final_demand_coal_energetic | Solids | EU | Energy demand | 0 | FEC
AT | TYNDP2026 | NT | 2035 | TWh | 423 | Sub_sector | Transport | Others_Sector | Others_Sector | Energetic | other_final_demand_oil_energetic | Liquids | EU | Energy demand | 1.0367 | FEC
AT | TYNDP2026 | NT | 2035 | TWh | 424 | Sub_sector | Others_Sector | Others_Sector | Others_Sector | Non-energetic | other_final_demand_oil_non_energetic | Liquids | EU | Energy demand | 0.17083 | not_included_in_FEC
AT | TYNDP2026 | NT | 2035 | TWh | 425 | Sub_sector | Transport | Others_Sector | Others_Sector | Energetic | other_final_demand_other_energetic | Others | EU | Energy demand | 0 | FEC
AT | TYNDP2026 | NT | 2035 | TWh | 426 | Sub_sector | Transport | Others_Sector | Others_Sector | Energetic | other_final_demand_ammonia_energetic | Ammonia | EU | Energy demand | 0 | FEC
AT | TYNDP2026 | NT | 2035 | TWh | 427 | Sub_sector | Industry | Surplus_Heat_in_Industry | Surplus_Heat_in_Industry | Energetic | final_demand_of_industry_unused_local_production_steam_hot_water | Heat | EU | Energy demand | 0 | FEC
AT | TYNDP2026 | NT | 2035 | TWh | 429 | Sub_sector | Agriculture | Total | Agriculture | Energetic | agriculture_final_demand_electricity_energetic | Electricity | EU | Energy demand | 1.18 | FEC
AT | TYNDP2026 | NT | 2035 | TWh | 430 | Sub_sector | Agriculture | Total | Agriculture | Energetic | agriculture_final_demand_hydrogen_energetic | Hydrogen | EU | Energy demand | 0 | FEC
AT | TYNDP2026 | NT | 2035 | TWh | 431 | Sub_sector | Agriculture | Total | Agriculture | Energetic | agriculture_final_demand_methane_energetic | Methane | EU | Energy demand | 0 | FEC
AT | TYNDP2026 | NT | 2035 | TWh | 432 | Sub_sector | Agriculture | Total | Agriculture | Energetic | agriculture_final_demand_heat_energetic | Heat | EU | Energy demand | 0 | FEC
AT | TYNDP2026 | NT | 2035 | TWh | 433 | Sub_sector | Agriculture | Total | Agriculture | Energetic | agriculture_final_demand_biomass_energetic | Biomass | EU | Energy demand | 2.0073 | FEC
AT | TYNDP2026 | NT | 2035 | TWh | 434 | Sub_sector | Agriculture | Total | Agriculture | Energetic | agriculture_final_demand_coal_energetic | Solids | EU | Energy demand | 0 | FEC
AT | TYNDP2026 | NT | 2035 | TWh | 435 | Sub_sector | Agriculture | Total | Agriculture | Energetic | agriculture_final_demand_oil_energetic | Liquids | EU | Energy demand | 0 | FEC
AT | TYNDP2026 | NT | 2035 | TWh | 436 | Sub_sector | Agriculture | Total | Agriculture | Energetic | agriculture_final_demand_other_energetic | Others | EU | Energy demand | 0 | FEC
AT | TYNDP2026 | NT | 2035 | TWh | 437 | Sub_sector | Agriculture | Total | Agriculture | Energetic | agriculture_final_demand_ammonia_energetic | Ammonia | EU | Energy demand | 0 | FEC
AT | TYNDP2026 | NT | 2035 | TWh | 447 | Sub_sector | Buildings | Surplus Energy | Buildings | Energetic | GAP | Electricity | EU | Energy demand | 0 | FEC
AT | TYNDP2026 | NT | 2035 | TWh | 448 | Sub_sector | Buildings | Surplus Energy | Buildings | Energetic | GAP | Hydrogen | EU | Energy demand | 0 | FEC
AT | TYNDP2026 | NT | 2035 | TWh | 449 | Sub_sector | Buildings | Surplus Energy | Buildings | Energetic | GAP | Methane | EU | Energy demand | 0 | FEC
AT | TYNDP2026 | NT | 2035 | TWh | 450 | Sub_sector | Buildings | Surplus Energy | Buildings | Energetic | GAP | Heat | EU | Energy demand | 0 | FEC
AT | TYNDP2026 | NT | 2035 | TWh | 451 | Sub_sector | Buildings | Surplus Energy | Buildings | Energetic | GAP | Biomass | EU | Energy demand | 0.1592 | FEC
AT | TYNDP2026 | NT | 2035 | TWh | 452 | Sub_sector | Buildings | Surplus Energy | Buildings | Energetic | GAP | Solids | EU | Energy demand | 0 | FEC
AT | TYNDP2026 | NT | 2035 | TWh | 453 | Sub_sector | Buildings | Surplus Energy | Buildings | Energetic | GAP | Liquids | EU | Energy demand | 0.23399 | FEC
AT | TYNDP2026 | NT | 2035 | TWh | 454 | Sub_sector | Buildings | Surplus Energy | Buildings | Energetic | GAP | Others | EU | Energy demand | 0 | FEC
AT | TYNDP2026 | NT | 2035 | TWh | 455 | Sub_sector | Buildings | Surplus Energy | Buildings | Energetic | GAP | Ammonia | EU | Energy demand | 0 | FEC
AT | TYNDP2026 | NT | 2035 | TWh | 456 | Sub_sector | Households | Surplus Energy | Households | Energetic | GAP | Electricity | EU | Energy demand | 0 | FEC
AT | TYNDP2026 | NT | 2035 | TWh | 457 | Sub_sector | Households | Surplus Energy | Households | Energetic | GAP | Hydrogen | EU | Energy demand | 0 | FEC
AT | TYNDP2026 | NT | 2035 | TWh | 458 | Sub_sector | Households | Surplus Energy | Households | Energetic | GAP | Methane | EU | Energy demand | 0 | FEC
AT | TYNDP2026 | NT | 2035 | TWh | 459 | Sub_sector | Households | Surplus Energy | Households | Energetic | GAP | Heat | EU | Energy demand | 0 | FEC
AT | TYNDP2026 | NT | 2035 | TWh | 460 | Sub_sector | Households | Surplus Energy | Households | Energetic | GAP | Biomass | EU | Energy demand | 0 | FEC
AT | TYNDP2026 | NT | 2035 | TWh | 461 | Sub_sector | Households | Surplus Energy | Households | Energetic | GAP | Solids | EU | Energy demand | 0 | FEC
AT | TYNDP2026 | NT | 2035 | TWh | 462 | Sub_sector | Households | Surplus Energy | Households | Energetic | GAP | Liquids | EU | Energy demand | 0 | FEC
AT | TYNDP2026 | NT | 2035 | TWh | 463 | Sub_sector | Households | Surplus Energy | Households | Energetic | GAP | Others | EU | Energy demand | 0 | FEC
AT | TYNDP2026 | NT | 2035 | TWh | 464 | Sub_sector | Households | Surplus Energy | Households | Energetic | GAP | Ammonia | EU | Energy demand | 0 | FEC
AT | TYNDP2026 | NT | 2040 | TWh | 102 | Sub_sector | Industry | Aluminium | Industry (aluminium) | Energetic | industry_aluminium_demand_electricity_energetic | Electricity | EU | Energy demand | 0 | FEC
AT | TYNDP2026 | NT | 2040 | TWh | 103 | Sub_sector | Industry | Aluminium | Industry (aluminium) | Energetic | industry_aluminium_demand_hydrogen_energetic | Hydrogen | EU | Energy demand | 0 | FEC
AT | TYNDP2026 | NT | 2040 | TWh | 104 | Sub_sector | Industry | Aluminium | Industry (aluminium) | Energetic | industry_aluminium_demand_methane_energetic | Methane | EU | Energy demand | 0 | FEC
AT | TYNDP2026 | NT | 2040 | TWh | 105 | Sub_sector | Industry | Aluminium | Industry (aluminium) | Energetic | industry_aluminium_demand_heat_energetic | Heat | EU | Energy demand | 0 | FEC
AT | TYNDP2026 | NT | 2040 | TWh | 106 | Sub_sector | Industry | Aluminium | Industry (aluminium) | Energetic | industry_aluminium_demand_biomass_energetic | Biomass | EU | Energy demand | 0 | FEC
AT | TYNDP2026 | NT | 2040 | TWh | 107 | Sub_sector | Industry | Aluminium | Industry (aluminium) | Energetic | industry_aluminium_demand_coal_energetic | Solids | EU | Energy demand | 0 | FEC
AT | TYNDP2026 | NT | 2040 | TWh | 108 | Sub_sector | Industry | Aluminium | Industry (aluminium) | Energetic | industry_aluminium_demand_oil_energetic | Liquids | EU | Energy demand | 0 | FEC
AT | TYNDP2026 | NT | 2040 | TWh | 109 | Sub_sector | Industry | Aluminium | Industry (aluminium) | Energetic | industry_aluminium_demand_others_energetic | Others | EU | Energy demand | 0 | FEC
AT | TYNDP2026 | NT | 2040 | TWh | 110 | Sub_sector | Industry | Aluminium | Industry (aluminium) | Energetic | industry_ammonia_demand_others_energetic | Ammonia | EU | Energy demand | 0 | FEC
AT | TYNDP2026 | NT | 2040 | TWh | 112 | Sub_sector | Industry | Chemicals | Industry (chemicals, energetic) | Energetic | industry_chemical_demand_electricity_energetic | Electricity | EU | Energy demand | 5.5625 | FEC
AT | TYNDP2026 | NT | 2040 | TWh | 113 | Sub_sector | Industry | Chemicals | Industry (chemicals, energetic) | Energetic | industry_chemical_demand_hydrogen_energetic | Hydrogen | EU | Energy demand | 0.84738 | FEC
AT | TYNDP2026 | NT | 2040 | TWh | 114 | Sub_sector | Industry | Chemicals | Industry (chemicals, energetic) | Energetic | industry_chemical_demand_methane_energetic | Methane | EU | Energy demand | 0 | FEC
AT | TYNDP2026 | NT | 2040 | TWh | 115 | Sub_sector | Industry | Chemicals | Industry (chemicals, energetic) | Energetic | industry_chemical_demand_heat_energetic | Heat | EU | Energy demand | 0.92442 | FEC
AT | TYNDP2026 | NT | 2040 | TWh | 116 | Sub_sector | Industry | Chemicals | Industry (chemicals, energetic) | Energetic | industry_chemical_demand_biomass_energetic | Biomass | EU | Energy demand | 1.0977 | FEC
AT | TYNDP2026 | NT | 2040 | TWh | 117 | Sub_sector | Industry | Chemicals | Industry (chemicals, energetic) | Energetic | industry_chemical_demand_coal_energetic | Solids | EU | Energy demand | 0.028888 | FEC
AT | TYNDP2026 | NT | 2040 | TWh | 118 | Sub_sector | Industry | Chemicals | Industry (chemicals, energetic) | Energetic | industry_chemical_demand_oil_energetic | Liquids | EU | Energy demand | 0 | FEC
AT | TYNDP2026 | NT | 2040 | TWh | 119 | Sub_sector | Industry | Chemicals | Industry (chemicals, energetic) | Energetic | industry_chemical_demand_others_energetic | Others | EU | Energy demand | 0 | FEC
AT | TYNDP2026 | NT | 2040 | TWh | 120 | Sub_sector | Industry | Chemicals | Industry (chemicals, energetic) | Energetic | industry_chemical_demand_ammonia_energetic | Ammonia | EU | Energy demand | 0 | FEC
AT | TYNDP2026 | NT | 2040 | TWh | 122 | Sub_sector | Industry | Chemicals | Industry (chemicals, non-energetic) | Non-energetic | industry_chemical_demand_electricity_non_energetic | Electricity | EU | Energy demand | 0 | not_included_in_FEC
AT | TYNDP2026 | NT | 2040 | TWh | 123 | Sub_sector | Industry | Chemicals | Industry (chemicals, non-energetic) | Non-energetic | industry_chemical_demand_hydrogen_non_energetic | Hydrogen | EU | Energy demand | 0.26661 | not_included_in_FEC
AT | TYNDP2026 | NT | 2040 | TWh | 124 | Sub_sector | Industry | Chemicals | Industry (chemicals, non-energetic) | Non-energetic | industry_chemical_demand_methane_non_energetic | Methane | EU | Energy demand | 0 | not_included_in_FEC
AT | TYNDP2026 | NT | 2040 | TWh | 125 | Sub_sector | Industry | Chemicals | Industry (chemicals, non-energetic) | Non-energetic | industry_chemical_demand_heat_non_energetic | Heat | EU | Energy demand | 0 | not_included_in_FEC
AT | TYNDP2026 | NT | 2040 | TWh | 126 | Sub_sector | Industry | Chemicals | Industry (chemicals, non-energetic) | Non-energetic | industry_chemical_demand_biomass_non_energetic | Biomass | EU | Energy demand | 0 | not_included_in_FEC
AT | TYNDP2026 | NT | 2040 | TWh | 127 | Sub_sector | Industry | Chemicals | Industry (chemicals, non-energetic) | Non-energetic | industry_chemical_demand_coal_non_energetic | Solids | EU | Energy demand | 0 | not_included_in_FEC
AT | TYNDP2026 | NT | 2040 | TWh | 128 | Sub_sector | Industry | Chemicals | Industry (chemicals, non-energetic) | Non-energetic | industry_chemical_demand_oil_non_energetic | Liquids | EU | Energy demand | 13.064 | not_included_in_FEC
AT | TYNDP2026 | NT | 2040 | TWh | 129 | Sub_sector | Industry | Chemicals | Industry (chemicals, non-energetic) | Non-energetic | industry_chemical_demand_others_non_energetic | Others | EU | Energy demand | 0 | not_included_in_FEC
AT | TYNDP2026 | NT | 2040 | TWh | 130 | Sub_sector | Industry | Chemicals | Industry (chemicals, non-energetic) | Non-energetic | industry_chemical_demand_ammonia_non_energetic | Ammonia | EU | Energy demand | 0 | not_included_in_FEC
AT | TYNDP2026 | NT | 2040 | TWh | 132 | Sub_sector | Industry | Fertilizers | Industry (fertilizers, energetic) | Energetic | industry_fertilizers_demand_electricity_energetic | Electricity | EU | Energy demand | 0.086831 | FEC
AT | TYNDP2026 | NT | 2040 | TWh | 133 | Sub_sector | Industry | Fertilizers | Industry (fertilizers, energetic) | Energetic | industry_fertilizers_demand_hydrogen_energetic | Hydrogen | EU | Energy demand | 0.0831 | FEC
AT | TYNDP2026 | NT | 2040 | TWh | 134 | Sub_sector | Industry | Fertilizers | Industry (fertilizers, energetic) | Energetic | industry_fertilizers_demand_methane_energetic | Methane | EU | Energy demand | 0.20775 | FEC
AT | TYNDP2026 | NT | 2040 | TWh | 135 | Sub_sector | Industry | Fertilizers | Industry (fertilizers, energetic) | Energetic | industry_fertilizers_demand_heat_energetic | Heat | EU | Energy demand | 0.086009 | FEC
AT | TYNDP2026 | NT | 2040 | TWh | 136 | Sub_sector | Industry | Fertilizers | Industry (fertilizers, energetic) | Energetic | industry_fertilizers_demand_biomass_energetic | Biomass | EU | Energy demand | 0.50016 | FEC
AT | TYNDP2026 | NT | 2040 | TWh | 137 | Sub_sector | Industry | Fertilizers | Industry (fertilizers, energetic) | Energetic | industry_fertilizers_demand_coal_energetic | Solids | EU | Energy demand | 0 | FEC
AT | TYNDP2026 | NT | 2040 | TWh | 138 | Sub_sector | Industry | Fertilizers | Industry (fertilizers, energetic) | Energetic | industry_fertilizers_demand_oil_energetic | Liquids | EU | Energy demand | 0 | FEC
AT | TYNDP2026 | NT | 2040 | TWh | 139 | Sub_sector | Industry | Fertilizers | Industry (fertilizers, energetic) | Energetic | industry_fertilizers_demand_others_energetic | Others | EU | Energy demand | 0 | FEC
AT | TYNDP2026 | NT | 2040 | TWh | 140 | Sub_sector | Industry | Fertilizers | Industry (fertilizers, energetic) | Energetic | industry_fertilizers_demand_ammonia_energetic | Ammonia | EU | Energy demand | 0 | FEC
AT | TYNDP2026 | NT | 2040 | TWh | 142 | Sub_sector | Industry | Fertilizers | Industry (fertilizers, non-energetic) | Non-energetic | industry_fertilizers_demand_electricity_non_energetic | Electricity | EU | Energy demand | 0 | not_included_in_FEC
AT | TYNDP2026 | NT | 2040 | TWh | 143 | Sub_sector | Industry | Fertilizers | Industry (fertilizers, non-energetic) | Non-energetic | industry_fertilizers_demand_hydrogen_non_energetic | Hydrogen | EU | Energy demand | 0 | not_included_in_FEC
AT | TYNDP2026 | NT | 2040 | TWh | 144 | Sub_sector | Industry | Fertilizers | Industry (fertilizers, non-energetic) | Non-energetic | industry_fertilizers_demand_methane_non_energetic | Methane | EU | Energy demand | 1.8495 | not_included_in_FEC
AT | TYNDP2026 | NT | 2040 | TWh | 145 | Sub_sector | Industry | Fertilizers | Industry (fertilizers, non-energetic) | Non-energetic | industry_fertilizers_demand_heat_non_energetic | Heat | EU | Energy demand | 0 | not_included_in_FEC
AT | TYNDP2026 | NT | 2040 | TWh | 146 | Sub_sector | Industry | Fertilizers | Industry (fertilizers, non-energetic) | Non-energetic | industry_fertilizers_demand_biomass_non_energetic | Biomass | EU | Energy demand | 0 | not_included_in_FEC
AT | TYNDP2026 | NT | 2040 | TWh | 147 | Sub_sector | Industry | Fertilizers | Industry (fertilizers, non-energetic) | Non-energetic | industry_fertilizers_demand_coal_non_energetic | Solids | EU | Energy demand | 0 | not_included_in_FEC
AT | TYNDP2026 | NT | 2040 | TWh | 148 | Sub_sector | Industry | Fertilizers | Industry (fertilizers, non-energetic) | Non-energetic | industry_fertilizers_demand_oil_non_energetic | Liquids | EU | Energy demand | 0 | not_included_in_FEC
AT | TYNDP2026 | NT | 2040 | TWh | 149 | Sub_sector | Industry | Fertilizers | Industry (fertilizers, non-energetic) | Non-energetic | industry_fertilizers_demand_others_non_energetic | Others | EU | Energy demand | 0 | not_included_in_FEC
AT | TYNDP2026 | NT | 2040 | TWh | 150 | Sub_sector | Industry | Fertilizers | Industry (fertilizers, non-energetic) | Non-energetic | industry_fertilizers_demand_ammonia_non_energetic | Ammonia | EU | Energy demand | 0 | not_included_in_FEC
AT | TYNDP2026 | NT | 2040 | TWh | 152 | Sub_sector | Industry | Food | Industry (food) | Energetic | industry_food_demand_electricity_energetic | Electricity | EU | Energy demand | 4.9079 | FEC
AT | TYNDP2026 | NT | 2040 | TWh | 153 | Sub_sector | Industry | Food | Industry (food) | Energetic | industry_food_demand_hydrogen_energetic | Hydrogen | EU | Energy demand | 0 | FEC
AT | TYNDP2026 | NT | 2040 | TWh | 154 | Sub_sector | Industry | Food | Industry (food) | Energetic | industry_food_demand_methane_energetic | Methane | EU | Energy demand | 0 | FEC
AT | TYNDP2026 | NT | 2040 | TWh | 155 | Sub_sector | Industry | Food | Industry (food) | Energetic | industry_food_demand_heat_energetic | Heat | EU | Energy demand | 0 | FEC
AT | TYNDP2026 | NT | 2040 | TWh | 156 | Sub_sector | Industry | Food | Industry (food) | Energetic | industry_food_demand_biomass_energetic | Biomass | EU | Energy demand | 0.99893 | FEC
AT | TYNDP2026 | NT | 2040 | TWh | 157 | Sub_sector | Industry | Food | Industry (food) | Energetic | industry_food_demand_coal_energetic | Solids | EU | Energy demand | 0 | FEC
AT | TYNDP2026 | NT | 2040 | TWh | 158 | Sub_sector | Industry | Food | Industry (food) | Energetic | industry_food_demand_oil_energetic | Liquids | EU | Energy demand | 0 | FEC
AT | TYNDP2026 | NT | 2040 | TWh | 159 | Sub_sector | Industry | Food | Industry (food) | Energetic | industry_food_demand_others_energetic | Others | EU | Energy demand | 0 | FEC
AT | TYNDP2026 | NT | 2040 | TWh | 160 | Sub_sector | Industry | Food | Industry (food) | Energetic | industry_food_demand_ammonia_energetic | Ammonia | EU | Energy demand | 0 | FEC
AT | TYNDP2026 | NT | 2040 | TWh | 162 | Sub_sector | Industry | Metals | Industry (metal) | Energetic | industry_metal_demand_electricity_energetic | Electricity | EU | Energy demand | 1.0693 | FEC
AT | TYNDP2026 | NT | 2040 | TWh | 163 | Sub_sector | Industry | Metals | Industry (metal) | Energetic | industry_metal_demand_hydrogen_energetic | Hydrogen | EU | Energy demand | 0 | FEC
AT | TYNDP2026 | NT | 2040 | TWh | 164 | Sub_sector | Industry | Metals | Industry (metal) | Energetic | industry_metal_demand_methane_energetic | Methane | EU | Energy demand | 1.3931 | FEC
AT | TYNDP2026 | NT | 2040 | TWh | 165 | Sub_sector | Industry | Metals | Industry (metal) | Energetic | industry_metal_demand_heat_energetic | Heat | EU | Energy demand | 0.026602 | FEC
AT | TYNDP2026 | NT | 2040 | TWh | 166 | Sub_sector | Industry | Metals | Industry (metal) | Energetic | industry_metal_demand_biomass_energetic | Biomass | EU | Energy demand | 0 | FEC
AT | TYNDP2026 | NT | 2040 | TWh | 167 | Sub_sector | Industry | Metals | Industry (metal) | Energetic | industry_metal_demand_coal_energetic | Solids | EU | Energy demand | 0 | FEC
AT | TYNDP2026 | NT | 2040 | TWh | 168 | Sub_sector | Industry | Metals | Industry (metal) | Energetic | industry_metal_demand_oil_energetic | Liquids | EU | Energy demand | 0.034214 | FEC
AT | TYNDP2026 | NT | 2040 | TWh | 169 | Sub_sector | Industry | Metals | Industry (metal) | Energetic | industry_metal_demand_others_energetic | Others | EU | Energy demand | 0 | FEC
AT | TYNDP2026 | NT | 2040 | TWh | 170 | Sub_sector | Industry | Metals | Industry (metal) | Energetic | industry_metal_demand_ammonia_energetic | Ammonia | EU | Energy demand | 0 | FEC
AT | TYNDP2026 | NT | 2040 | TWh | 172 | Sub_sector | Industry | Others | Industry (other, energetic) | Energetic | industry_other_demand_electricity_energetic | Electricity | EU | Energy demand | 11.1332 | FEC
AT | TYNDP2026 | NT | 2040 | TWh | 173 | Sub_sector | Industry | Others | Industry (other, energetic) | Energetic | industry_other_demand_hydrogen_energetic | Hydrogen | EU | Energy demand | 1.4273 | FEC
AT | TYNDP2026 | NT | 2040 | TWh | 174 | Sub_sector | Industry | Others | Industry (other, energetic) | Energetic | industry_other_demand_methane_energetic | Methane | EU | Energy demand | 1.1419 | FEC
AT | TYNDP2026 | NT | 2040 | TWh | 175 | Sub_sector | Industry | Others | Industry (other, energetic) | Energetic | industry_other_demand_heat_energetic | Heat | EU | Energy demand | 5.1384 | FEC
AT | TYNDP2026 | NT | 2040 | TWh | 176 | Sub_sector | Industry | Others | Industry (other, energetic) | Energetic | industry_other_demand_biomass_energetic | Biomass | EU | Energy demand | 9.5632 | FEC
AT | TYNDP2026 | NT | 2040 | TWh | 177 | Sub_sector | Industry | Others | Industry (other, energetic) | Energetic | industry_other_demand_coal_energetic | Solids | EU | Energy demand | 0.14273 | FEC
AT | TYNDP2026 | NT | 2040 | TWh | 178 | Sub_sector | Industry | Others | Industry (other, energetic) | Energetic | industry_other_demand_oil_energetic | Liquids | EU | Energy demand | 0 | FEC
AT | TYNDP2026 | NT | 2040 | TWh | 179 | Sub_sector | Industry | Others | Industry (other, energetic) | Energetic | industry_other_demand_others_energetic | Others | EU | Energy demand | 0 | FEC
AT | TYNDP2026 | NT | 2040 | TWh | 180 | Sub_sector | Industry | Others | Industry (other, energetic) | Energetic | industry_other_demand_ammonia_energetic | Ammonia | EU | Energy demand | 0 | FEC
AT | TYNDP2026 | NT | 2040 | TWh | 182 | Sub_sector | Industry | Others | Industry (other, non-energetic) | Non-energetic | industry_other_demand_electricity_non_energetic | Electricity | EU | Energy demand | 0 | not_included_in_FEC
AT | TYNDP2026 | NT | 2040 | TWh | 183 | Sub_sector | Industry | Others | Industry (other, non-energetic) | Non-energetic | industry_other_demand_hydrogen_non_energetic | Hydrogen | EU | Energy demand | 2.1568 | not_included_in_FEC
AT | TYNDP2026 | NT | 2040 | TWh | 184 | Sub_sector | Industry | Others | Industry (other, non-energetic) | Non-energetic | industry_other_demand_methane_non_energetic | Methane | EU | Energy demand | 0 | not_included_in_FEC
AT | TYNDP2026 | NT | 2040 | TWh | 185 | Sub_sector | Industry | Others | Industry (other, non-energetic) | Non-energetic | industry_other_demand_heat_non_energetic | Heat | EU | Energy demand | 0 | not_included_in_FEC
AT | TYNDP2026 | NT | 2040 | TWh | 186 | Sub_sector | Industry | Others | Industry (other, non-energetic) | Non-energetic | industry_other_demand_biomass_non_energetic | Biomass | EU | Energy demand | 0 | not_included_in_FEC
AT | TYNDP2026 | NT | 2040 | TWh | 187 | Sub_sector | Industry | Others | Industry (other, non-energetic) | Non-energetic | industry_other_demand_coal_non_energetic | Solids | EU | Energy demand | 0 | not_included_in_FEC
AT | TYNDP2026 | NT | 2040 | TWh | 188 | Sub_sector | Industry | Others | Industry (other, non-energetic) | Non-energetic | industry_other_demand_oil_non_energetic | Liquids | EU | Energy demand | 3.2352 | not_included_in_FEC
AT | TYNDP2026 | NT | 2040 | TWh | 189 | Sub_sector | Industry | Others | Industry (other, non-energetic) | Non-energetic | industry_other_demand_others_non_energetic | Others | EU | Energy demand | 0 | not_included_in_FEC
AT | TYNDP2026 | NT | 2040 | TWh | 190 | Sub_sector | Industry | Others | Industry (other, non-energetic) | Non-energetic | industry_other_demand_ammonia_non_energetic | Ammonia | EU | Energy demand | 0 | not_included_in_FEC
AT | TYNDP2026 | NT | 2040 | TWh | 192 | Sub_sector | Industry | Paper | Industry (paper) | Energetic | industry_paper_demand_electricity_energetic | Electricity | EU | Energy demand | 8.8719 | FEC
AT | TYNDP2026 | NT | 2040 | TWh | 193 | Sub_sector | Industry | Paper | Industry (paper) | Energetic | industry_paper_demand_hydrogen_energetic | Hydrogen | EU | Energy demand | 0 | FEC
AT | TYNDP2026 | NT | 2040 | TWh | 194 | Sub_sector | Industry | Paper | Industry (paper) | Energetic | industry_paper_demand_methane_energetic | Methane | EU | Energy demand | 0 | FEC
AT | TYNDP2026 | NT | 2040 | TWh | 195 | Sub_sector | Industry | Paper | Industry (paper) | Energetic | industry_paper_demand_heat_energetic | Heat | EU | Energy demand | 0.21579 | FEC
AT | TYNDP2026 | NT | 2040 | TWh | 196 | Sub_sector | Industry | Paper | Industry (paper) | Energetic | industry_paper_demand_biomass_energetic | Biomass | EU | Energy demand | 12.1815 | FEC
AT | TYNDP2026 | NT | 2040 | TWh | 197 | Sub_sector | Industry | Paper | Industry (paper) | Energetic | industry_paper_demand_coal_energetic | Solids | EU | Energy demand | 0 | FEC
AT | TYNDP2026 | NT | 2040 | TWh | 198 | Sub_sector | Industry | Paper | Industry (paper) | Energetic | industry_paper_demand_oil_energetic | Liquids | EU | Energy demand | 0 | FEC
AT | TYNDP2026 | NT | 2040 | TWh | 199 | Sub_sector | Industry | Paper | Industry (paper) | Energetic | industry_paper_demand_others_energetic | Others | EU | Energy demand | 0 | FEC
AT | TYNDP2026 | NT | 2040 | TWh | 200 | Sub_sector | Industry | Paper | Industry (paper) | Energetic | industry_paper_demand_ammonia_energetic | Ammonia | EU | Energy demand | 0 | FEC
AT | TYNDP2026 | NT | 2040 | TWh | 202 | Sub_sector | Industry | Refineries | Industry (refineries, energetic) | Energetic | industry_refinery_demand_electricity_energetic | Electricity | EU | Energy demand | 0.26567 | not_included_in_FEC
AT | TYNDP2026 | NT | 2040 | TWh | 203 | Sub_sector | Industry | Refineries | Industry (refineries, energetic) | Energetic | industry_refinery_demand_hydrogen_energetic | Hydrogen | EU | Energy demand | 0.22943 | not_included_in_FEC
AT | TYNDP2026 | NT | 2040 | TWh | 204 | Sub_sector | Industry | Refineries | Industry (refineries, energetic) | Energetic | industry_refinery_demand_methane_energetic | Methane | EU | Energy demand | 0.39003 | not_included_in_FEC
AT | TYNDP2026 | NT | 2040 | TWh | 205 | Sub_sector | Industry | Refineries | Industry (refineries, energetic) | Energetic | industry_refinery_demand_heat_energetic | Heat | EU | Energy demand | 0.20907 | not_included_in_FEC
AT | TYNDP2026 | NT | 2040 | TWh | 206 | Sub_sector | Industry | Refineries | Industry (refineries, energetic) | Energetic | industry_refinery_demand_biomass_energetic | Biomass | EU | Energy demand | 0.784 | not_included_in_FEC
AT | TYNDP2026 | NT | 2040 | TWh | 207 | Sub_sector | Industry | Refineries | Industry (refineries, energetic) | Energetic | industry_refinery_demand_coal_energetic | Solids | EU | Energy demand | 0 | not_included_in_FEC
AT | TYNDP2026 | NT | 2040 | TWh | 208 | Sub_sector | Industry | Refineries | Industry (refineries, energetic) | Energetic | industry_refinery_demand_oil_energetic | Liquids | EU | Energy demand | 0 | not_included_in_FEC
AT | TYNDP2026 | NT | 2040 | TWh | 209 | Sub_sector | Industry | Refineries | Industry (refineries, energetic) | Energetic | industry_refinery_demand_others_energetic | Others | EU | Energy demand | 0 | not_included_in_FEC
AT | TYNDP2026 | NT | 2040 | TWh | 210 | Sub_sector | Industry | Refineries | Industry (refineries, energetic) | Energetic | industry_refinery_demand_ammonia_energetic | Ammonia | EU | Energy demand | 0 | not_included_in_FEC
AT | TYNDP2026 | NT | 2040 | TWh | 212 | Sub_sector | Industry | Refineries | Industry (refineries, non-energetic) | Non-energetic | industry_refinery_demand_electricity_non_energetic | Electricity | EU | Energy demand | 0 | not_included_in_FEC
AT | TYNDP2026 | NT | 2040 | TWh | 213 | Sub_sector | Industry | Refineries | Industry (refineries, non-energetic) | Non-energetic | industry_refinery_demand_hydrogen_non_energetic | Hydrogen | EU | Energy demand | 0 | not_included_in_FEC
AT | TYNDP2026 | NT | 2040 | TWh | 214 | Sub_sector | Industry | Refineries | Industry (refineries, non-energetic) | Non-energetic | industry_refinery_demand_methane_non_energetic | Methane | EU | Energy demand | 0 | not_included_in_FEC
AT | TYNDP2026 | NT | 2040 | TWh | 215 | Sub_sector | Industry | Refineries | Industry (refineries, non-energetic) | Non-energetic | industry_refinery_demand_heat_non_energetic | Heat | EU | Energy demand | 0 | not_included_in_FEC
AT | TYNDP2026 | NT | 2040 | TWh | 216 | Sub_sector | Industry | Refineries | Industry (refineries, non-energetic) | Non-energetic | industry_refinery_demand_biomass_non_energetic | Biomass | EU | Energy demand | 0 | not_included_in_FEC
AT | TYNDP2026 | NT | 2040 | TWh | 217 | Sub_sector | Industry | Refineries | Industry (refineries, non-energetic) | Non-energetic | industry_refinery_demand_coal_non_energetic | Solids | EU | Energy demand | 0 | not_included_in_FEC
AT | TYNDP2026 | NT | 2040 | TWh | 218 | Sub_sector | Industry | Refineries | Industry (refineries, non-energetic) | Non-energetic | industry_refinery_demand_oil_non_energetic | Liquids | EU | Energy demand | 0 | not_included_in_FEC
AT | TYNDP2026 | NT | 2040 | TWh | 219 | Sub_sector | Industry | Refineries | Industry (refineries, non-energetic) | Non-energetic | industry_refinery_demand_others_non_energetic | Others | EU | Energy demand | 0 | not_included_in_FEC
AT | TYNDP2026 | NT | 2040 | TWh | 220 | Sub_sector | Industry | Refineries | Industry (refineries, non-energetic) | Non-energetic | industry_refinery_demand_ammonia_non_energetic | Ammonia | EU | Energy demand | 0 | not_included_in_FEC
AT | TYNDP2026 | NT | 2040 | TWh | 222 | Sub_sector | Industry | Steel | Industry (steel) | Energetic | industry_steel_demand_electricity_energetic | Electricity | EU | Energy demand | 5.7054 | FEC
AT | TYNDP2026 | NT | 2040 | TWh | 223 | Sub_sector | Industry | Steel | Industry (steel) | Energetic | industry_steel_demand_hydrogen_energetic | Hydrogen | EU | Energy demand | 1.6682 | FEC
AT | TYNDP2026 | NT | 2040 | TWh | 224 | Sub_sector | Industry | Steel | Industry (steel) | Energetic | industry_steel_demand_methane_energetic | Methane | EU | Energy demand | 11.6453 | FEC
AT | TYNDP2026 | NT | 2040 | TWh | 225 | Sub_sector | Industry | Steel | Industry (steel) | Energetic | industry_steel_demand_heat_energetic | Heat | EU | Energy demand | 0.017416 | FEC
AT | TYNDP2026 | NT | 2040 | TWh | 226 | Sub_sector | Industry | Steel | Industry (steel) | Energetic | industry_steel_demand_biomass_energetic | Biomass | EU | Energy demand | 0.00063831 | FEC
AT | TYNDP2026 | NT | 2040 | TWh | 227 | Sub_sector | Industry | Steel | Industry (steel) | Energetic | industry_steel_demand_coal_energetic | Solids | EU | Energy demand | 1.843 | FEC
AT | TYNDP2026 | NT | 2040 | TWh | 228 | Sub_sector | Industry | Steel | Industry (steel) | Energetic | industry_steel_demand_oil_energetic | Liquids | EU | Energy demand | 0.004745 | FEC
AT | TYNDP2026 | NT | 2040 | TWh | 229 | Sub_sector | Industry | Steel | Industry (steel) | Energetic | industry_steel_demand_others_energetic | Others | EU | Energy demand | 0 | FEC
AT | TYNDP2026 | NT | 2040 | TWh | 230 | Sub_sector | Industry | Steel | Industry (steel) | Energetic | industry_steel_demand_ammonia_energetic | Ammonia | EU | Energy demand | 0 | FEC
AT | TYNDP2026 | NT | 2040 | TWh | 232 | Sub_sector | Transport | Cars | Transport (cars) | Energetic | transport_cars_final_demand_electricity | Electricity | EU | Energy demand | 6.0163 | FEC
AT | TYNDP2026 | NT | 2040 | TWh | 233 | Sub_sector | Transport | Cars | Transport (cars) | Energetic | transport_cars_final_demand_hydrogen | Hydrogen | EU | Energy demand | 0.45354 | FEC
AT | TYNDP2026 | NT | 2040 | TWh | 234 | Sub_sector | Transport | Cars | Transport (cars) | Energetic | transport_cars_final_demand_methane | Methane | EU | Energy demand | 4.1242 | FEC
AT | TYNDP2026 | NT | 2040 | TWh | 235 | Sub_sector | Transport | Cars | Transport (cars) | Energetic | transport_cars_final_demand_heat | Heat | EU | Energy demand | 0 | FEC
AT | TYNDP2026 | NT | 2040 | TWh | 236 | Sub_sector | Transport | Cars | Transport (cars) | Energetic | transport_cars_final_demand_biomass | Biomass | EU | Energy demand | 0 | FEC
AT | TYNDP2026 | NT | 2040 | TWh | 237 | Sub_sector | Transport | Cars | Transport (cars) | Energetic | transport_cars_final_demand_coal | Solids | EU | Energy demand | 0 | FEC
AT | TYNDP2026 | NT | 2040 | TWh | 238 | Sub_sector | Transport | Cars | Transport (cars) | Energetic | transport_cars_final_demand_oil | Liquids | EU | Energy demand | 9.6382 | FEC
AT | TYNDP2026 | NT | 2040 | TWh | 239 | Sub_sector | Transport | Cars | Transport (cars) | Energetic | transport_cars_final_demand_other | Others | EU | Energy demand | 0 | FEC
AT | TYNDP2026 | NT | 2040 | TWh | 240 | Sub_sector | Transport | Cars | Transport (cars) | Energetic | transport_cars_final_demand_ammonia | Ammonia | EU | Energy demand | 0 | FEC
AT | TYNDP2026 | NT | 2040 | TWh | 242 | Sub_sector | Transport | Busses | Transport (busses) | Energetic | transport_busses_final_demand_electricity | Electricity | EU | Energy demand | 1.9768 | FEC
AT | TYNDP2026 | NT | 2040 | TWh | 243 | Sub_sector | Transport | Busses | Transport (busses) | Energetic | transport_busses_final_demand_hydrogen | Hydrogen | EU | Energy demand | 0.26611 | FEC
AT | TYNDP2026 | NT | 2040 | TWh | 244 | Sub_sector | Transport | Busses | Transport (busses) | Energetic | transport_busses_final_demand_methane | Methane | EU | Energy demand | 0 | FEC
AT | TYNDP2026 | NT | 2040 | TWh | 245 | Sub_sector | Transport | Busses | Transport (busses) | Energetic | transport_busses_final_demand_heat | Heat | EU | Energy demand | 0 | FEC
AT | TYNDP2026 | NT | 2040 | TWh | 246 | Sub_sector | Transport | Busses | Transport (busses) | Energetic | transport_busses_final_demand_biomass | Biomass | EU | Energy demand | 0 | FEC
AT | TYNDP2026 | NT | 2040 | TWh | 247 | Sub_sector | Transport | Busses | Transport (busses) | Energetic | transport_busses_final_demand_coal | Solids | EU | Energy demand | 0 | FEC
AT | TYNDP2026 | NT | 2040 | TWh | 248 | Sub_sector | Transport | Busses | Transport (busses) | Energetic | transport_busses_final_demand_oil | Liquids | EU | Energy demand | 0.85747 | FEC
AT | TYNDP2026 | NT | 2040 | TWh | 249 | Sub_sector | Transport | Busses | Transport (busses) | Energetic | transport_busses_final_demand_other | Others | EU | Energy demand | 0 | FEC
AT | TYNDP2026 | NT | 2040 | TWh | 250 | Sub_sector | Transport | Busses | Transport (busses) | Energetic | transport_busses_final_demand_ammonia | Ammonia | EU | Energy demand | 0 | FEC
AT | TYNDP2026 | NT | 2040 | TWh | 252 | Sub_sector | Transport | Trucks | Transport (trucks) | Energetic | transport_trucks_final_demand_electricity | Electricity | EU | Energy demand | 7.4121 | FEC
AT | TYNDP2026 | NT | 2040 | TWh | 253 | Sub_sector | Transport | Trucks | Transport (trucks) | Energetic | transport_trucks_final_demand_hydrogen | Hydrogen | EU | Energy demand | 3.1437 | FEC
AT | TYNDP2026 | NT | 2040 | TWh | 254 | Sub_sector | Transport | Trucks | Transport (trucks) | Energetic | transport_trucks_final_demand_methane | Methane | EU | Energy demand | 3.9821 | FEC
AT | TYNDP2026 | NT | 2040 | TWh | 255 | Sub_sector | Transport | Trucks | Transport (trucks) | Energetic | transport_trucks_final_demand_heat | Heat | EU | Energy demand | 0 | FEC
AT | TYNDP2026 | NT | 2040 | TWh | 256 | Sub_sector | Transport | Trucks | Transport (trucks) | Energetic | transport_trucks_final_demand_biomass | Biomass | EU | Energy demand | 0 | FEC
AT | TYNDP2026 | NT | 2040 | TWh | 257 | Sub_sector | Transport | Trucks | Transport (trucks) | Energetic | transport_trucks_final_demand_coal | Solids | EU | Energy demand | 0 | FEC
AT | TYNDP2026 | NT | 2040 | TWh | 258 | Sub_sector | Transport | Trucks | Transport (trucks) | Energetic | transport_trucks_final_demand_oil | Liquids | EU | Energy demand | 8.8154 | FEC
AT | TYNDP2026 | NT | 2040 | TWh | 259 | Sub_sector | Transport | Trucks | Transport (trucks) | Energetic | transport_trucks_final_demand_other | Others | EU | Energy demand | 0 | FEC
AT | TYNDP2026 | NT | 2040 | TWh | 260 | Sub_sector | Transport | Trucks | Transport (trucks) | Energetic | transport_trucks_final_demand_ammonia | Ammonia | EU | Energy demand | 0 | FEC
AT | TYNDP2026 | NT | 2040 | TWh | 262 | Sub_sector | Transport | Vans | Transport (vans) | Energetic | transport_vans_final_demand_electricity | Electricity | EU | Energy demand | 1.6425 | FEC
AT | TYNDP2026 | NT | 2040 | TWh | 263 | Sub_sector | Transport | Vans | Transport (vans) | Energetic | transport_vans_final_demand_hydrogen | Hydrogen | EU | Energy demand | 0 | FEC
AT | TYNDP2026 | NT | 2040 | TWh | 264 | Sub_sector | Transport | Vans | Transport (vans) | Energetic | transport_vans_final_demand_methane | Methane | EU | Energy demand | 0 | FEC
AT | TYNDP2026 | NT | 2040 | TWh | 265 | Sub_sector | Transport | Vans | Transport (vans) | Energetic | transport_vans_final_demand_heat | Heat | EU | Energy demand | 0 | FEC
AT | TYNDP2026 | NT | 2040 | TWh | 266 | Sub_sector | Transport | Vans | Transport (vans) | Energetic | transport_vans_final_demand_biomass | Biomass | EU | Energy demand | 0 | FEC
AT | TYNDP2026 | NT | 2040 | TWh | 267 | Sub_sector | Transport | Vans | Transport (vans) | Energetic | transport_vans_final_demand_coal | Solids | EU | Energy demand | 0 | FEC
AT | TYNDP2026 | NT | 2040 | TWh | 268 | Sub_sector | Transport | Vans | Transport (vans) | Energetic | transport_vans_final_demand_oil | Liquids | EU | Energy demand | 1.7097 | FEC
AT | TYNDP2026 | NT | 2040 | TWh | 269 | Sub_sector | Transport | Vans | Transport (vans) | Energetic | transport_vans_final_demand_other | Others | EU | Energy demand | 0 | FEC
AT | TYNDP2026 | NT | 2040 | TWh | 270 | Sub_sector | Transport | Vans | Transport (vans) | Energetic | transport_vans_final_demand_ammonia | Ammonia | EU | Energy demand | 0 | FEC
AT | TYNDP2026 | NT | 2040 | TWh | 272 | Sub_sector | Transport | Freight trains | Transport (trains) | Energetic | transport_trains_final_demand_electricity | Electricity | EU | Energy demand | 7.7393 | FEC
AT | TYNDP2026 | NT | 2040 | TWh | 273 | Sub_sector | Transport | Freight trains | Transport (trains) | Energetic | transport_trains_final_demand_hydrogen | Hydrogen | EU | Energy demand | 0 | FEC
AT | TYNDP2026 | NT | 2040 | TWh | 274 | Sub_sector | Transport | Freight trains | Transport (trains) | Energetic | transport_trains_final_demand_methane | Methane | EU | Energy demand | 0 | FEC
AT | TYNDP2026 | NT | 2040 | TWh | 275 | Sub_sector | Transport | Freight trains | Transport (trains) | Energetic | transport_trains_final_demand_heat | Heat | EU | Energy demand | 0 | FEC
AT | TYNDP2026 | NT | 2040 | TWh | 276 | Sub_sector | Transport | Freight trains | Transport (trains) | Energetic | transport_trains_final_demand_biomass | Biomass | EU | Energy demand | 0 | FEC
AT | TYNDP2026 | NT | 2040 | TWh | 277 | Sub_sector | Transport | Freight trains | Transport (trains) | Energetic | transport_trains_final_demand_coal | Solids | EU | Energy demand | 0.0026495 | FEC
AT | TYNDP2026 | NT | 2040 | TWh | 278 | Sub_sector | Transport | Freight trains | Transport (trains) | Energetic | transport_trains_final_demand_oil | Liquids | EU | Energy demand | 0.56457 | FEC
AT | TYNDP2026 | NT | 2040 | TWh | 279 | Sub_sector | Transport | Freight trains | Transport (trains) | Energetic | transport_trains_final_demand_other | Others | EU | Energy demand | 0 | FEC
AT | TYNDP2026 | NT | 2040 | TWh | 280 | Sub_sector | Transport | Freight trains | Transport (trains) | Energetic | transport_trains_final_demand_ammonia | Ammonia | EU | Energy demand | 0 | FEC
AT | TYNDP2026 | NT | 2040 | TWh | 282 | Sub_sector | Transport | Ships | Transport (ships) | Energetic | transport_ships_final_demand_electricity | Electricity | EU | Energy demand | 0 | FEC
AT | TYNDP2026 | NT | 2040 | TWh | 283 | Sub_sector | Transport | Ships | Transport (ships) | Energetic | transport_ships_final_demand_hydrogen | Hydrogen | EU | Energy demand | 0 | FEC
AT | TYNDP2026 | NT | 2040 | TWh | 284 | Sub_sector | Transport | Ships | Transport (ships) | Energetic | transport_ships_final_demand_methane | Methane | EU | Energy demand | 0 | FEC
AT | TYNDP2026 | NT | 2040 | TWh | 285 | Sub_sector | Transport | Ships | Transport (ships) | Energetic | transport_ships_final_demand_heat | Heat | EU | Energy demand | 0 | FEC
AT | TYNDP2026 | NT | 2040 | TWh | 286 | Sub_sector | Transport | Ships | Transport (ships) | Energetic | transport_ships_final_demand_biomass | Biomass | EU | Energy demand | 0 | FEC
AT | TYNDP2026 | NT | 2040 | TWh | 287 | Sub_sector | Transport | Ships | Transport (ships) | Energetic | transport_ships_final_demand_coal | Solids | EU | Energy demand | 0 | FEC
AT | TYNDP2026 | NT | 2040 | TWh | 288 | Sub_sector | Transport | Ships | Transport (ships) | Energetic | transport_ships_final_demand_oil | Liquids | EU | Energy demand | 0.36123 | FEC
AT | TYNDP2026 | NT | 2040 | TWh | 289 | Sub_sector | Transport | Ships | Transport (ships) | Energetic | transport_ships_final_demand_other | Others | EU | Energy demand | 0 | FEC
AT | TYNDP2026 | NT | 2040 | TWh | 290 | Sub_sector | Transport | Ships | Transport (ships) | Energetic | transport_ships_final_demand_ammonia | Ammonia | EU | Energy demand | 0 | FEC
AT | TYNDP2026 | NT | 2040 | TWh | 292 | Sub_sector | Transport | Planes | Transport (planes) | Energetic | transport_planes_final_demand_electricity | Electricity | EU | Energy demand | 0 | FEC
AT | TYNDP2026 | NT | 2040 | TWh | 293 | Sub_sector | Transport | Planes | Transport (planes) | Energetic | transport_planes_final_demand_hydrogen | Hydrogen | EU | Energy demand | 0 | FEC
AT | TYNDP2026 | NT | 2040 | TWh | 294 | Sub_sector | Transport | Planes | Transport (planes) | Energetic | transport_planes_final_demand_methane | Methane | EU | Energy demand | 0 | FEC
AT | TYNDP2026 | NT | 2040 | TWh | 295 | Sub_sector | Transport | Planes | Transport (planes) | Energetic | transport_planes_final_demand_heat | Heat | EU | Energy demand | 0 | FEC
AT | TYNDP2026 | NT | 2040 | TWh | 296 | Sub_sector | Transport | Planes | Transport (planes) | Energetic | transport_planes_final_demand_biomass | Biomass | EU | Energy demand | 0 | FEC
AT | TYNDP2026 | NT | 2040 | TWh | 297 | Sub_sector | Transport | Planes | Transport (planes) | Energetic | transport_planes_final_demand_coal | Solids | EU | Energy demand | 0 | FEC
AT | TYNDP2026 | NT | 2040 | TWh | 298 | Sub_sector | Transport | Planes | Transport (planes) | Energetic | transport_planes_final_demand_oil | Liquids | EU | Energy demand | 0 | FEC
AT | TYNDP2026 | NT | 2040 | TWh | 299 | Sub_sector | Transport | Planes | Transport (planes) | Energetic | transport_planes_final_demand_other | Others | EU | Energy demand | 0 | FEC
AT | TYNDP2026 | NT | 2040 | TWh | 300 | Sub_sector | Transport | Planes | Transport (planes) | Energetic | transport_planes_final_demand_ammonia | Ammonia | EU | Energy demand | 0 | FEC
AT | TYNDP2026 | NT | 2040 | TWh | 302 | Sub_sector | Transport | Others | Transport (others) | Energetic | transport_other_final_demand_electricity | Electricity | EU | Energy demand | 0.070989 | FEC
AT | TYNDP2026 | NT | 2040 | TWh | 303 | Sub_sector | Transport | Others | Transport (others) | Energetic | transport_other_final_demand_hydrogen | Hydrogen | EU | Energy demand | 0 | FEC
AT | TYNDP2026 | NT | 2040 | TWh | 304 | Sub_sector | Transport | Others | Transport (others) | Energetic | transport_other_final_demand_methane | Methane | EU | Energy demand | 0 | FEC
AT | TYNDP2026 | NT | 2040 | TWh | 305 | Sub_sector | Transport | Others | Transport (others) | Energetic | transport_other_final_demand_heat | Heat | EU | Energy demand | 0 | FEC
AT | TYNDP2026 | NT | 2040 | TWh | 306 | Sub_sector | Transport | Others | Transport (others) | Energetic | transport_other_final_demand_biomass | Biomass | EU | Energy demand | 0 | FEC
AT | TYNDP2026 | NT | 2040 | TWh | 307 | Sub_sector | Transport | Others | Transport (others) | Energetic | transport_other_final_demand_coal | Solids | EU | Energy demand | 0 | FEC
AT | TYNDP2026 | NT | 2040 | TWh | 308 | Sub_sector | Transport | Others | Transport (others) | Energetic | transport_other_final_demand_oil | Liquids | EU | Energy demand | 3.5447 | FEC
AT | TYNDP2026 | NT | 2040 | TWh | 309 | Sub_sector | Transport | Others | Transport (others) | Energetic | transport_other_final_demand_other | Others | EU | Energy demand | 0 | FEC
AT | TYNDP2026 | NT | 2040 | TWh | 310 | Sub_sector | Transport | Others | Transport (others) | Energetic | transport_other_final_demand_ammonia | Ammonia | EU | Energy demand | 0 | FEC
AT | TYNDP2026 | NT | 2040 | TWh | 312 | Sub_sector | International transport | International aviation | Transport (int. aviation) | Energetic | transport_int_aviation_final_demand_electricity | Electricity | EU | Energy demand | 0 | FEC
AT | TYNDP2026 | NT | 2040 | TWh | 313 | Sub_sector | International transport | International aviation | Transport (int. aviation) | Energetic | transport_int_aviation_final_demand_hydrogen | Hydrogen | EU | Energy demand | 0 | FEC
AT | TYNDP2026 | NT | 2040 | TWh | 314 | Sub_sector | International transport | International aviation | Transport (int. aviation) | Energetic | transport_int_aviation_final_demand_methane | Methane | EU | Energy demand | 0 | FEC
AT | TYNDP2026 | NT | 2040 | TWh | 315 | Sub_sector | International transport | International aviation | Transport (int. aviation) | Energetic | transport_int_aviation_final_demand_heat | Heat | EU | Energy demand | 0 | FEC
AT | TYNDP2026 | NT | 2040 | TWh | 316 | Sub_sector | International transport | International aviation | Transport (int. aviation) | Energetic | transport_int_aviation_final_demand_biofuels | Biomass | EU | Energy demand | 0 | FEC
AT | TYNDP2026 | NT | 2040 | TWh | 317 | Sub_sector | International transport | International aviation | Transport (int. aviation) | Energetic | transport_int_aviation_final_demand_coal | Solids | EU | Energy demand | 0 | FEC
AT | TYNDP2026 | NT | 2040 | TWh | 318 | Sub_sector | International transport | International aviation | Transport (int. aviation) | Energetic | transport_int_aviation_final_demand_oil | Liquids | EU | Energy demand | 5.4863 | FEC
AT | TYNDP2026 | NT | 2040 | TWh | 319 | Sub_sector | International transport | International aviation | Transport (int. aviation) | Energetic | transport_int_aviation_final_demand_other | Others | EU | Energy demand | 0 | FEC
AT | TYNDP2026 | NT | 2040 | TWh | 320 | Sub_sector | International transport | International aviation | Transport (int. aviation) | Energetic | transport_int_aviation_final_demand_ammonia | Ammonia | EU | Energy demand | 0 | FEC
AT | TYNDP2026 | NT | 2040 | TWh | 322 | Sub_sector | International transport | International shipping | Transport (int. shipping) | Energetic | transport_int_shipping_final_demand_electricity | Electricity | EU | Energy demand | 0 | not_included_in_FEC
AT | TYNDP2026 | NT | 2040 | TWh | 323 | Sub_sector | International transport | International shipping | Transport (int. shipping) | Energetic | transport_int_shipping_final_demand_hydrogen | Hydrogen | EU | Energy demand | 0 | not_included_in_FEC
AT | TYNDP2026 | NT | 2040 | TWh | 324 | Sub_sector | International transport | International shipping | Transport (int. shipping) | Energetic | transport_int_shipping_final_demand_methane | Methane | EU | Energy demand | 0 | not_included_in_FEC
AT | TYNDP2026 | NT | 2040 | TWh | 325 | Sub_sector | International transport | International shipping | Transport (int. shipping) | Energetic | transport_int_shipping_final_demand_heat | Heat | EU | Energy demand | 0 | not_included_in_FEC
AT | TYNDP2026 | NT | 2040 | TWh | 326 | Sub_sector | International transport | International shipping | Transport (int. shipping) | Energetic | transport_int_shipping_final_demand_biofuels | Biomass | EU | Energy demand | 0 | not_included_in_FEC
AT | TYNDP2026 | NT | 2040 | TWh | 327 | Sub_sector | International transport | International shipping | Transport (int. shipping) | Energetic | transport_int_shipping_final_demand_coal | Solids | EU | Energy demand | 0 | not_included_in_FEC
AT | TYNDP2026 | NT | 2040 | TWh | 328 | Sub_sector | International transport | International shipping | Transport (int. shipping) | Energetic | transport_int_shipping_final_demand_oil | Liquids | EU | Energy demand | 0 | not_included_in_FEC
AT | TYNDP2026 | NT | 2040 | TWh | 329 | Sub_sector | International transport | International shipping | Transport (int. shipping) | Energetic | transport_int_shipping_final_demand_other | Others | EU | Energy demand | 0 | not_included_in_FEC
AT | TYNDP2026 | NT | 2040 | TWh | 330 | Sub_sector | International transport | International shipping | Transport (int. shipping) | Energetic | transport_int_shipping_final_demand_ammonia | Ammonia | EU | Energy demand | 0 | not_included_in_FEC
AT | TYNDP2026 | NT | 2040 | TWh | 332 | Sub_sector | Households | Space heating | Households (heating) | Energetic | households_heating_final_demand_electricity | Electricity | EU | Energy demand | 3.9291 | FEC
AT | TYNDP2026 | NT | 2040 | TWh | 333 | Sub_sector | Households | Space heating | Households (heating) | Energetic | households_heating_final_demand_hydrogen | Hydrogen | EU | Energy demand | 0 | FEC
AT | TYNDP2026 | NT | 2040 | TWh | 334 | Sub_sector | Households | Space heating | Households (heating) | Energetic | households_heating_final_demand_methane | Methane | EU | Energy demand | 0 | FEC
AT | TYNDP2026 | NT | 2040 | TWh | 335 | Sub_sector | Households | Space heating | Households (heating) | Energetic | households_heating_final_demand_heat | Heat | EU | Energy demand | 25.082 | FEC
AT | TYNDP2026 | NT | 2040 | TWh | 336 | Sub_sector | Households | Space heating | Households (heating) | Energetic | households_heating_final_demand_biomass | Biomass | EU | Energy demand | 16.9903 | FEC
AT | TYNDP2026 | NT | 2040 | TWh | 337 | Sub_sector | Households | Space heating | Households (heating) | Energetic | households_heating_final_demand_coal | Solids | EU | Energy demand | 0 | FEC
AT | TYNDP2026 | NT | 2040 | TWh | 338 | Sub_sector | Households | Space heating | Households (heating) | Energetic | households_heating_final_demand_oil | Liquids | EU | Energy demand | 0 | FEC
AT | TYNDP2026 | NT | 2040 | TWh | 339 | Sub_sector | Households | Space heating | Households (heating) | Energetic | households_heating_final_demand_other | Others | EU | Energy demand | 0 | FEC
AT | TYNDP2026 | NT | 2040 | TWh | 340 | Sub_sector | Households | Space heating | Households (heating) | Energetic | households_heating_final_demand_ammonia | Ammonia | EU | Energy demand | 0 | FEC
AT | TYNDP2026 | NT | 2040 | TWh | 343 | Sub_sector | Households | Cooling | Households (cooling) | Energetic | households_cooling_final_demand_electricity | Electricity | EU | Energy demand | 0.014169 | FEC
AT | TYNDP2026 | NT | 2040 | TWh | 344 | Sub_sector | Households | Cooling | Households (cooling) | Energetic | households_cooling_final_demand_hydrogen | Hydrogen | EU | Energy demand | 0 | FEC
AT | TYNDP2026 | NT | 2040 | TWh | 345 | Sub_sector | Households | Cooling | Households (cooling) | Energetic | households_cooling_final_demand_methane | Methane | EU | Energy demand | 0 | FEC
AT | TYNDP2026 | NT | 2040 | TWh | 346 | Sub_sector | Households | Cooling | Households (cooling) | Energetic | households_cooling_final_demand_heat | Heat | EU | Energy demand | 0 | FEC
AT | TYNDP2026 | NT | 2040 | TWh | 347 | Sub_sector | Households | Cooling | Households (cooling) | Energetic | households_cooling_final_demand_biomass | Biomass | EU | Energy demand | 0 | FEC
AT | TYNDP2026 | NT | 2040 | TWh | 348 | Sub_sector | Households | Cooling | Households (cooling) | Energetic | households_cooling_final_demand_coal | Solids | EU | Energy demand | 0 | FEC
AT | TYNDP2026 | NT | 2040 | TWh | 349 | Sub_sector | Households | Cooling | Households (cooling) | Energetic | households_cooling_final_demand_oil | Liquids | EU | Energy demand | 0 | FEC
AT | TYNDP2026 | NT | 2040 | TWh | 350 | Sub_sector | Households | Cooling | Households (cooling) | Energetic | households_cooling_final_demand_other | Others | EU | Energy demand | 0 | FEC
AT | TYNDP2026 | NT | 2040 | TWh | 351 | Sub_sector | Households | Cooling | Households (cooling) | Energetic | households_cooling_final_demand_ammonia | Ammonia | EU | Energy demand | 0 | FEC
AT | TYNDP2026 | NT | 2040 | TWh | 354 | Sub_sector | Households | Hot water | Households (hot water) | Energetic | households_hot_water_final_demand_electricity | Electricity | EU | Energy demand | 1.247 | FEC
AT | TYNDP2026 | NT | 2040 | TWh | 355 | Sub_sector | Households | Hot water | Households (hot water) | Energetic | households_hot_water_final_demand_hydrogen | Hydrogen | EU | Energy demand | 0 | FEC
AT | TYNDP2026 | NT | 2040 | TWh | 356 | Sub_sector | Households | Hot water | Households (hot water) | Energetic | households_hot_water_final_demand_methane | Methane | EU | Energy demand | 0 | FEC
AT | TYNDP2026 | NT | 2040 | TWh | 357 | Sub_sector | Households | Hot water | Households (hot water) | Energetic | households_hot_water_final_demand_heat | Heat | EU | Energy demand | 6.3837 | FEC
AT | TYNDP2026 | NT | 2040 | TWh | 358 | Sub_sector | Households | Hot water | Households (hot water) | Energetic | households_hot_water_final_demand_biomass | Biomass | EU | Energy demand | 3.501 | FEC
AT | TYNDP2026 | NT | 2040 | TWh | 359 | Sub_sector | Households | Hot water | Households (hot water) | Energetic | households_hot_water_final_demand_coal | Solids | EU | Energy demand | 0 | FEC
AT | TYNDP2026 | NT | 2040 | TWh | 360 | Sub_sector | Households | Hot water | Households (hot water) | Energetic | households_hot_water_final_demand_oil | Liquids | EU | Energy demand | 0 | FEC
AT | TYNDP2026 | NT | 2040 | TWh | 361 | Sub_sector | Households | Hot water | Households (hot water) | Energetic | households_hot_water_final_demand_other | Others | EU | Energy demand | 0 | FEC
AT | TYNDP2026 | NT | 2040 | TWh | 362 | Sub_sector | Households | Hot water | Households (hot water) | Energetic | households_hot_water_final_demand_ammonia | Ammonia | EU | Energy demand | 0 | FEC
AT | TYNDP2026 | NT | 2040 | TWh | 365 | Sub_sector | Households | Appliances | Households (appliances) | Energetic | households_appliances_final_demand_electricity | Electricity | EU | Energy demand | 12.3902 | FEC
AT | TYNDP2026 | NT | 2040 | TWh | 366 | Sub_sector | Households | Appliances | Households (appliances) | Energetic | households_appliances_final_demand_hydrogen | Hydrogen | EU | Energy demand | 0 | FEC
AT | TYNDP2026 | NT | 2040 | TWh | 367 | Sub_sector | Households | Appliances | Households (appliances) | Energetic | households_appliances_final_demand_methane | Methane | EU | Energy demand | 0 | FEC
AT | TYNDP2026 | NT | 2040 | TWh | 368 | Sub_sector | Households | Appliances | Households (appliances) | Energetic | households_appliances_final_demand_heat | Heat | EU | Energy demand | 0 | FEC
AT | TYNDP2026 | NT | 2040 | TWh | 369 | Sub_sector | Households | Appliances | Households (appliances) | Energetic | households_appliances_final_demand_biomass | Biomass | EU | Energy demand | 0 | FEC
AT | TYNDP2026 | NT | 2040 | TWh | 370 | Sub_sector | Households | Appliances | Households (appliances) | Energetic | households_appliances_final_demand_coal | Solids | EU | Energy demand | 0 | FEC
AT | TYNDP2026 | NT | 2040 | TWh | 371 | Sub_sector | Households | Appliances | Households (appliances) | Energetic | households_appliances_final_demand_oil | Liquids | EU | Energy demand | 0 | FEC
AT | TYNDP2026 | NT | 2040 | TWh | 372 | Sub_sector | Households | Appliances | Households (appliances) | Energetic | households_appliances_final_demand_other | Others | EU | Energy demand | 0 | FEC
AT | TYNDP2026 | NT | 2040 | TWh | 373 | Sub_sector | Households | Appliances | Households (appliances) | Energetic | households_appliances_final_demand_ammonia | Ammonia | EU | Energy demand | 0 | FEC
AT | TYNDP2026 | NT | 2040 | TWh | 375 | Sub_sector | Buildings | Space heating | Buildings (heat) | Energetic | buildings_heat_final_demand_electricity | Electricity | EU | Energy demand | 3.9924 | FEC
AT | TYNDP2026 | NT | 2040 | TWh | 376 | Sub_sector | Buildings | Space heating | Buildings (heat) | Energetic | buildings_heat_final_demand_hydrogen | Hydrogen | EU | Energy demand | 0 | FEC
AT | TYNDP2026 | NT | 2040 | TWh | 377 | Sub_sector | Buildings | Space heating | Buildings (heat) | Energetic | buildings_heat_final_demand_methane | Methane | EU | Energy demand | 0 | FEC
AT | TYNDP2026 | NT | 2040 | TWh | 378 | Sub_sector | Buildings | Space heating | Buildings (heat) | Energetic | buildings_heat_final_demand_heat | Heat | EU | Energy demand | 9.5205 | FEC
AT | TYNDP2026 | NT | 2040 | TWh | 379 | Sub_sector | Buildings | Space heating | Buildings (heat) | Energetic | buildings_heat_final_demand_biomass | Biomass | EU | Energy demand | 0.32229 | FEC
AT | TYNDP2026 | NT | 2040 | TWh | 380 | Sub_sector | Buildings | Space heating | Buildings (heat) | Energetic | buildings_heat_final_demand_coal | Solids | EU | Energy demand | 0 | FEC
AT | TYNDP2026 | NT | 2040 | TWh | 381 | Sub_sector | Buildings | Space heating | Buildings (heat) | Energetic | buildings_heat_final_demand_oil | Liquids | EU | Energy demand | 0 | FEC
AT | TYNDP2026 | NT | 2040 | TWh | 382 | Sub_sector | Buildings | Space heating | Buildings (heat) | Energetic | buildings_heat_final_demand_other | Others | EU | Energy demand | 0 | FEC
AT | TYNDP2026 | NT | 2040 | TWh | 383 | Sub_sector | Buildings | Space heating | Buildings (heat) | Energetic | buildings_heat_final_demand_ammonia | Ammonia | EU | Energy demand | 0 | FEC
AT | TYNDP2026 | NT | 2040 | TWh | 386 | Sub_sector | Buildings | Cooling | Buildings (cooling) | Energetic | buildings_cooling_final_demand_electricity | Electricity | EU | Energy demand | 0.77035 | FEC
AT | TYNDP2026 | NT | 2040 | TWh | 387 | Sub_sector | Buildings | Cooling | Buildings (cooling) | Energetic | buildings_cooling_final_demand_hydrogen | Hydrogen | EU | Energy demand | 0 | FEC
AT | TYNDP2026 | NT | 2040 | TWh | 388 | Sub_sector | Buildings | Cooling | Buildings (cooling) | Energetic | buildings_cooling_final_demand_methane | Methane | EU | Energy demand | 0 | FEC
AT | TYNDP2026 | NT | 2040 | TWh | 389 | Sub_sector | Buildings | Cooling | Buildings (cooling) | Energetic | buildings_cooling_final_demand_heat | Heat | EU | Energy demand | 0 | FEC
AT | TYNDP2026 | NT | 2040 | TWh | 390 | Sub_sector | Buildings | Cooling | Buildings (cooling) | Energetic | buildings_cooling_final_demand_biomass | Biomass | EU | Energy demand | 0 | FEC
AT | TYNDP2026 | NT | 2040 | TWh | 391 | Sub_sector | Buildings | Cooling | Buildings (cooling) | Energetic | buildings_cooling_final_demand_coal | Solids | EU | Energy demand | 0 | FEC
AT | TYNDP2026 | NT | 2040 | TWh | 392 | Sub_sector | Buildings | Cooling | Buildings (cooling) | Energetic | buildings_cooling_final_demand_oil | Liquids | EU | Energy demand | 0 | FEC
AT | TYNDP2026 | NT | 2040 | TWh | 393 | Sub_sector | Buildings | Cooling | Buildings (cooling) | Energetic | buildings_cooling_final_demand_other | Others | EU | Energy demand | 0 | FEC
AT | TYNDP2026 | NT | 2040 | TWh | 394 | Sub_sector | Buildings | Cooling | Buildings (cooling) | Energetic | buildings_cooling_final_demand_ammonia | Ammonia | EU | Energy demand | 0 | FEC
AT | TYNDP2026 | NT | 2040 | TWh | 397 | Sub_sector | Buildings | Appliances | Buildings (appliances) | Energetic | buildings_appliances_final_demand_electricity | Electricity | EU | Energy demand | 7.6545 | FEC
AT | TYNDP2026 | NT | 2040 | TWh | 398 | Sub_sector | Buildings | Appliances | Buildings (appliances) | Energetic | buildings_appliances_final_demand_hydrogen | Hydrogen | EU | Energy demand | 0 | FEC
AT | TYNDP2026 | NT | 2040 | TWh | 399 | Sub_sector | Buildings | Appliances | Buildings (appliances) | Energetic | buildings_appliances_final_demand_methane | Methane | EU | Energy demand | 1.7806 | FEC
AT | TYNDP2026 | NT | 2040 | TWh | 400 | Sub_sector | Buildings | Appliances | Buildings (appliances) | Energetic | buildings_appliances_final_demand_heat | Heat | EU | Energy demand | 0 | FEC
AT | TYNDP2026 | NT | 2040 | TWh | 401 | Sub_sector | Buildings | Appliances | Buildings (appliances) | Energetic | buildings_appliances_final_demand_biomass | Biomass | EU | Energy demand | 0 | FEC
AT | TYNDP2026 | NT | 2040 | TWh | 402 | Sub_sector | Buildings | Appliances | Buildings (appliances) | Energetic | buildings_appliances_final_demand_coal | Solids | EU | Energy demand | 0 | FEC
AT | TYNDP2026 | NT | 2040 | TWh | 403 | Sub_sector | Buildings | Appliances | Buildings (appliances) | Energetic | buildings_appliances_final_demand_oil | Liquids | EU | Energy demand | 0 | FEC
AT | TYNDP2026 | NT | 2040 | TWh | 404 | Sub_sector | Buildings | Appliances | Buildings (appliances) | Energetic | buildings_appliances_final_demand_other | Others | EU | Energy demand | 0 | FEC
AT | TYNDP2026 | NT | 2040 | TWh | 405 | Sub_sector | Buildings | Appliances | Buildings (appliances) | Energetic | buildings_appliances_final_demand_ammonia | Ammonia | EU | Energy demand | 0 | FEC
AT | TYNDP2026 | NT | 2040 | TWh | 407 | Sub_sector | Buildings | Datacenters | Datacenters & ICT | Energetic | datacentres_final_demand_electricity_energetic | Electricity | EU | Energy demand | 1.4708 | FEC
AT | TYNDP2026 | NT | 2040 | TWh | 408 | Sub_sector | Buildings | Datacenters | Datacenters & ICT | Energetic | datacentres_final_demand_hydrogen_energetic | Hydrogen | EU | Energy demand | 0 | FEC
AT | TYNDP2026 | NT | 2040 | TWh | 409 | Sub_sector | Buildings | Datacenters | Datacenters & ICT | Energetic | datacentres_final_demand_methane_energetic | Methane | EU | Energy demand | 0 | FEC
AT | TYNDP2026 | NT | 2040 | TWh | 410 | Sub_sector | Buildings | Datacenters | Datacenters & ICT | Energetic | datacentres_final_demand_heat_energetic | Heat | EU | Energy demand | 0 | FEC
AT | TYNDP2026 | NT | 2040 | TWh | 411 | Sub_sector | Buildings | Datacenters | Datacenters & ICT | Energetic | datacentres_final_demand_biomass_energetic | Biomass | EU | Energy demand | 0 | FEC
AT | TYNDP2026 | NT | 2040 | TWh | 412 | Sub_sector | Buildings | Datacenters | Datacenters & ICT | Energetic | datacentres_final_demand_coal_energetic | Solids | EU | Energy demand | 0 | FEC
AT | TYNDP2026 | NT | 2040 | TWh | 413 | Sub_sector | Buildings | Datacenters | Datacenters & ICT | Energetic | datacentres_final_demand_oil_energetic | Liquids | EU | Energy demand | 0 | FEC
AT | TYNDP2026 | NT | 2040 | TWh | 414 | Sub_sector | Buildings | Datacenters | Datacenters & ICT | Energetic | datacentres_final_demand_other_energetic | Others | EU | Energy demand | 0 | FEC
AT | TYNDP2026 | NT | 2040 | TWh | 415 | Sub_sector | Buildings | Datacenters | Datacenters & ICT | Energetic | datacentres_final_demand_ammonia_energetic | Ammonia | EU | Energy demand | 0 | FEC
AT | TYNDP2026 | NT | 2040 | TWh | 417 | Sub_sector | Transport | Others_Sector | Others_Sector | Energetic | other_final_demand_electricity_energetic | Electricity | EU | Energy demand | 0 | FEC
AT | TYNDP2026 | NT | 2040 | TWh | 418 | Sub_sector | Transport | Others_Sector | Others_Sector | Energetic | other_final_demand_hydrogen_energetic | Hydrogen | EU | Energy demand | 0 | FEC
AT | TYNDP2026 | NT | 2040 | TWh | 419 | Sub_sector | Transport | Pipeline Transport | Others_Sector | Energetic | other_final_demand_methane_energetic | Methane | EU | Energy demand | 2.9474 | FEC
AT | TYNDP2026 | NT | 2040 | TWh | 420 | Sub_sector | Transport | Others_Sector | Others_Sector | Energetic | other_final_demand_heat_energetic | Heat | EU | Energy demand | 0 | FEC
AT | TYNDP2026 | NT | 2040 | TWh | 421 | Sub_sector | Transport | Others_Sector | Others_Sector | Energetic | other_final_demand_biomass_energetic | Biomass | EU | Energy demand | 0 | FEC
AT | TYNDP2026 | NT | 2040 | TWh | 422 | Sub_sector | Transport | Others_Sector | Others_Sector | Energetic | other_final_demand_coal_energetic | Solids | EU | Energy demand | 0 | FEC
AT | TYNDP2026 | NT | 2040 | TWh | 423 | Sub_sector | Transport | Others_Sector | Others_Sector | Energetic | other_final_demand_oil_energetic | Liquids | EU | Energy demand | 1.0367 | FEC
AT | TYNDP2026 | NT | 2040 | TWh | 424 | Sub_sector | Others_Sector | Others_Sector | Others_Sector | Non-energetic | other_final_demand_oil_non_energetic | Liquids | EU | Energy demand | 0.17083 | not_included_in_FEC
AT | TYNDP2026 | NT | 2040 | TWh | 425 | Sub_sector | Transport | Others_Sector | Others_Sector | Energetic | other_final_demand_other_energetic | Others | EU | Energy demand | 0 | FEC
AT | TYNDP2026 | NT | 2040 | TWh | 426 | Sub_sector | Transport | Others_Sector | Others_Sector | Energetic | other_final_demand_ammonia_energetic | Ammonia | EU | Energy demand | 0 | FEC
AT | TYNDP2026 | NT | 2040 | TWh | 427 | Sub_sector | Industry | Surplus_Heat_in_Industry | Surplus_Heat_in_Industry | Energetic | final_demand_of_industry_unused_local_production_steam_hot_water | Heat | EU | Energy demand | 0 | FEC
AT | TYNDP2026 | NT | 2040 | TWh | 429 | Sub_sector | Agriculture | Total | Agriculture | Energetic | agriculture_final_demand_electricity_energetic | Electricity | EU | Energy demand | 1.3365 | FEC
AT | TYNDP2026 | NT | 2040 | TWh | 430 | Sub_sector | Agriculture | Total | Agriculture | Energetic | agriculture_final_demand_hydrogen_energetic | Hydrogen | EU | Energy demand | 0 | FEC
AT | TYNDP2026 | NT | 2040 | TWh | 431 | Sub_sector | Agriculture | Total | Agriculture | Energetic | agriculture_final_demand_methane_energetic | Methane | EU | Energy demand | 0 | FEC
AT | TYNDP2026 | NT | 2040 | TWh | 432 | Sub_sector | Agriculture | Total | Agriculture | Energetic | agriculture_final_demand_heat_energetic | Heat | EU | Energy demand | 0 | FEC
AT | TYNDP2026 | NT | 2040 | TWh | 433 | Sub_sector | Agriculture | Total | Agriculture | Energetic | agriculture_final_demand_biomass_energetic | Biomass | EU | Energy demand | 2.065 | FEC
AT | TYNDP2026 | NT | 2040 | TWh | 434 | Sub_sector | Agriculture | Total | Agriculture | Energetic | agriculture_final_demand_coal_energetic | Solids | EU | Energy demand | 0 | FEC
AT | TYNDP2026 | NT | 2040 | TWh | 435 | Sub_sector | Agriculture | Total | Agriculture | Energetic | agriculture_final_demand_oil_energetic | Liquids | EU | Energy demand | 0 | FEC
AT | TYNDP2026 | NT | 2040 | TWh | 436 | Sub_sector | Agriculture | Total | Agriculture | Energetic | agriculture_final_demand_other_energetic | Others | EU | Energy demand | 0 | FEC
AT | TYNDP2026 | NT | 2040 | TWh | 437 | Sub_sector | Agriculture | Total | Agriculture | Energetic | agriculture_final_demand_ammonia_energetic | Ammonia | EU | Energy demand | 0 | FEC
AT | TYNDP2026 | NT | 2040 | TWh | 447 | Sub_sector | Buildings | Surplus Energy | Buildings | Energetic | GAP | Electricity | EU | Energy demand | 0 | FEC
AT | TYNDP2026 | NT | 2040 | TWh | 448 | Sub_sector | Buildings | Surplus Energy | Buildings | Energetic | GAP | Hydrogen | EU | Energy demand | 0 | FEC
AT | TYNDP2026 | NT | 2040 | TWh | 449 | Sub_sector | Buildings | Surplus Energy | Buildings | Energetic | GAP | Methane | EU | Energy demand | 0 | FEC
AT | TYNDP2026 | NT | 2040 | TWh | 450 | Sub_sector | Buildings | Surplus Energy | Buildings | Energetic | GAP | Heat | EU | Energy demand | 0 | FEC
AT | TYNDP2026 | NT | 2040 | TWh | 451 | Sub_sector | Buildings | Surplus Energy | Buildings | Energetic | GAP | Biomass | EU | Energy demand | 0.17835 | FEC
AT | TYNDP2026 | NT | 2040 | TWh | 452 | Sub_sector | Buildings | Surplus Energy | Buildings | Energetic | GAP | Solids | EU | Energy demand | 0 | FEC
AT | TYNDP2026 | NT | 2040 | TWh | 453 | Sub_sector | Buildings | Surplus Energy | Buildings | Energetic | GAP | Liquids | EU | Energy demand | 0.26214 | FEC
AT | TYNDP2026 | NT | 2040 | TWh | 454 | Sub_sector | Buildings | Surplus Energy | Buildings | Energetic | GAP | Others | EU | Energy demand | 0 | FEC
AT | TYNDP2026 | NT | 2040 | TWh | 455 | Sub_sector | Buildings | Surplus Energy | Buildings | Energetic | GAP | Ammonia | EU | Energy demand | 0 | FEC
AT | TYNDP2026 | NT | 2040 | TWh | 456 | Sub_sector | Households | Surplus Energy | Households | Energetic | GAP | Electricity | EU | Energy demand | 0 | FEC
AT | TYNDP2026 | NT | 2040 | TWh | 457 | Sub_sector | Households | Surplus Energy | Households | Energetic | GAP | Hydrogen | EU | Energy demand | 0 | FEC
AT | TYNDP2026 | NT | 2040 | TWh | 458 | Sub_sector | Households | Surplus Energy | Households | Energetic | GAP | Methane | EU | Energy demand | 0 | FEC
AT | TYNDP2026 | NT | 2040 | TWh | 459 | Sub_sector | Households | Surplus Energy | Households | Energetic | GAP | Heat | EU | Energy demand | 0 | FEC
AT | TYNDP2026 | NT | 2040 | TWh | 460 | Sub_sector | Households | Surplus Energy | Households | Energetic | GAP | Biomass | EU | Energy demand | 0 | FEC
AT | TYNDP2026 | NT | 2040 | TWh | 461 | Sub_sector | Households | Surplus Energy | Households | Energetic | GAP | Solids | EU | Energy demand | 0 | FEC
AT | TYNDP2026 | NT | 2040 | TWh | 462 | Sub_sector | Households | Surplus Energy | Households | Energetic | GAP | Liquids | EU | Energy demand | 0 | FEC
AT | TYNDP2026 | NT | 2040 | TWh | 463 | Sub_sector | Households | Surplus Energy | Households | Energetic | GAP | Others | EU | Energy demand | 0 | FEC
AT | TYNDP2026 | NT | 2040 | TWh | 464 | Sub_sector | Households | Surplus Energy | Households | Energetic | GAP | Ammonia | EU | Energy demand | 0 | FEC
AT | TYNDP2026 | NT | 2050 | TWh | 102 | Sub_sector | Industry | Aluminium | Industry (aluminium) | Energetic | industry_aluminium_demand_electricity_energetic | Electricity | EU | Energy demand | 0 | FEC
AT | TYNDP2026 | NT | 2050 | TWh | 103 | Sub_sector | Industry | Aluminium | Industry (aluminium) | Energetic | industry_aluminium_demand_hydrogen_energetic | Hydrogen | EU | Energy demand | 0 | FEC
AT | TYNDP2026 | NT | 2050 | TWh | 104 | Sub_sector | Industry | Aluminium | Industry (aluminium) | Energetic | industry_aluminium_demand_methane_energetic | Methane | EU | Energy demand | 0 | FEC
AT | TYNDP2026 | NT | 2050 | TWh | 105 | Sub_sector | Industry | Aluminium | Industry (aluminium) | Energetic | industry_aluminium_demand_heat_energetic | Heat | EU | Energy demand | 0 | FEC
AT | TYNDP2026 | NT | 2050 | TWh | 106 | Sub_sector | Industry | Aluminium | Industry (aluminium) | Energetic | industry_aluminium_demand_biomass_energetic | Biomass | EU | Energy demand | 0 | FEC
AT | TYNDP2026 | NT | 2050 | TWh | 107 | Sub_sector | Industry | Aluminium | Industry (aluminium) | Energetic | industry_aluminium_demand_coal_energetic | Solids | EU | Energy demand | 0 | FEC
AT | TYNDP2026 | NT | 2050 | TWh | 108 | Sub_sector | Industry | Aluminium | Industry (aluminium) | Energetic | industry_aluminium_demand_oil_energetic | Liquids | EU | Energy demand | 0 | FEC
AT | TYNDP2026 | NT | 2050 | TWh | 109 | Sub_sector | Industry | Aluminium | Industry (aluminium) | Energetic | industry_aluminium_demand_others_energetic | Others | EU | Energy demand | 0 | FEC
AT | TYNDP2026 | NT | 2050 | TWh | 110 | Sub_sector | Industry | Aluminium | Industry (aluminium) | Energetic | industry_ammonia_demand_others_energetic | Ammonia | EU | Energy demand | 0 | FEC
AT | TYNDP2026 | NT | 2050 | TWh | 112 | Sub_sector | Industry | Chemicals | Industry (chemicals, energetic) | Energetic | industry_chemical_demand_electricity_energetic | Electricity | EU | Energy demand | 5.1619 | FEC
AT | TYNDP2026 | NT | 2050 | TWh | 113 | Sub_sector | Industry | Chemicals | Industry (chemicals, energetic) | Energetic | industry_chemical_demand_hydrogen_energetic | Hydrogen | EU | Energy demand | 0 | FEC
AT | TYNDP2026 | NT | 2050 | TWh | 114 | Sub_sector | Industry | Chemicals | Industry (chemicals, energetic) | Energetic | industry_chemical_demand_methane_energetic | Methane | EU | Energy demand | 0 | FEC
AT | TYNDP2026 | NT | 2050 | TWh | 115 | Sub_sector | Industry | Chemicals | Industry (chemicals, energetic) | Energetic | industry_chemical_demand_heat_energetic | Heat | EU | Energy demand | 0.61028 | FEC
AT | TYNDP2026 | NT | 2050 | TWh | 116 | Sub_sector | Industry | Chemicals | Industry (chemicals, energetic) | Energetic | industry_chemical_demand_biomass_energetic | Biomass | EU | Energy demand | 1.5219 | FEC
AT | TYNDP2026 | NT | 2050 | TWh | 117 | Sub_sector | Industry | Chemicals | Industry (chemicals, energetic) | Energetic | industry_chemical_demand_coal_energetic | Solids | EU | Energy demand | 0 | FEC
AT | TYNDP2026 | NT | 2050 | TWh | 118 | Sub_sector | Industry | Chemicals | Industry (chemicals, energetic) | Energetic | industry_chemical_demand_oil_energetic | Liquids | EU | Energy demand | 0.45657 | FEC
AT | TYNDP2026 | NT | 2050 | TWh | 119 | Sub_sector | Industry | Chemicals | Industry (chemicals, energetic) | Energetic | industry_chemical_demand_others_energetic | Others | EU | Energy demand | 0 | FEC
AT | TYNDP2026 | NT | 2050 | TWh | 120 | Sub_sector | Industry | Chemicals | Industry (chemicals, energetic) | Energetic | industry_chemical_demand_ammonia_energetic | Ammonia | EU | Energy demand | 0 | FEC
AT | TYNDP2026 | NT | 2050 | TWh | 122 | Sub_sector | Industry | Chemicals | Industry (chemicals, non-energetic) | Non-energetic | industry_chemical_demand_electricity_non_energetic | Electricity | EU | Energy demand | 0 | not_included_in_FEC
AT | TYNDP2026 | NT | 2050 | TWh | 123 | Sub_sector | Industry | Chemicals | Industry (chemicals, non-energetic) | Non-energetic | industry_chemical_demand_hydrogen_non_energetic | Hydrogen | EU | Energy demand | 1.4631 | not_included_in_FEC
AT | TYNDP2026 | NT | 2050 | TWh | 124 | Sub_sector | Industry | Chemicals | Industry (chemicals, non-energetic) | Non-energetic | industry_chemical_demand_methane_non_energetic | Methane | EU | Energy demand | 0 | not_included_in_FEC
AT | TYNDP2026 | NT | 2050 | TWh | 125 | Sub_sector | Industry | Chemicals | Industry (chemicals, non-energetic) | Non-energetic | industry_chemical_demand_heat_non_energetic | Heat | EU | Energy demand | 0 | not_included_in_FEC
AT | TYNDP2026 | NT | 2050 | TWh | 126 | Sub_sector | Industry | Chemicals | Industry (chemicals, non-energetic) | Non-energetic | industry_chemical_demand_biomass_non_energetic | Biomass | EU | Energy demand | 0 | not_included_in_FEC
AT | TYNDP2026 | NT | 2050 | TWh | 127 | Sub_sector | Industry | Chemicals | Industry (chemicals, non-energetic) | Non-energetic | industry_chemical_demand_coal_non_energetic | Solids | EU | Energy demand | 0 | not_included_in_FEC
AT | TYNDP2026 | NT | 2050 | TWh | 128 | Sub_sector | Industry | Chemicals | Industry (chemicals, non-energetic) | Non-energetic | industry_chemical_demand_oil_non_energetic | Liquids | EU | Energy demand | 13.168 | not_included_in_FEC
AT | TYNDP2026 | NT | 2050 | TWh | 129 | Sub_sector | Industry | Chemicals | Industry (chemicals, non-energetic) | Non-energetic | industry_chemical_demand_others_non_energetic | Others | EU | Energy demand | 0 | not_included_in_FEC
AT | TYNDP2026 | NT | 2050 | TWh | 130 | Sub_sector | Industry | Chemicals | Industry (chemicals, non-energetic) | Non-energetic | industry_chemical_demand_ammonia_non_energetic | Ammonia | EU | Energy demand | 0 | not_included_in_FEC
AT | TYNDP2026 | NT | 2050 | TWh | 132 | Sub_sector | Industry | Fertilizers | Industry (fertilizers, energetic) | Energetic | industry_fertilizers_demand_electricity_energetic | Electricity | EU | Energy demand | 0.086831 | FEC
AT | TYNDP2026 | NT | 2050 | TWh | 133 | Sub_sector | Industry | Fertilizers | Industry (fertilizers, energetic) | Energetic | industry_fertilizers_demand_hydrogen_energetic | Hydrogen | EU | Energy demand | 0 | FEC
AT | TYNDP2026 | NT | 2050 | TWh | 134 | Sub_sector | Industry | Fertilizers | Industry (fertilizers, energetic) | Energetic | industry_fertilizers_demand_methane_energetic | Methane | EU | Energy demand | 0 | FEC
AT | TYNDP2026 | NT | 2050 | TWh | 135 | Sub_sector | Industry | Fertilizers | Industry (fertilizers, energetic) | Energetic | industry_fertilizers_demand_heat_energetic | Heat | EU | Energy demand | 0 | FEC
AT | TYNDP2026 | NT | 2050 | TWh | 136 | Sub_sector | Industry | Fertilizers | Industry (fertilizers, energetic) | Energetic | industry_fertilizers_demand_biomass_energetic | Biomass | EU | Energy demand | 0.93488 | FEC
AT | TYNDP2026 | NT | 2050 | TWh | 137 | Sub_sector | Industry | Fertilizers | Industry (fertilizers, energetic) | Energetic | industry_fertilizers_demand_coal_energetic | Solids | EU | Energy demand | 0 | FEC
AT | TYNDP2026 | NT | 2050 | TWh | 138 | Sub_sector | Industry | Fertilizers | Industry (fertilizers, energetic) | Energetic | industry_fertilizers_demand_oil_energetic | Liquids | EU | Energy demand | 0 | FEC
AT | TYNDP2026 | NT | 2050 | TWh | 139 | Sub_sector | Industry | Fertilizers | Industry (fertilizers, energetic) | Energetic | industry_fertilizers_demand_others_energetic | Others | EU | Energy demand | 0 | FEC
AT | TYNDP2026 | NT | 2050 | TWh | 140 | Sub_sector | Industry | Fertilizers | Industry (fertilizers, energetic) | Energetic | industry_fertilizers_demand_ammonia_energetic | Ammonia | EU | Energy demand | 0 | FEC
AT | TYNDP2026 | NT | 2050 | TWh | 142 | Sub_sector | Industry | Fertilizers | Industry (fertilizers, non-energetic) | Non-energetic | industry_fertilizers_demand_electricity_non_energetic | Electricity | EU | Energy demand | 0 | not_included_in_FEC
AT | TYNDP2026 | NT | 2050 | TWh | 143 | Sub_sector | Industry | Fertilizers | Industry (fertilizers, non-energetic) | Non-energetic | industry_fertilizers_demand_hydrogen_non_energetic | Hydrogen | EU | Energy demand | 0 | not_included_in_FEC
AT | TYNDP2026 | NT | 2050 | TWh | 144 | Sub_sector | Industry | Fertilizers | Industry (fertilizers, non-energetic) | Non-energetic | industry_fertilizers_demand_methane_non_energetic | Methane | EU | Energy demand | 1.8495 | not_included_in_FEC
AT | TYNDP2026 | NT | 2050 | TWh | 145 | Sub_sector | Industry | Fertilizers | Industry (fertilizers, non-energetic) | Non-energetic | industry_fertilizers_demand_heat_non_energetic | Heat | EU | Energy demand | 0 | not_included_in_FEC
AT | TYNDP2026 | NT | 2050 | TWh | 146 | Sub_sector | Industry | Fertilizers | Industry (fertilizers, non-energetic) | Non-energetic | industry_fertilizers_demand_biomass_non_energetic | Biomass | EU | Energy demand | 0 | not_included_in_FEC
AT | TYNDP2026 | NT | 2050 | TWh | 147 | Sub_sector | Industry | Fertilizers | Industry (fertilizers, non-energetic) | Non-energetic | industry_fertilizers_demand_coal_non_energetic | Solids | EU | Energy demand | 0 | not_included_in_FEC
AT | TYNDP2026 | NT | 2050 | TWh | 148 | Sub_sector | Industry | Fertilizers | Industry (fertilizers, non-energetic) | Non-energetic | industry_fertilizers_demand_oil_non_energetic | Liquids | EU | Energy demand | 0 | not_included_in_FEC
AT | TYNDP2026 | NT | 2050 | TWh | 149 | Sub_sector | Industry | Fertilizers | Industry (fertilizers, non-energetic) | Non-energetic | industry_fertilizers_demand_others_non_energetic | Others | EU | Energy demand | 0 | not_included_in_FEC
AT | TYNDP2026 | NT | 2050 | TWh | 150 | Sub_sector | Industry | Fertilizers | Industry (fertilizers, non-energetic) | Non-energetic | industry_fertilizers_demand_ammonia_non_energetic | Ammonia | EU | Energy demand | 0 | not_included_in_FEC
AT | TYNDP2026 | NT | 2050 | TWh | 152 | Sub_sector | Industry | Food | Industry (food) | Energetic | industry_food_demand_electricity_energetic | Electricity | EU | Energy demand | 4.4037 | FEC
AT | TYNDP2026 | NT | 2050 | TWh | 153 | Sub_sector | Industry | Food | Industry (food) | Energetic | industry_food_demand_hydrogen_energetic | Hydrogen | EU | Energy demand | 0 | FEC
AT | TYNDP2026 | NT | 2050 | TWh | 154 | Sub_sector | Industry | Food | Industry (food) | Energetic | industry_food_demand_methane_energetic | Methane | EU | Energy demand | 0 | FEC
AT | TYNDP2026 | NT | 2050 | TWh | 155 | Sub_sector | Industry | Food | Industry (food) | Energetic | industry_food_demand_heat_energetic | Heat | EU | Energy demand | 0.36014 | FEC
AT | TYNDP2026 | NT | 2050 | TWh | 156 | Sub_sector | Industry | Food | Industry (food) | Energetic | industry_food_demand_biomass_energetic | Biomass | EU | Energy demand | 0 | FEC
AT | TYNDP2026 | NT | 2050 | TWh | 157 | Sub_sector | Industry | Food | Industry (food) | Energetic | industry_food_demand_coal_energetic | Solids | EU | Energy demand | 0.59287 | FEC
AT | TYNDP2026 | NT | 2050 | TWh | 158 | Sub_sector | Industry | Food | Industry (food) | Energetic | industry_food_demand_oil_energetic | Liquids | EU | Energy demand | 0.5619 | FEC
AT | TYNDP2026 | NT | 2050 | TWh | 159 | Sub_sector | Industry | Food | Industry (food) | Energetic | industry_food_demand_others_energetic | Others | EU | Energy demand | 0 | FEC
AT | TYNDP2026 | NT | 2050 | TWh | 160 | Sub_sector | Industry | Food | Industry (food) | Energetic | industry_food_demand_ammonia_energetic | Ammonia | EU | Energy demand | 0 | FEC
AT | TYNDP2026 | NT | 2050 | TWh | 162 | Sub_sector | Industry | Metals | Industry (metal) | Energetic | industry_metal_demand_electricity_energetic | Electricity | EU | Energy demand | 1.0693 | FEC
AT | TYNDP2026 | NT | 2050 | TWh | 163 | Sub_sector | Industry | Metals | Industry (metal) | Energetic | industry_metal_demand_hydrogen_energetic | Hydrogen | EU | Energy demand | 0 | FEC
AT | TYNDP2026 | NT | 2050 | TWh | 164 | Sub_sector | Industry | Metals | Industry (metal) | Energetic | industry_metal_demand_methane_energetic | Methane | EU | Energy demand | 1.3931 | FEC
AT | TYNDP2026 | NT | 2050 | TWh | 165 | Sub_sector | Industry | Metals | Industry (metal) | Energetic | industry_metal_demand_heat_energetic | Heat | EU | Energy demand | 0.026602 | FEC
AT | TYNDP2026 | NT | 2050 | TWh | 166 | Sub_sector | Industry | Metals | Industry (metal) | Energetic | industry_metal_demand_biomass_energetic | Biomass | EU | Energy demand | 0 | FEC
AT | TYNDP2026 | NT | 2050 | TWh | 167 | Sub_sector | Industry | Metals | Industry (metal) | Energetic | industry_metal_demand_coal_energetic | Solids | EU | Energy demand | 0 | FEC
AT | TYNDP2026 | NT | 2050 | TWh | 168 | Sub_sector | Industry | Metals | Industry (metal) | Energetic | industry_metal_demand_oil_energetic | Liquids | EU | Energy demand | 0.034214 | FEC
AT | TYNDP2026 | NT | 2050 | TWh | 169 | Sub_sector | Industry | Metals | Industry (metal) | Energetic | industry_metal_demand_others_energetic | Others | EU | Energy demand | 0 | FEC
AT | TYNDP2026 | NT | 2050 | TWh | 170 | Sub_sector | Industry | Metals | Industry (metal) | Energetic | industry_metal_demand_ammonia_energetic | Ammonia | EU | Energy demand | 0 | FEC
AT | TYNDP2026 | NT | 2050 | TWh | 172 | Sub_sector | Industry | Others | Industry (other, energetic) | Energetic | industry_other_demand_electricity_energetic | Electricity | EU | Energy demand | 12.2734 | FEC
AT | TYNDP2026 | NT | 2050 | TWh | 173 | Sub_sector | Industry | Others | Industry (other, energetic) | Energetic | industry_other_demand_hydrogen_energetic | Hydrogen | EU | Energy demand | 0 | FEC
AT | TYNDP2026 | NT | 2050 | TWh | 174 | Sub_sector | Industry | Others | Industry (other, energetic) | Energetic | industry_other_demand_methane_energetic | Methane | EU | Energy demand | 0 | FEC
AT | TYNDP2026 | NT | 2050 | TWh | 175 | Sub_sector | Industry | Others | Industry (other, energetic) | Energetic | industry_other_demand_heat_energetic | Heat | EU | Energy demand | 5.7757 | FEC
AT | TYNDP2026 | NT | 2050 | TWh | 176 | Sub_sector | Industry | Others | Industry (other, energetic) | Energetic | industry_other_demand_biomass_energetic | Biomass | EU | Energy demand | 10.8295 | FEC
AT | TYNDP2026 | NT | 2050 | TWh | 177 | Sub_sector | Industry | Others | Industry (other, energetic) | Energetic | industry_other_demand_coal_energetic | Solids | EU | Energy demand | 0 | FEC
AT | TYNDP2026 | NT | 2050 | TWh | 178 | Sub_sector | Industry | Others | Industry (other, energetic) | Energetic | industry_other_demand_oil_energetic | Liquids | EU | Energy demand | 0 | FEC
AT | TYNDP2026 | NT | 2050 | TWh | 179 | Sub_sector | Industry | Others | Industry (other, energetic) | Energetic | industry_other_demand_others_energetic | Others | EU | Energy demand | 0 | FEC
AT | TYNDP2026 | NT | 2050 | TWh | 180 | Sub_sector | Industry | Others | Industry (other, energetic) | Energetic | industry_other_demand_ammonia_energetic | Ammonia | EU | Energy demand | 0 | FEC
AT | TYNDP2026 | NT | 2050 | TWh | 182 | Sub_sector | Industry | Others | Industry (other, non-energetic) | Non-energetic | industry_other_demand_electricity_non_energetic | Electricity | EU | Energy demand | 0 | not_included_in_FEC
AT | TYNDP2026 | NT | 2050 | TWh | 183 | Sub_sector | Industry | Others | Industry (other, non-energetic) | Non-energetic | industry_other_demand_hydrogen_non_energetic | Hydrogen | EU | Energy demand | 1.5817 | not_included_in_FEC
AT | TYNDP2026 | NT | 2050 | TWh | 184 | Sub_sector | Industry | Others | Industry (other, non-energetic) | Non-energetic | industry_other_demand_methane_non_energetic | Methane | EU | Energy demand | 0 | not_included_in_FEC
AT | TYNDP2026 | NT | 2050 | TWh | 185 | Sub_sector | Industry | Others | Industry (other, non-energetic) | Non-energetic | industry_other_demand_heat_non_energetic | Heat | EU | Energy demand | 0 | not_included_in_FEC
AT | TYNDP2026 | NT | 2050 | TWh | 186 | Sub_sector | Industry | Others | Industry (other, non-energetic) | Non-energetic | industry_other_demand_biomass_non_energetic | Biomass | EU | Energy demand | 0 | not_included_in_FEC
AT | TYNDP2026 | NT | 2050 | TWh | 187 | Sub_sector | Industry | Others | Industry (other, non-energetic) | Non-energetic | industry_other_demand_coal_non_energetic | Solids | EU | Energy demand | 0 | not_included_in_FEC
AT | TYNDP2026 | NT | 2050 | TWh | 188 | Sub_sector | Industry | Others | Industry (other, non-energetic) | Non-energetic | industry_other_demand_oil_non_energetic | Liquids | EU | Energy demand | 0.8148 | not_included_in_FEC
AT | TYNDP2026 | NT | 2050 | TWh | 189 | Sub_sector | Industry | Others | Industry (other, non-energetic) | Non-energetic | industry_other_demand_others_non_energetic | Others | EU | Energy demand | 0 | not_included_in_FEC
AT | TYNDP2026 | NT | 2050 | TWh | 190 | Sub_sector | Industry | Others | Industry (other, non-energetic) | Non-energetic | industry_other_demand_ammonia_non_energetic | Ammonia | EU | Energy demand | 0 | not_included_in_FEC
AT | TYNDP2026 | NT | 2050 | TWh | 192 | Sub_sector | Industry | Paper | Industry (paper) | Energetic | industry_paper_demand_electricity_energetic | Electricity | EU | Energy demand | 9.0331 | FEC
AT | TYNDP2026 | NT | 2050 | TWh | 193 | Sub_sector | Industry | Paper | Industry (paper) | Energetic | industry_paper_demand_hydrogen_energetic | Hydrogen | EU | Energy demand | 0 | FEC
AT | TYNDP2026 | NT | 2050 | TWh | 194 | Sub_sector | Industry | Paper | Industry (paper) | Energetic | industry_paper_demand_methane_energetic | Methane | EU | Energy demand | 0 | FEC
AT | TYNDP2026 | NT | 2050 | TWh | 195 | Sub_sector | Industry | Paper | Industry (paper) | Energetic | industry_paper_demand_heat_energetic | Heat | EU | Energy demand | 0 | FEC
AT | TYNDP2026 | NT | 2050 | TWh | 196 | Sub_sector | Industry | Paper | Industry (paper) | Energetic | industry_paper_demand_biomass_energetic | Biomass | EU | Energy demand | 11.0765 | FEC
AT | TYNDP2026 | NT | 2050 | TWh | 197 | Sub_sector | Industry | Paper | Industry (paper) | Energetic | industry_paper_demand_coal_energetic | Solids | EU | Energy demand | 0 | FEC
AT | TYNDP2026 | NT | 2050 | TWh | 198 | Sub_sector | Industry | Paper | Industry (paper) | Energetic | industry_paper_demand_oil_energetic | Liquids | EU | Energy demand | 0 | FEC
AT | TYNDP2026 | NT | 2050 | TWh | 199 | Sub_sector | Industry | Paper | Industry (paper) | Energetic | industry_paper_demand_others_energetic | Others | EU | Energy demand | 0 | FEC
AT | TYNDP2026 | NT | 2050 | TWh | 200 | Sub_sector | Industry | Paper | Industry (paper) | Energetic | industry_paper_demand_ammonia_energetic | Ammonia | EU | Energy demand | 0 | FEC
AT | TYNDP2026 | NT | 2050 | TWh | 202 | Sub_sector | Industry | Refineries | Industry (refineries, energetic) | Energetic | industry_refinery_demand_electricity_energetic | Electricity | EU | Energy demand | 0.15055 | not_included_in_FEC
AT | TYNDP2026 | NT | 2050 | TWh | 203 | Sub_sector | Industry | Refineries | Industry (refineries, energetic) | Energetic | industry_refinery_demand_hydrogen_energetic | Hydrogen | EU | Energy demand | 0 | not_included_in_FEC
AT | TYNDP2026 | NT | 2050 | TWh | 204 | Sub_sector | Industry | Refineries | Industry (refineries, energetic) | Energetic | industry_refinery_demand_methane_energetic | Methane | EU | Energy demand | 0 | not_included_in_FEC
AT | TYNDP2026 | NT | 2050 | TWh | 205 | Sub_sector | Industry | Refineries | Industry (refineries, energetic) | Energetic | industry_refinery_demand_heat_energetic | Heat | EU | Energy demand | 0.31592 | not_included_in_FEC
AT | TYNDP2026 | NT | 2050 | TWh | 206 | Sub_sector | Industry | Refineries | Industry (refineries, energetic) | Energetic | industry_refinery_demand_biomass_energetic | Biomass | EU | Energy demand | 0.47389 | not_included_in_FEC
AT | TYNDP2026 | NT | 2050 | TWh | 207 | Sub_sector | Industry | Refineries | Industry (refineries, energetic) | Energetic | industry_refinery_demand_coal_energetic | Solids | EU | Energy demand | 0 | not_included_in_FEC
AT | TYNDP2026 | NT | 2050 | TWh | 208 | Sub_sector | Industry | Refineries | Industry (refineries, energetic) | Energetic | industry_refinery_demand_oil_energetic | Liquids | EU | Energy demand | 0.11419 | not_included_in_FEC
AT | TYNDP2026 | NT | 2050 | TWh | 209 | Sub_sector | Industry | Refineries | Industry (refineries, energetic) | Energetic | industry_refinery_demand_others_energetic | Others | EU | Energy demand | 0 | not_included_in_FEC
AT | TYNDP2026 | NT | 2050 | TWh | 210 | Sub_sector | Industry | Refineries | Industry (refineries, energetic) | Energetic | industry_refinery_demand_ammonia_energetic | Ammonia | EU | Energy demand | 0 | not_included_in_FEC
AT | TYNDP2026 | NT | 2050 | TWh | 212 | Sub_sector | Industry | Refineries | Industry (refineries, non-energetic) | Non-energetic | industry_refinery_demand_electricity_non_energetic | Electricity | EU | Energy demand | 0 | not_included_in_FEC
AT | TYNDP2026 | NT | 2050 | TWh | 213 | Sub_sector | Industry | Refineries | Industry (refineries, non-energetic) | Non-energetic | industry_refinery_demand_hydrogen_non_energetic | Hydrogen | EU | Energy demand | 0 | not_included_in_FEC
AT | TYNDP2026 | NT | 2050 | TWh | 214 | Sub_sector | Industry | Refineries | Industry (refineries, non-energetic) | Non-energetic | industry_refinery_demand_methane_non_energetic | Methane | EU | Energy demand | 0 | not_included_in_FEC
AT | TYNDP2026 | NT | 2050 | TWh | 215 | Sub_sector | Industry | Refineries | Industry (refineries, non-energetic) | Non-energetic | industry_refinery_demand_heat_non_energetic | Heat | EU | Energy demand | 0 | not_included_in_FEC
AT | TYNDP2026 | NT | 2050 | TWh | 216 | Sub_sector | Industry | Refineries | Industry (refineries, non-energetic) | Non-energetic | industry_refinery_demand_biomass_non_energetic | Biomass | EU | Energy demand | 0 | not_included_in_FEC
AT | TYNDP2026 | NT | 2050 | TWh | 217 | Sub_sector | Industry | Refineries | Industry (refineries, non-energetic) | Non-energetic | industry_refinery_demand_coal_non_energetic | Solids | EU | Energy demand | 0 | not_included_in_FEC
AT | TYNDP2026 | NT | 2050 | TWh | 218 | Sub_sector | Industry | Refineries | Industry (refineries, non-energetic) | Non-energetic | industry_refinery_demand_oil_non_energetic | Liquids | EU | Energy demand | 0 | not_included_in_FEC
AT | TYNDP2026 | NT | 2050 | TWh | 219 | Sub_sector | Industry | Refineries | Industry (refineries, non-energetic) | Non-energetic | industry_refinery_demand_others_non_energetic | Others | EU | Energy demand | 0 | not_included_in_FEC
AT | TYNDP2026 | NT | 2050 | TWh | 220 | Sub_sector | Industry | Refineries | Industry (refineries, non-energetic) | Non-energetic | industry_refinery_demand_ammonia_non_energetic | Ammonia | EU | Energy demand | 0 | not_included_in_FEC
AT | TYNDP2026 | NT | 2050 | TWh | 222 | Sub_sector | Industry | Steel | Industry (steel) | Energetic | industry_steel_demand_electricity_energetic | Electricity | EU | Energy demand | 5.2568 | FEC
AT | TYNDP2026 | NT | 2050 | TWh | 223 | Sub_sector | Industry | Steel | Industry (steel) | Energetic | industry_steel_demand_hydrogen_energetic | Hydrogen | EU | Energy demand | 3.7598 | FEC
AT | TYNDP2026 | NT | 2050 | TWh | 224 | Sub_sector | Industry | Steel | Industry (steel) | Energetic | industry_steel_demand_methane_energetic | Methane | EU | Energy demand | 10.0601 | FEC
AT | TYNDP2026 | NT | 2050 | TWh | 225 | Sub_sector | Industry | Steel | Industry (steel) | Energetic | industry_steel_demand_heat_energetic | Heat | EU | Energy demand | 0 | FEC
AT | TYNDP2026 | NT | 2050 | TWh | 226 | Sub_sector | Industry | Steel | Industry (steel) | Energetic | industry_steel_demand_biomass_energetic | Biomass | EU | Energy demand | 0 | FEC
AT | TYNDP2026 | NT | 2050 | TWh | 227 | Sub_sector | Industry | Steel | Industry (steel) | Energetic | industry_steel_demand_coal_energetic | Solids | EU | Energy demand | 0.37623 | FEC
AT | TYNDP2026 | NT | 2050 | TWh | 228 | Sub_sector | Industry | Steel | Industry (steel) | Energetic | industry_steel_demand_oil_energetic | Liquids | EU | Energy demand | 0 | FEC
AT | TYNDP2026 | NT | 2050 | TWh | 229 | Sub_sector | Industry | Steel | Industry (steel) | Energetic | industry_steel_demand_others_energetic | Others | EU | Energy demand | 0 | FEC
AT | TYNDP2026 | NT | 2050 | TWh | 230 | Sub_sector | Industry | Steel | Industry (steel) | Energetic | industry_steel_demand_ammonia_energetic | Ammonia | EU | Energy demand | 0 | FEC
AT | TYNDP2026 | NT | 2050 | TWh | 232 | Sub_sector | Transport | Cars | Transport (cars) | Energetic | transport_cars_final_demand_electricity | Electricity | EU | Energy demand | 5.1524 | FEC
AT | TYNDP2026 | NT | 2050 | TWh | 233 | Sub_sector | Transport | Cars | Transport (cars) | Energetic | transport_cars_final_demand_hydrogen | Hydrogen | EU | Energy demand | 1.2396 | FEC
AT | TYNDP2026 | NT | 2050 | TWh | 234 | Sub_sector | Transport | Cars | Transport (cars) | Energetic | transport_cars_final_demand_methane | Methane | EU | Energy demand | 0.40064 | FEC
AT | TYNDP2026 | NT | 2050 | TWh | 235 | Sub_sector | Transport | Cars | Transport (cars) | Energetic | transport_cars_final_demand_heat | Heat | EU | Energy demand | 0 | FEC
AT | TYNDP2026 | NT | 2050 | TWh | 236 | Sub_sector | Transport | Cars | Transport (cars) | Energetic | transport_cars_final_demand_biomass | Biomass | EU | Energy demand | 0 | FEC
AT | TYNDP2026 | NT | 2050 | TWh | 237 | Sub_sector | Transport | Cars | Transport (cars) | Energetic | transport_cars_final_demand_coal | Solids | EU | Energy demand | 0 | FEC
AT | TYNDP2026 | NT | 2050 | TWh | 238 | Sub_sector | Transport | Cars | Transport (cars) | Energetic | transport_cars_final_demand_oil | Liquids | EU | Energy demand | 8.8958 | FEC
AT | TYNDP2026 | NT | 2050 | TWh | 239 | Sub_sector | Transport | Cars | Transport (cars) | Energetic | transport_cars_final_demand_other | Others | EU | Energy demand | 0 | FEC
AT | TYNDP2026 | NT | 2050 | TWh | 240 | Sub_sector | Transport | Cars | Transport (cars) | Energetic | transport_cars_final_demand_ammonia | Ammonia | EU | Energy demand | 0 | FEC
AT | TYNDP2026 | NT | 2050 | TWh | 242 | Sub_sector | Transport | Busses | Transport (busses) | Energetic | transport_busses_final_demand_electricity | Electricity | EU | Energy demand | 1.75 | FEC
AT | TYNDP2026 | NT | 2050 | TWh | 243 | Sub_sector | Transport | Busses | Transport (busses) | Energetic | transport_busses_final_demand_hydrogen | Hydrogen | EU | Energy demand | 0.23557 | FEC
AT | TYNDP2026 | NT | 2050 | TWh | 244 | Sub_sector | Transport | Busses | Transport (busses) | Energetic | transport_busses_final_demand_methane | Methane | EU | Energy demand | 0 | FEC
AT | TYNDP2026 | NT | 2050 | TWh | 245 | Sub_sector | Transport | Busses | Transport (busses) | Energetic | transport_busses_final_demand_heat | Heat | EU | Energy demand | 0 | FEC
AT | TYNDP2026 | NT | 2050 | TWh | 246 | Sub_sector | Transport | Busses | Transport (busses) | Energetic | transport_busses_final_demand_biomass | Biomass | EU | Energy demand | 0 | FEC
AT | TYNDP2026 | NT | 2050 | TWh | 247 | Sub_sector | Transport | Busses | Transport (busses) | Energetic | transport_busses_final_demand_coal | Solids | EU | Energy demand | 0 | FEC
AT | TYNDP2026 | NT | 2050 | TWh | 248 | Sub_sector | Transport | Busses | Transport (busses) | Energetic | transport_busses_final_demand_oil | Liquids | EU | Energy demand | 0.75155 | FEC
AT | TYNDP2026 | NT | 2050 | TWh | 249 | Sub_sector | Transport | Busses | Transport (busses) | Energetic | transport_busses_final_demand_other | Others | EU | Energy demand | 0 | FEC
AT | TYNDP2026 | NT | 2050 | TWh | 250 | Sub_sector | Transport | Busses | Transport (busses) | Energetic | transport_busses_final_demand_ammonia | Ammonia | EU | Energy demand | 0 | FEC
AT | TYNDP2026 | NT | 2050 | TWh | 252 | Sub_sector | Transport | Trucks | Transport (trucks) | Energetic | transport_trucks_final_demand_electricity | Electricity | EU | Energy demand | 6.5148 | FEC
AT | TYNDP2026 | NT | 2050 | TWh | 253 | Sub_sector | Transport | Trucks | Transport (trucks) | Energetic | transport_trucks_final_demand_hydrogen | Hydrogen | EU | Energy demand | 4.4591 | FEC
AT | TYNDP2026 | NT | 2050 | TWh | 254 | Sub_sector | Transport | Trucks | Transport (trucks) | Energetic | transport_trucks_final_demand_methane | Methane | EU | Energy demand | 0.54552 | FEC
AT | TYNDP2026 | NT | 2050 | TWh | 255 | Sub_sector | Transport | Trucks | Transport (trucks) | Energetic | transport_trucks_final_demand_heat | Heat | EU | Energy demand | 0 | FEC
AT | TYNDP2026 | NT | 2050 | TWh | 256 | Sub_sector | Transport | Trucks | Transport (trucks) | Energetic | transport_trucks_final_demand_biomass | Biomass | EU | Energy demand | 0 | FEC
AT | TYNDP2026 | NT | 2050 | TWh | 257 | Sub_sector | Transport | Trucks | Transport (trucks) | Energetic | transport_trucks_final_demand_coal | Solids | EU | Energy demand | 0 | FEC
AT | TYNDP2026 | NT | 2050 | TWh | 258 | Sub_sector | Transport | Trucks | Transport (trucks) | Energetic | transport_trucks_final_demand_oil | Liquids | EU | Energy demand | 2.9695 | FEC
AT | TYNDP2026 | NT | 2050 | TWh | 259 | Sub_sector | Transport | Trucks | Transport (trucks) | Energetic | transport_trucks_final_demand_other | Others | EU | Energy demand | 0 | FEC
AT | TYNDP2026 | NT | 2050 | TWh | 260 | Sub_sector | Transport | Trucks | Transport (trucks) | Energetic | transport_trucks_final_demand_ammonia | Ammonia | EU | Energy demand | 0 | FEC
AT | TYNDP2026 | NT | 2050 | TWh | 262 | Sub_sector | Transport | Vans | Transport (vans) | Energetic | transport_vans_final_demand_electricity | Electricity | EU | Energy demand | 1.7536 | FEC
AT | TYNDP2026 | NT | 2050 | TWh | 263 | Sub_sector | Transport | Vans | Transport (vans) | Energetic | transport_vans_final_demand_hydrogen | Hydrogen | EU | Energy demand | 0 | FEC
AT | TYNDP2026 | NT | 2050 | TWh | 264 | Sub_sector | Transport | Vans | Transport (vans) | Energetic | transport_vans_final_demand_methane | Methane | EU | Energy demand | 0.015596 | FEC
AT | TYNDP2026 | NT | 2050 | TWh | 265 | Sub_sector | Transport | Vans | Transport (vans) | Energetic | transport_vans_final_demand_heat | Heat | EU | Energy demand | 0 | FEC
AT | TYNDP2026 | NT | 2050 | TWh | 266 | Sub_sector | Transport | Vans | Transport (vans) | Energetic | transport_vans_final_demand_biomass | Biomass | EU | Energy demand | 0 | FEC
AT | TYNDP2026 | NT | 2050 | TWh | 267 | Sub_sector | Transport | Vans | Transport (vans) | Energetic | transport_vans_final_demand_coal | Solids | EU | Energy demand | 0 | FEC
AT | TYNDP2026 | NT | 2050 | TWh | 268 | Sub_sector | Transport | Vans | Transport (vans) | Energetic | transport_vans_final_demand_oil | Liquids | EU | Energy demand | 0.39359 | FEC
AT | TYNDP2026 | NT | 2050 | TWh | 269 | Sub_sector | Transport | Vans | Transport (vans) | Energetic | transport_vans_final_demand_other | Others | EU | Energy demand | 0 | FEC
AT | TYNDP2026 | NT | 2050 | TWh | 270 | Sub_sector | Transport | Vans | Transport (vans) | Energetic | transport_vans_final_demand_ammonia | Ammonia | EU | Energy demand | 0 | FEC
AT | TYNDP2026 | NT | 2050 | TWh | 272 | Sub_sector | Transport | Freight trains | Transport (trains) | Energetic | transport_trains_final_demand_electricity | Electricity | EU | Energy demand | 9.5726 | FEC
AT | TYNDP2026 | NT | 2050 | TWh | 273 | Sub_sector | Transport | Freight trains | Transport (trains) | Energetic | transport_trains_final_demand_hydrogen | Hydrogen | EU | Energy demand | 0 | FEC
AT | TYNDP2026 | NT | 2050 | TWh | 274 | Sub_sector | Transport | Freight trains | Transport (trains) | Energetic | transport_trains_final_demand_methane | Methane | EU | Energy demand | 0 | FEC
AT | TYNDP2026 | NT | 2050 | TWh | 275 | Sub_sector | Transport | Freight trains | Transport (trains) | Energetic | transport_trains_final_demand_heat | Heat | EU | Energy demand | 0 | FEC
AT | TYNDP2026 | NT | 2050 | TWh | 276 | Sub_sector | Transport | Freight trains | Transport (trains) | Energetic | transport_trains_final_demand_biomass | Biomass | EU | Energy demand | 0 | FEC
AT | TYNDP2026 | NT | 2050 | TWh | 277 | Sub_sector | Transport | Freight trains | Transport (trains) | Energetic | transport_trains_final_demand_coal | Solids | EU | Energy demand | 0 | FEC
AT | TYNDP2026 | NT | 2050 | TWh | 278 | Sub_sector | Transport | Freight trains | Transport (trains) | Energetic | transport_trains_final_demand_oil | Liquids | EU | Energy demand | 0 | FEC
AT | TYNDP2026 | NT | 2050 | TWh | 279 | Sub_sector | Transport | Freight trains | Transport (trains) | Energetic | transport_trains_final_demand_other | Others | EU | Energy demand | 0 | FEC
AT | TYNDP2026 | NT | 2050 | TWh | 280 | Sub_sector | Transport | Freight trains | Transport (trains) | Energetic | transport_trains_final_demand_ammonia | Ammonia | EU | Energy demand | 0 | FEC
AT | TYNDP2026 | NT | 2050 | TWh | 282 | Sub_sector | Transport | Ships | Transport (ships) | Energetic | transport_ships_final_demand_electricity | Electricity | EU | Energy demand | 0 | FEC
AT | TYNDP2026 | NT | 2050 | TWh | 283 | Sub_sector | Transport | Ships | Transport (ships) | Energetic | transport_ships_final_demand_hydrogen | Hydrogen | EU | Energy demand | 0 | FEC
AT | TYNDP2026 | NT | 2050 | TWh | 284 | Sub_sector | Transport | Ships | Transport (ships) | Energetic | transport_ships_final_demand_methane | Methane | EU | Energy demand | 0 | FEC
AT | TYNDP2026 | NT | 2050 | TWh | 285 | Sub_sector | Transport | Ships | Transport (ships) | Energetic | transport_ships_final_demand_heat | Heat | EU | Energy demand | 0 | FEC
AT | TYNDP2026 | NT | 2050 | TWh | 286 | Sub_sector | Transport | Ships | Transport (ships) | Energetic | transport_ships_final_demand_biomass | Biomass | EU | Energy demand | 0 | FEC
AT | TYNDP2026 | NT | 2050 | TWh | 287 | Sub_sector | Transport | Ships | Transport (ships) | Energetic | transport_ships_final_demand_coal | Solids | EU | Energy demand | 0 | FEC
AT | TYNDP2026 | NT | 2050 | TWh | 288 | Sub_sector | Transport | Ships | Transport (ships) | Energetic | transport_ships_final_demand_oil | Liquids | EU | Energy demand | 0.25514 | FEC
AT | TYNDP2026 | NT | 2050 | TWh | 289 | Sub_sector | Transport | Ships | Transport (ships) | Energetic | transport_ships_final_demand_other | Others | EU | Energy demand | 0 | FEC
AT | TYNDP2026 | NT | 2050 | TWh | 290 | Sub_sector | Transport | Ships | Transport (ships) | Energetic | transport_ships_final_demand_ammonia | Ammonia | EU | Energy demand | 0 | FEC
AT | TYNDP2026 | NT | 2050 | TWh | 292 | Sub_sector | Transport | Planes | Transport (planes) | Energetic | transport_planes_final_demand_electricity | Electricity | EU | Energy demand | 0 | FEC
AT | TYNDP2026 | NT | 2050 | TWh | 293 | Sub_sector | Transport | Planes | Transport (planes) | Energetic | transport_planes_final_demand_hydrogen | Hydrogen | EU | Energy demand | 0 | FEC
AT | TYNDP2026 | NT | 2050 | TWh | 294 | Sub_sector | Transport | Planes | Transport (planes) | Energetic | transport_planes_final_demand_methane | Methane | EU | Energy demand | 0 | FEC
AT | TYNDP2026 | NT | 2050 | TWh | 295 | Sub_sector | Transport | Planes | Transport (planes) | Energetic | transport_planes_final_demand_heat | Heat | EU | Energy demand | 0 | FEC
AT | TYNDP2026 | NT | 2050 | TWh | 296 | Sub_sector | Transport | Planes | Transport (planes) | Energetic | transport_planes_final_demand_biomass | Biomass | EU | Energy demand | 0 | FEC
AT | TYNDP2026 | NT | 2050 | TWh | 297 | Sub_sector | Transport | Planes | Transport (planes) | Energetic | transport_planes_final_demand_coal | Solids | EU | Energy demand | 0 | FEC
AT | TYNDP2026 | NT | 2050 | TWh | 298 | Sub_sector | Transport | Planes | Transport (planes) | Energetic | transport_planes_final_demand_oil | Liquids | EU | Energy demand | 0 | FEC
AT | TYNDP2026 | NT | 2050 | TWh | 299 | Sub_sector | Transport | Planes | Transport (planes) | Energetic | transport_planes_final_demand_other | Others | EU | Energy demand | 0 | FEC
AT | TYNDP2026 | NT | 2050 | TWh | 300 | Sub_sector | Transport | Planes | Transport (planes) | Energetic | transport_planes_final_demand_ammonia | Ammonia | EU | Energy demand | 0 | FEC
AT | TYNDP2026 | NT | 2050 | TWh | 302 | Sub_sector | Transport | Others | Transport (others) | Energetic | transport_other_final_demand_electricity | Electricity | EU | Energy demand | 0.2511 | FEC
AT | TYNDP2026 | NT | 2050 | TWh | 303 | Sub_sector | Transport | Others | Transport (others) | Energetic | transport_other_final_demand_hydrogen | Hydrogen | EU | Energy demand | 0 | FEC
AT | TYNDP2026 | NT | 2050 | TWh | 304 | Sub_sector | Transport | Others | Transport (others) | Energetic | transport_other_final_demand_methane | Methane | EU | Energy demand | 0 | FEC
AT | TYNDP2026 | NT | 2050 | TWh | 305 | Sub_sector | Transport | Others | Transport (others) | Energetic | transport_other_final_demand_heat | Heat | EU | Energy demand | 0 | FEC
AT | TYNDP2026 | NT | 2050 | TWh | 306 | Sub_sector | Transport | Others | Transport (others) | Energetic | transport_other_final_demand_biomass | Biomass | EU | Energy demand | 0 | FEC
AT | TYNDP2026 | NT | 2050 | TWh | 307 | Sub_sector | Transport | Others | Transport (others) | Energetic | transport_other_final_demand_coal | Solids | EU | Energy demand | 0 | FEC
AT | TYNDP2026 | NT | 2050 | TWh | 308 | Sub_sector | Transport | Others | Transport (others) | Energetic | transport_other_final_demand_oil | Liquids | EU | Energy demand | 1.039 | FEC
AT | TYNDP2026 | NT | 2050 | TWh | 309 | Sub_sector | Transport | Others | Transport (others) | Energetic | transport_other_final_demand_other | Others | EU | Energy demand | 0 | FEC
AT | TYNDP2026 | NT | 2050 | TWh | 310 | Sub_sector | Transport | Others | Transport (others) | Energetic | transport_other_final_demand_ammonia | Ammonia | EU | Energy demand | 0 | FEC
AT | TYNDP2026 | NT | 2050 | TWh | 312 | Sub_sector | International transport | International aviation | Transport (int. aviation) | Energetic | transport_int_aviation_final_demand_electricity | Electricity | EU | Energy demand | 0 | FEC
AT | TYNDP2026 | NT | 2050 | TWh | 313 | Sub_sector | International transport | International aviation | Transport (int. aviation) | Energetic | transport_int_aviation_final_demand_hydrogen | Hydrogen | EU | Energy demand | 0 | FEC
AT | TYNDP2026 | NT | 2050 | TWh | 314 | Sub_sector | International transport | International aviation | Transport (int. aviation) | Energetic | transport_int_aviation_final_demand_methane | Methane | EU | Energy demand | 0 | FEC
AT | TYNDP2026 | NT | 2050 | TWh | 315 | Sub_sector | International transport | International aviation | Transport (int. aviation) | Energetic | transport_int_aviation_final_demand_heat | Heat | EU | Energy demand | 0 | FEC
AT | TYNDP2026 | NT | 2050 | TWh | 316 | Sub_sector | International transport | International aviation | Transport (int. aviation) | Energetic | transport_int_aviation_final_demand_biofuels | Biomass | EU | Energy demand | 0 | FEC
AT | TYNDP2026 | NT | 2050 | TWh | 317 | Sub_sector | International transport | International aviation | Transport (int. aviation) | Energetic | transport_int_aviation_final_demand_coal | Solids | EU | Energy demand | 0 | FEC
AT | TYNDP2026 | NT | 2050 | TWh | 318 | Sub_sector | International transport | International aviation | Transport (int. aviation) | Energetic | transport_int_aviation_final_demand_oil | Liquids | EU | Energy demand | 9.1636 | FEC
AT | TYNDP2026 | NT | 2050 | TWh | 319 | Sub_sector | International transport | International aviation | Transport (int. aviation) | Energetic | transport_int_aviation_final_demand_other | Others | EU | Energy demand | 0 | FEC
AT | TYNDP2026 | NT | 2050 | TWh | 320 | Sub_sector | International transport | International aviation | Transport (int. aviation) | Energetic | transport_int_aviation_final_demand_ammonia | Ammonia | EU | Energy demand | 0 | FEC
AT | TYNDP2026 | NT | 2050 | TWh | 322 | Sub_sector | International transport | International shipping | Transport (int. shipping) | Energetic | transport_int_shipping_final_demand_electricity | Electricity | EU | Energy demand | 0 | not_included_in_FEC
AT | TYNDP2026 | NT | 2050 | TWh | 323 | Sub_sector | International transport | International shipping | Transport (int. shipping) | Energetic | transport_int_shipping_final_demand_hydrogen | Hydrogen | EU | Energy demand | 0 | not_included_in_FEC
AT | TYNDP2026 | NT | 2050 | TWh | 324 | Sub_sector | International transport | International shipping | Transport (int. shipping) | Energetic | transport_int_shipping_final_demand_methane | Methane | EU | Energy demand | 0 | not_included_in_FEC
AT | TYNDP2026 | NT | 2050 | TWh | 325 | Sub_sector | International transport | International shipping | Transport (int. shipping) | Energetic | transport_int_shipping_final_demand_heat | Heat | EU | Energy demand | 0 | not_included_in_FEC
AT | TYNDP2026 | NT | 2050 | TWh | 326 | Sub_sector | International transport | International shipping | Transport (int. shipping) | Energetic | transport_int_shipping_final_demand_biofuels | Biomass | EU | Energy demand | 0 | not_included_in_FEC
AT | TYNDP2026 | NT | 2050 | TWh | 327 | Sub_sector | International transport | International shipping | Transport (int. shipping) | Energetic | transport_int_shipping_final_demand_coal | Solids | EU | Energy demand | 0 | not_included_in_FEC
AT | TYNDP2026 | NT | 2050 | TWh | 328 | Sub_sector | International transport | International shipping | Transport (int. shipping) | Energetic | transport_int_shipping_final_demand_oil | Liquids | EU | Energy demand | 0 | not_included_in_FEC
AT | TYNDP2026 | NT | 2050 | TWh | 329 | Sub_sector | International transport | International shipping | Transport (int. shipping) | Energetic | transport_int_shipping_final_demand_other | Others | EU | Energy demand | 0 | not_included_in_FEC
AT | TYNDP2026 | NT | 2050 | TWh | 330 | Sub_sector | International transport | International shipping | Transport (int. shipping) | Energetic | transport_int_shipping_final_demand_ammonia | Ammonia | EU | Energy demand | 0 | not_included_in_FEC
AT | TYNDP2026 | NT | 2050 | TWh | 332 | Sub_sector | Households | Space heating | Households (heating) | Energetic | households_heating_final_demand_electricity | Electricity | EU | Energy demand | 4.1699 | FEC
AT | TYNDP2026 | NT | 2050 | TWh | 333 | Sub_sector | Households | Space heating | Households (heating) | Energetic | households_heating_final_demand_hydrogen | Hydrogen | EU | Energy demand | 0 | FEC
AT | TYNDP2026 | NT | 2050 | TWh | 334 | Sub_sector | Households | Space heating | Households (heating) | Energetic | households_heating_final_demand_methane | Methane | EU | Energy demand | 0 | FEC
AT | TYNDP2026 | NT | 2050 | TWh | 335 | Sub_sector | Households | Space heating | Households (heating) | Energetic | households_heating_final_demand_heat | Heat | EU | Energy demand | 25.9453 | FEC
AT | TYNDP2026 | NT | 2050 | TWh | 336 | Sub_sector | Households | Space heating | Households (heating) | Energetic | households_heating_final_demand_biomass | Biomass | EU | Energy demand | 13.9907 | FEC
AT | TYNDP2026 | NT | 2050 | TWh | 337 | Sub_sector | Households | Space heating | Households (heating) | Energetic | households_heating_final_demand_coal | Solids | EU | Energy demand | 0 | FEC
AT | TYNDP2026 | NT | 2050 | TWh | 338 | Sub_sector | Households | Space heating | Households (heating) | Energetic | households_heating_final_demand_oil | Liquids | EU | Energy demand | 0 | FEC
AT | TYNDP2026 | NT | 2050 | TWh | 339 | Sub_sector | Households | Space heating | Households (heating) | Energetic | households_heating_final_demand_other | Others | EU | Energy demand | 0 | FEC
AT | TYNDP2026 | NT | 2050 | TWh | 340 | Sub_sector | Households | Space heating | Households (heating) | Energetic | households_heating_final_demand_ammonia | Ammonia | EU | Energy demand | 0 | FEC
AT | TYNDP2026 | NT | 2050 | TWh | 343 | Sub_sector | Households | Cooling | Households (cooling) | Energetic | households_cooling_final_demand_electricity | Electricity | EU | Energy demand | 0.0093437 | FEC
AT | TYNDP2026 | NT | 2050 | TWh | 344 | Sub_sector | Households | Cooling | Households (cooling) | Energetic | households_cooling_final_demand_hydrogen | Hydrogen | EU | Energy demand | 0 | FEC
AT | TYNDP2026 | NT | 2050 | TWh | 345 | Sub_sector | Households | Cooling | Households (cooling) | Energetic | households_cooling_final_demand_methane | Methane | EU | Energy demand | 0 | FEC
AT | TYNDP2026 | NT | 2050 | TWh | 346 | Sub_sector | Households | Cooling | Households (cooling) | Energetic | households_cooling_final_demand_heat | Heat | EU | Energy demand | 0 | FEC
AT | TYNDP2026 | NT | 2050 | TWh | 347 | Sub_sector | Households | Cooling | Households (cooling) | Energetic | households_cooling_final_demand_biomass | Biomass | EU | Energy demand | 0 | FEC
AT | TYNDP2026 | NT | 2050 | TWh | 348 | Sub_sector | Households | Cooling | Households (cooling) | Energetic | households_cooling_final_demand_coal | Solids | EU | Energy demand | 0 | FEC
AT | TYNDP2026 | NT | 2050 | TWh | 349 | Sub_sector | Households | Cooling | Households (cooling) | Energetic | households_cooling_final_demand_oil | Liquids | EU | Energy demand | 0 | FEC
AT | TYNDP2026 | NT | 2050 | TWh | 350 | Sub_sector | Households | Cooling | Households (cooling) | Energetic | households_cooling_final_demand_other | Others | EU | Energy demand | 0 | FEC
AT | TYNDP2026 | NT | 2050 | TWh | 351 | Sub_sector | Households | Cooling | Households (cooling) | Energetic | households_cooling_final_demand_ammonia | Ammonia | EU | Energy demand | 0 | FEC
AT | TYNDP2026 | NT | 2050 | TWh | 354 | Sub_sector | Households | Hot water | Households (hot water) | Energetic | households_hot_water_final_demand_electricity | Electricity | EU | Energy demand | 1.2638 | FEC
AT | TYNDP2026 | NT | 2050 | TWh | 355 | Sub_sector | Households | Hot water | Households (hot water) | Energetic | households_hot_water_final_demand_hydrogen | Hydrogen | EU | Energy demand | 0 | FEC
AT | TYNDP2026 | NT | 2050 | TWh | 356 | Sub_sector | Households | Hot water | Households (hot water) | Energetic | households_hot_water_final_demand_methane | Methane | EU | Energy demand | 0 | FEC
AT | TYNDP2026 | NT | 2050 | TWh | 357 | Sub_sector | Households | Hot water | Households (hot water) | Energetic | households_hot_water_final_demand_heat | Heat | EU | Energy demand | 7.3215 | FEC
AT | TYNDP2026 | NT | 2050 | TWh | 358 | Sub_sector | Households | Hot water | Households (hot water) | Energetic | households_hot_water_final_demand_biomass | Biomass | EU | Energy demand | 2.9249 | FEC
AT | TYNDP2026 | NT | 2050 | TWh | 359 | Sub_sector | Households | Hot water | Households (hot water) | Energetic | households_hot_water_final_demand_coal | Solids | EU | Energy demand | 0 | FEC
AT | TYNDP2026 | NT | 2050 | TWh | 360 | Sub_sector | Households | Hot water | Households (hot water) | Energetic | households_hot_water_final_demand_oil | Liquids | EU | Energy demand | 0 | FEC
AT | TYNDP2026 | NT | 2050 | TWh | 361 | Sub_sector | Households | Hot water | Households (hot water) | Energetic | households_hot_water_final_demand_other | Others | EU | Energy demand | 0 | FEC
AT | TYNDP2026 | NT | 2050 | TWh | 362 | Sub_sector | Households | Hot water | Households (hot water) | Energetic | households_hot_water_final_demand_ammonia | Ammonia | EU | Energy demand | 0 | FEC
AT | TYNDP2026 | NT | 2050 | TWh | 365 | Sub_sector | Households | Appliances | Households (appliances) | Energetic | households_appliances_final_demand_electricity | Electricity | EU | Energy demand | 12.5671 | FEC
AT | TYNDP2026 | NT | 2050 | TWh | 366 | Sub_sector | Households | Appliances | Households (appliances) | Energetic | households_appliances_final_demand_hydrogen | Hydrogen | EU | Energy demand | 0 | FEC
AT | TYNDP2026 | NT | 2050 | TWh | 367 | Sub_sector | Households | Appliances | Households (appliances) | Energetic | households_appliances_final_demand_methane | Methane | EU | Energy demand | 0 | FEC
AT | TYNDP2026 | NT | 2050 | TWh | 368 | Sub_sector | Households | Appliances | Households (appliances) | Energetic | households_appliances_final_demand_heat | Heat | EU | Energy demand | 0 | FEC
AT | TYNDP2026 | NT | 2050 | TWh | 369 | Sub_sector | Households | Appliances | Households (appliances) | Energetic | households_appliances_final_demand_biomass | Biomass | EU | Energy demand | 0 | FEC
AT | TYNDP2026 | NT | 2050 | TWh | 370 | Sub_sector | Households | Appliances | Households (appliances) | Energetic | households_appliances_final_demand_coal | Solids | EU | Energy demand | 0 | FEC
AT | TYNDP2026 | NT | 2050 | TWh | 371 | Sub_sector | Households | Appliances | Households (appliances) | Energetic | households_appliances_final_demand_oil | Liquids | EU | Energy demand | 0 | FEC
AT | TYNDP2026 | NT | 2050 | TWh | 372 | Sub_sector | Households | Appliances | Households (appliances) | Energetic | households_appliances_final_demand_other | Others | EU | Energy demand | 0 | FEC
AT | TYNDP2026 | NT | 2050 | TWh | 373 | Sub_sector | Households | Appliances | Households (appliances) | Energetic | households_appliances_final_demand_ammonia | Ammonia | EU | Energy demand | 0 | FEC
AT | TYNDP2026 | NT | 2050 | TWh | 375 | Sub_sector | Buildings | Space heating | Buildings (heat) | Energetic | buildings_heat_final_demand_electricity | Electricity | EU | Energy demand | 4.2923 | FEC
AT | TYNDP2026 | NT | 2050 | TWh | 376 | Sub_sector | Buildings | Space heating | Buildings (heat) | Energetic | buildings_heat_final_demand_hydrogen | Hydrogen | EU | Energy demand | 0 | FEC
AT | TYNDP2026 | NT | 2050 | TWh | 377 | Sub_sector | Buildings | Space heating | Buildings (heat) | Energetic | buildings_heat_final_demand_methane | Methane | EU | Energy demand | 0 | FEC
AT | TYNDP2026 | NT | 2050 | TWh | 378 | Sub_sector | Buildings | Space heating | Buildings (heat) | Energetic | buildings_heat_final_demand_heat | Heat | EU | Energy demand | 8.5536 | FEC
AT | TYNDP2026 | NT | 2050 | TWh | 379 | Sub_sector | Buildings | Space heating | Buildings (heat) | Energetic | buildings_heat_final_demand_biomass | Biomass | EU | Energy demand | 0 | FEC
AT | TYNDP2026 | NT | 2050 | TWh | 380 | Sub_sector | Buildings | Space heating | Buildings (heat) | Energetic | buildings_heat_final_demand_coal | Solids | EU | Energy demand | 0 | FEC
AT | TYNDP2026 | NT | 2050 | TWh | 381 | Sub_sector | Buildings | Space heating | Buildings (heat) | Energetic | buildings_heat_final_demand_oil | Liquids | EU | Energy demand | 0 | FEC
AT | TYNDP2026 | NT | 2050 | TWh | 382 | Sub_sector | Buildings | Space heating | Buildings (heat) | Energetic | buildings_heat_final_demand_other | Others | EU | Energy demand | 0 | FEC
AT | TYNDP2026 | NT | 2050 | TWh | 383 | Sub_sector | Buildings | Space heating | Buildings (heat) | Energetic | buildings_heat_final_demand_ammonia | Ammonia | EU | Energy demand | 0 | FEC
AT | TYNDP2026 | NT | 2050 | TWh | 386 | Sub_sector | Buildings | Cooling | Buildings (cooling) | Energetic | buildings_cooling_final_demand_electricity | Electricity | EU | Energy demand | 0.58157 | FEC
AT | TYNDP2026 | NT | 2050 | TWh | 387 | Sub_sector | Buildings | Cooling | Buildings (cooling) | Energetic | buildings_cooling_final_demand_hydrogen | Hydrogen | EU | Energy demand | 0 | FEC
AT | TYNDP2026 | NT | 2050 | TWh | 388 | Sub_sector | Buildings | Cooling | Buildings (cooling) | Energetic | buildings_cooling_final_demand_methane | Methane | EU | Energy demand | 0 | FEC
AT | TYNDP2026 | NT | 2050 | TWh | 389 | Sub_sector | Buildings | Cooling | Buildings (cooling) | Energetic | buildings_cooling_final_demand_heat | Heat | EU | Energy demand | 0 | FEC
AT | TYNDP2026 | NT | 2050 | TWh | 390 | Sub_sector | Buildings | Cooling | Buildings (cooling) | Energetic | buildings_cooling_final_demand_biomass | Biomass | EU | Energy demand | 0 | FEC
AT | TYNDP2026 | NT | 2050 | TWh | 391 | Sub_sector | Buildings | Cooling | Buildings (cooling) | Energetic | buildings_cooling_final_demand_coal | Solids | EU | Energy demand | 0 | FEC
AT | TYNDP2026 | NT | 2050 | TWh | 392 | Sub_sector | Buildings | Cooling | Buildings (cooling) | Energetic | buildings_cooling_final_demand_oil | Liquids | EU | Energy demand | 0 | FEC
AT | TYNDP2026 | NT | 2050 | TWh | 393 | Sub_sector | Buildings | Cooling | Buildings (cooling) | Energetic | buildings_cooling_final_demand_other | Others | EU | Energy demand | 0 | FEC
AT | TYNDP2026 | NT | 2050 | TWh | 394 | Sub_sector | Buildings | Cooling | Buildings (cooling) | Energetic | buildings_cooling_final_demand_ammonia | Ammonia | EU | Energy demand | 0 | FEC
AT | TYNDP2026 | NT | 2050 | TWh | 397 | Sub_sector | Buildings | Appliances | Buildings (appliances) | Energetic | buildings_appliances_final_demand_electricity | Electricity | EU | Energy demand | 7.1314 | FEC
AT | TYNDP2026 | NT | 2050 | TWh | 398 | Sub_sector | Buildings | Appliances | Buildings (appliances) | Energetic | buildings_appliances_final_demand_hydrogen | Hydrogen | EU | Energy demand | 0 | FEC
AT | TYNDP2026 | NT | 2050 | TWh | 399 | Sub_sector | Buildings | Appliances | Buildings (appliances) | Energetic | buildings_appliances_final_demand_methane | Methane | EU | Energy demand | 1.6589 | FEC
AT | TYNDP2026 | NT | 2050 | TWh | 400 | Sub_sector | Buildings | Appliances | Buildings (appliances) | Energetic | buildings_appliances_final_demand_heat | Heat | EU | Energy demand | 0 | FEC
AT | TYNDP2026 | NT | 2050 | TWh | 401 | Sub_sector | Buildings | Appliances | Buildings (appliances) | Energetic | buildings_appliances_final_demand_biomass | Biomass | EU | Energy demand | 0 | FEC
AT | TYNDP2026 | NT | 2050 | TWh | 402 | Sub_sector | Buildings | Appliances | Buildings (appliances) | Energetic | buildings_appliances_final_demand_coal | Solids | EU | Energy demand | 0 | FEC
AT | TYNDP2026 | NT | 2050 | TWh | 403 | Sub_sector | Buildings | Appliances | Buildings (appliances) | Energetic | buildings_appliances_final_demand_oil | Liquids | EU | Energy demand | 0 | FEC
AT | TYNDP2026 | NT | 2050 | TWh | 404 | Sub_sector | Buildings | Appliances | Buildings (appliances) | Energetic | buildings_appliances_final_demand_other | Others | EU | Energy demand | 0 | FEC
AT | TYNDP2026 | NT | 2050 | TWh | 405 | Sub_sector | Buildings | Appliances | Buildings (appliances) | Energetic | buildings_appliances_final_demand_ammonia | Ammonia | EU | Energy demand | 0 | FEC
AT | TYNDP2026 | NT | 2050 | TWh | 407 | Sub_sector | Buildings | Datacenters | Datacenters & ICT | Energetic | datacentres_final_demand_electricity_energetic | Electricity | EU | Energy demand | 1.4708 | FEC
AT | TYNDP2026 | NT | 2050 | TWh | 408 | Sub_sector | Buildings | Datacenters | Datacenters & ICT | Energetic | datacentres_final_demand_hydrogen_energetic | Hydrogen | EU | Energy demand | 0 | FEC
AT | TYNDP2026 | NT | 2050 | TWh | 409 | Sub_sector | Buildings | Datacenters | Datacenters & ICT | Energetic | datacentres_final_demand_methane_energetic | Methane | EU | Energy demand | 0 | FEC
AT | TYNDP2026 | NT | 2050 | TWh | 410 | Sub_sector | Buildings | Datacenters | Datacenters & ICT | Energetic | datacentres_final_demand_heat_energetic | Heat | EU | Energy demand | 0 | FEC
AT | TYNDP2026 | NT | 2050 | TWh | 411 | Sub_sector | Buildings | Datacenters | Datacenters & ICT | Energetic | datacentres_final_demand_biomass_energetic | Biomass | EU | Energy demand | 0 | FEC
AT | TYNDP2026 | NT | 2050 | TWh | 412 | Sub_sector | Buildings | Datacenters | Datacenters & ICT | Energetic | datacentres_final_demand_coal_energetic | Solids | EU | Energy demand | 0 | FEC
AT | TYNDP2026 | NT | 2050 | TWh | 413 | Sub_sector | Buildings | Datacenters | Datacenters & ICT | Energetic | datacentres_final_demand_oil_energetic | Liquids | EU | Energy demand | 0 | FEC
AT | TYNDP2026 | NT | 2050 | TWh | 414 | Sub_sector | Buildings | Datacenters | Datacenters & ICT | Energetic | datacentres_final_demand_other_energetic | Others | EU | Energy demand | 0 | FEC
AT | TYNDP2026 | NT | 2050 | TWh | 415 | Sub_sector | Buildings | Datacenters | Datacenters & ICT | Energetic | datacentres_final_demand_ammonia_energetic | Ammonia | EU | Energy demand | 0 | FEC
AT | TYNDP2026 | NT | 2050 | TWh | 417 | Sub_sector | Transport | Others_Sector | Others_Sector | Energetic | other_final_demand_electricity_energetic | Electricity | EU | Energy demand | 0 | FEC
AT | TYNDP2026 | NT | 2050 | TWh | 418 | Sub_sector | Transport | Others_Sector | Others_Sector | Energetic | other_final_demand_hydrogen_energetic | Hydrogen | EU | Energy demand | 0 | FEC
AT | TYNDP2026 | NT | 2050 | TWh | 419 | Sub_sector | Transport | Pipeline Transport | Others_Sector | Energetic | other_final_demand_methane_energetic | Methane | EU | Energy demand | 0.60099 | FEC
AT | TYNDP2026 | NT | 2050 | TWh | 420 | Sub_sector | Transport | Others_Sector | Others_Sector | Energetic | other_final_demand_heat_energetic | Heat | EU | Energy demand | 0 | FEC
AT | TYNDP2026 | NT | 2050 | TWh | 421 | Sub_sector | Transport | Others_Sector | Others_Sector | Energetic | other_final_demand_biomass_energetic | Biomass | EU | Energy demand | 0 | FEC
AT | TYNDP2026 | NT | 2050 | TWh | 422 | Sub_sector | Transport | Others_Sector | Others_Sector | Energetic | other_final_demand_coal_energetic | Solids | EU | Energy demand | 0 | FEC
AT | TYNDP2026 | NT | 2050 | TWh | 423 | Sub_sector | Transport | Others_Sector | Others_Sector | Energetic | other_final_demand_oil_energetic | Liquids | EU | Energy demand | 0.21138 | FEC
AT | TYNDP2026 | NT | 2050 | TWh | 424 | Sub_sector | Others_Sector | Others_Sector | Others_Sector | Non-energetic | other_final_demand_oil_non_energetic | Liquids | EU | Energy demand | 0.034834 | not_included_in_FEC
AT | TYNDP2026 | NT | 2050 | TWh | 425 | Sub_sector | Transport | Others_Sector | Others_Sector | Energetic | other_final_demand_other_energetic | Others | EU | Energy demand | 0 | FEC
AT | TYNDP2026 | NT | 2050 | TWh | 426 | Sub_sector | Transport | Others_Sector | Others_Sector | Energetic | other_final_demand_ammonia_energetic | Ammonia | EU | Energy demand | 0 | FEC
AT | TYNDP2026 | NT | 2050 | TWh | 427 | Sub_sector | Industry | Surplus_Heat_in_Industry | Surplus_Heat_in_Industry | Energetic | final_demand_of_industry_unused_local_production_steam_hot_water | Heat | EU | Energy demand | 0 | FEC
AT | TYNDP2026 | NT | 2050 | TWh | 429 | Sub_sector | Agriculture | Total | Agriculture | Energetic | agriculture_final_demand_electricity_energetic | Electricity | EU | Energy demand | 1.2834 | FEC
AT | TYNDP2026 | NT | 2050 | TWh | 430 | Sub_sector | Agriculture | Total | Agriculture | Energetic | agriculture_final_demand_hydrogen_energetic | Hydrogen | EU | Energy demand | 0 | FEC
AT | TYNDP2026 | NT | 2050 | TWh | 431 | Sub_sector | Agriculture | Total | Agriculture | Energetic | agriculture_final_demand_methane_energetic | Methane | EU | Energy demand | 0 | FEC
AT | TYNDP2026 | NT | 2050 | TWh | 432 | Sub_sector | Agriculture | Total | Agriculture | Energetic | agriculture_final_demand_heat_energetic | Heat | EU | Energy demand | 0 | FEC
AT | TYNDP2026 | NT | 2050 | TWh | 433 | Sub_sector | Agriculture | Total | Agriculture | Energetic | agriculture_final_demand_biomass_energetic | Biomass | EU | Energy demand | 2.0043 | FEC
AT | TYNDP2026 | NT | 2050 | TWh | 434 | Sub_sector | Agriculture | Total | Agriculture | Energetic | agriculture_final_demand_coal_energetic | Solids | EU | Energy demand | 0 | FEC
AT | TYNDP2026 | NT | 2050 | TWh | 435 | Sub_sector | Agriculture | Total | Agriculture | Energetic | agriculture_final_demand_oil_energetic | Liquids | EU | Energy demand | 0 | FEC
AT | TYNDP2026 | NT | 2050 | TWh | 436 | Sub_sector | Agriculture | Total | Agriculture | Energetic | agriculture_final_demand_other_energetic | Others | EU | Energy demand | 0 | FEC
AT | TYNDP2026 | NT | 2050 | TWh | 437 | Sub_sector | Agriculture | Total | Agriculture | Energetic | agriculture_final_demand_ammonia_energetic | Ammonia | EU | Energy demand | 0 | FEC
AT | TYNDP2026 | NT | 2050 | TWh | 447 | Sub_sector | Buildings | Surplus Energy | Buildings | Energetic | GAP | Electricity | EU | Energy demand | 0 | FEC
AT | TYNDP2026 | NT | 2050 | TWh | 448 | Sub_sector | Buildings | Surplus Energy | Buildings | Energetic | GAP | Hydrogen | EU | Energy demand | 0 | FEC
AT | TYNDP2026 | NT | 2050 | TWh | 449 | Sub_sector | Buildings | Surplus Energy | Buildings | Energetic | GAP | Methane | EU | Energy demand | 0 | FEC
AT | TYNDP2026 | NT | 2050 | TWh | 450 | Sub_sector | Buildings | Surplus Energy | Buildings | Energetic | GAP | Heat | EU | Energy demand | 0 | FEC
AT | TYNDP2026 | NT | 2050 | TWh | 451 | Sub_sector | Buildings | Surplus Energy | Buildings | Energetic | GAP | Biomass | EU | Energy demand | 0.16616 | FEC
AT | TYNDP2026 | NT | 2050 | TWh | 452 | Sub_sector | Buildings | Surplus Energy | Buildings | Energetic | GAP | Solids | EU | Energy demand | 0 | FEC
AT | TYNDP2026 | NT | 2050 | TWh | 453 | Sub_sector | Buildings | Surplus Energy | Buildings | Energetic | GAP | Liquids | EU | Energy demand | 0.24422 | FEC
AT | TYNDP2026 | NT | 2050 | TWh | 454 | Sub_sector | Buildings | Surplus Energy | Buildings | Energetic | GAP | Others | EU | Energy demand | 0 | FEC
AT | TYNDP2026 | NT | 2050 | TWh | 455 | Sub_sector | Buildings | Surplus Energy | Buildings | Energetic | GAP | Ammonia | EU | Energy demand | 0 | FEC
AT | TYNDP2026 | NT | 2050 | TWh | 456 | Sub_sector | Households | Surplus Energy | Households | Energetic | GAP | Electricity | EU | Energy demand | 0 | FEC
AT | TYNDP2026 | NT | 2050 | TWh | 457 | Sub_sector | Households | Surplus Energy | Households | Energetic | GAP | Hydrogen | EU | Energy demand | 0 | FEC
AT | TYNDP2026 | NT | 2050 | TWh | 458 | Sub_sector | Households | Surplus Energy | Households | Energetic | GAP | Methane | EU | Energy demand | 0 | FEC
AT | TYNDP2026 | NT | 2050 | TWh | 459 | Sub_sector | Households | Surplus Energy | Households | Energetic | GAP | Heat | EU | Energy demand | 0 | FEC
AT | TYNDP2026 | NT | 2050 | TWh | 460 | Sub_sector | Households | Surplus Energy | Households | Energetic | GAP | Biomass | EU | Energy demand | 0 | FEC
AT | TYNDP2026 | NT | 2050 | TWh | 461 | Sub_sector | Households | Surplus Energy | Households | Energetic | GAP | Solids | EU | Energy demand | 0 | FEC
AT | TYNDP2026 | NT | 2050 | TWh | 462 | Sub_sector | Households | Surplus Energy | Households | Energetic | GAP | Liquids | EU | Energy demand | 0 | FEC
AT | TYNDP2026 | NT | 2050 | TWh | 463 | Sub_sector | Households | Surplus Energy | Households | Energetic | GAP | Others | EU | Energy demand | 0 | FEC
AT | TYNDP2026 | NT | 2050 | TWh | 464 | Sub_sector | Households | Surplus Energy | Households | Energetic | GAP | Ammonia | EU | Energy demand | 0 | FEC
AT | TYNDP2026 | HEV | 2035 | TWh | 102 | Sub_sector | Industry | Aluminium | Industry (aluminium) | Energetic | industry_aluminium_demand_electricity_energetic | Electricity | EU | Energy demand | 0 | FEC
AT | TYNDP2026 | HEV | 2035 | TWh | 103 | Sub_sector | Industry | Aluminium | Industry (aluminium) | Energetic | industry_aluminium_demand_hydrogen_energetic | Hydrogen | EU | Energy demand | 0 | FEC
AT | TYNDP2026 | HEV | 2035 | TWh | 104 | Sub_sector | Industry | Aluminium | Industry (aluminium) | Energetic | industry_aluminium_demand_methane_energetic | Methane | EU | Energy demand | 0 | FEC
AT | TYNDP2026 | HEV | 2035 | TWh | 105 | Sub_sector | Industry | Aluminium | Industry (aluminium) | Energetic | industry_aluminium_demand_heat_energetic | Heat | EU | Energy demand | 0 | FEC
AT | TYNDP2026 | HEV | 2035 | TWh | 106 | Sub_sector | Industry | Aluminium | Industry (aluminium) | Energetic | industry_aluminium_demand_biomass_energetic | Biomass | EU | Energy demand | 0 | FEC
AT | TYNDP2026 | HEV | 2035 | TWh | 107 | Sub_sector | Industry | Aluminium | Industry (aluminium) | Energetic | industry_aluminium_demand_coal_energetic | Solids | EU | Energy demand | 0 | FEC
AT | TYNDP2026 | HEV | 2035 | TWh | 108 | Sub_sector | Industry | Aluminium | Industry (aluminium) | Energetic | industry_aluminium_demand_oil_energetic | Liquids | EU | Energy demand | 0 | FEC
AT | TYNDP2026 | HEV | 2035 | TWh | 109 | Sub_sector | Industry | Aluminium | Industry (aluminium) | Energetic | industry_aluminium_demand_others_energetic | Others | EU | Energy demand | 0 | FEC
AT | TYNDP2026 | HEV | 2035 | TWh | 110 | Sub_sector | Industry | Aluminium | Industry (aluminium) | Energetic | industry_ammonia_demand_others_energetic | Ammonia | EU | Energy demand | 0 | FEC
AT | TYNDP2026 | HEV | 2035 | TWh | 112 | Sub_sector | Industry | Chemicals | Industry (chemicals, energetic) | Energetic | industry_chemical_demand_electricity_energetic | Electricity | EU | Energy demand | 4.5133 | FEC
AT | TYNDP2026 | HEV | 2035 | TWh | 113 | Sub_sector | Industry | Chemicals | Industry (chemicals, energetic) | Energetic | industry_chemical_demand_hydrogen_energetic | Hydrogen | EU | Energy demand | 0 | FEC
AT | TYNDP2026 | HEV | 2035 | TWh | 114 | Sub_sector | Industry | Chemicals | Industry (chemicals, energetic) | Energetic | industry_chemical_demand_methane_energetic | Methane | EU | Energy demand | 2.0697 | FEC
AT | TYNDP2026 | HEV | 2035 | TWh | 115 | Sub_sector | Industry | Chemicals | Industry (chemicals, energetic) | Energetic | industry_chemical_demand_heat_energetic | Heat | EU | Energy demand | 1.1428 | FEC
AT | TYNDP2026 | HEV | 2035 | TWh | 116 | Sub_sector | Industry | Chemicals | Industry (chemicals, energetic) | Energetic | industry_chemical_demand_biomass_energetic | Biomass | EU | Energy demand | 1.3664 | FEC
AT | TYNDP2026 | HEV | 2035 | TWh | 117 | Sub_sector | Industry | Chemicals | Industry (chemicals, energetic) | Energetic | industry_chemical_demand_coal_energetic | Solids | EU | Energy demand | 0 | FEC
AT | TYNDP2026 | HEV | 2035 | TWh | 118 | Sub_sector | Industry | Chemicals | Industry (chemicals, energetic) | Energetic | industry_chemical_demand_oil_energetic | Liquids | EU | Energy demand | 0.14936 | FEC
AT | TYNDP2026 | HEV | 2035 | TWh | 119 | Sub_sector | Industry | Chemicals | Industry (chemicals, energetic) | Energetic | industry_chemical_demand_others_energetic | Others | EU | Energy demand | 0 | FEC
AT | TYNDP2026 | HEV | 2035 | TWh | 120 | Sub_sector | Industry | Chemicals | Industry (chemicals, energetic) | Energetic | industry_chemical_demand_ammonia_energetic | Ammonia | EU | Energy demand | 0 | FEC
AT | TYNDP2026 | HEV | 2035 | TWh | 122 | Sub_sector | Industry | Chemicals | Industry (chemicals, non-energetic) | Non-energetic | industry_chemical_demand_electricity_non_energetic | Electricity | EU | Energy demand | 0 | not_included_in_FEC
AT | TYNDP2026 | HEV | 2035 | TWh | 123 | Sub_sector | Industry | Chemicals | Industry (chemicals, non-energetic) | Non-energetic | industry_chemical_demand_hydrogen_non_energetic | Hydrogen | EU | Energy demand | 0.71652 | not_included_in_FEC
AT | TYNDP2026 | HEV | 2035 | TWh | 124 | Sub_sector | Industry | Chemicals | Industry (chemicals, non-energetic) | Non-energetic | industry_chemical_demand_methane_non_energetic | Methane | EU | Energy demand | 0 | not_included_in_FEC
AT | TYNDP2026 | HEV | 2035 | TWh | 125 | Sub_sector | Industry | Chemicals | Industry (chemicals, non-energetic) | Non-energetic | industry_chemical_demand_heat_non_energetic | Heat | EU | Energy demand | 0 | not_included_in_FEC
AT | TYNDP2026 | HEV | 2035 | TWh | 126 | Sub_sector | Industry | Chemicals | Industry (chemicals, non-energetic) | Non-energetic | industry_chemical_demand_biomass_non_energetic | Biomass | EU | Energy demand | 0 | not_included_in_FEC
AT | TYNDP2026 | HEV | 2035 | TWh | 127 | Sub_sector | Industry | Chemicals | Industry (chemicals, non-energetic) | Non-energetic | industry_chemical_demand_coal_non_energetic | Solids | EU | Energy demand | 0 | not_included_in_FEC
AT | TYNDP2026 | HEV | 2035 | TWh | 128 | Sub_sector | Industry | Chemicals | Industry (chemicals, non-energetic) | Non-energetic | industry_chemical_demand_oil_non_energetic | Liquids | EU | Energy demand | 13.6139 | not_included_in_FEC
AT | TYNDP2026 | HEV | 2035 | TWh | 129 | Sub_sector | Industry | Chemicals | Industry (chemicals, non-energetic) | Non-energetic | industry_chemical_demand_others_non_energetic | Others | EU | Energy demand | 0 | not_included_in_FEC
AT | TYNDP2026 | HEV | 2035 | TWh | 130 | Sub_sector | Industry | Chemicals | Industry (chemicals, non-energetic) | Non-energetic | industry_chemical_demand_ammonia_non_energetic | Ammonia | EU | Energy demand | 0 | not_included_in_FEC
AT | TYNDP2026 | HEV | 2035 | TWh | 132 | Sub_sector | Industry | Fertilizers | Industry (fertilizers, energetic) | Energetic | industry_fertilizers_demand_electricity_energetic | Electricity | EU | Energy demand | 0.086831 | FEC
AT | TYNDP2026 | HEV | 2035 | TWh | 133 | Sub_sector | Industry | Fertilizers | Industry (fertilizers, energetic) | Energetic | industry_fertilizers_demand_hydrogen_energetic | Hydrogen | EU | Energy demand | 0 | FEC
AT | TYNDP2026 | HEV | 2035 | TWh | 134 | Sub_sector | Industry | Fertilizers | Industry (fertilizers, energetic) | Energetic | industry_fertilizers_demand_methane_energetic | Methane | EU | Energy demand | 0.29085 | FEC
AT | TYNDP2026 | HEV | 2035 | TWh | 135 | Sub_sector | Industry | Fertilizers | Industry (fertilizers, energetic) | Energetic | industry_fertilizers_demand_heat_energetic | Heat | EU | Energy demand | 0.11219 | FEC
AT | TYNDP2026 | HEV | 2035 | TWh | 136 | Sub_sector | Industry | Fertilizers | Industry (fertilizers, energetic) | Energetic | industry_fertilizers_demand_biomass_energetic | Biomass | EU | Energy demand | 0.46744 | FEC
AT | TYNDP2026 | HEV | 2035 | TWh | 137 | Sub_sector | Industry | Fertilizers | Industry (fertilizers, energetic) | Energetic | industry_fertilizers_demand_coal_energetic | Solids | EU | Energy demand | 0 | FEC
AT | TYNDP2026 | HEV | 2035 | TWh | 138 | Sub_sector | Industry | Fertilizers | Industry (fertilizers, energetic) | Energetic | industry_fertilizers_demand_oil_energetic | Liquids | EU | Energy demand | 0 | FEC
AT | TYNDP2026 | HEV | 2035 | TWh | 139 | Sub_sector | Industry | Fertilizers | Industry (fertilizers, energetic) | Energetic | industry_fertilizers_demand_others_energetic | Others | EU | Energy demand | 0 | FEC
AT | TYNDP2026 | HEV | 2035 | TWh | 140 | Sub_sector | Industry | Fertilizers | Industry (fertilizers, energetic) | Energetic | industry_fertilizers_demand_ammonia_energetic | Ammonia | EU | Energy demand | 0 | FEC
AT | TYNDP2026 | HEV | 2035 | TWh | 142 | Sub_sector | Industry | Fertilizers | Industry (fertilizers, non-energetic) | Non-energetic | industry_fertilizers_demand_electricity_non_energetic | Electricity | EU | Energy demand | 0 | not_included_in_FEC
AT | TYNDP2026 | HEV | 2035 | TWh | 143 | Sub_sector | Industry | Fertilizers | Industry (fertilizers, non-energetic) | Non-energetic | industry_fertilizers_demand_hydrogen_non_energetic | Hydrogen | EU | Energy demand | 0 | not_included_in_FEC
AT | TYNDP2026 | HEV | 2035 | TWh | 144 | Sub_sector | Industry | Fertilizers | Industry (fertilizers, non-energetic) | Non-energetic | industry_fertilizers_demand_methane_non_energetic | Methane | EU | Energy demand | 1.8495 | not_included_in_FEC
AT | TYNDP2026 | HEV | 2035 | TWh | 145 | Sub_sector | Industry | Fertilizers | Industry (fertilizers, non-energetic) | Non-energetic | industry_fertilizers_demand_heat_non_energetic | Heat | EU | Energy demand | 0 | not_included_in_FEC
AT | TYNDP2026 | HEV | 2035 | TWh | 146 | Sub_sector | Industry | Fertilizers | Industry (fertilizers, non-energetic) | Non-energetic | industry_fertilizers_demand_biomass_non_energetic | Biomass | EU | Energy demand | 0 | not_included_in_FEC
AT | TYNDP2026 | HEV | 2035 | TWh | 147 | Sub_sector | Industry | Fertilizers | Industry (fertilizers, non-energetic) | Non-energetic | industry_fertilizers_demand_coal_non_energetic | Solids | EU | Energy demand | 0 | not_included_in_FEC
AT | TYNDP2026 | HEV | 2035 | TWh | 148 | Sub_sector | Industry | Fertilizers | Industry (fertilizers, non-energetic) | Non-energetic | industry_fertilizers_demand_oil_non_energetic | Liquids | EU | Energy demand | 0 | not_included_in_FEC
AT | TYNDP2026 | HEV | 2035 | TWh | 149 | Sub_sector | Industry | Fertilizers | Industry (fertilizers, non-energetic) | Non-energetic | industry_fertilizers_demand_others_non_energetic | Others | EU | Energy demand | 0 | not_included_in_FEC
AT | TYNDP2026 | HEV | 2035 | TWh | 150 | Sub_sector | Industry | Fertilizers | Industry (fertilizers, non-energetic) | Non-energetic | industry_fertilizers_demand_ammonia_non_energetic | Ammonia | EU | Energy demand | 0 | not_included_in_FEC
AT | TYNDP2026 | HEV | 2035 | TWh | 152 | Sub_sector | Industry | Food | Industry (food) | Energetic | industry_food_demand_electricity_energetic | Electricity | EU | Energy demand | 3.5664 | FEC
AT | TYNDP2026 | HEV | 2035 | TWh | 153 | Sub_sector | Industry | Food | Industry (food) | Energetic | industry_food_demand_hydrogen_energetic | Hydrogen | EU | Energy demand | 0 | FEC
AT | TYNDP2026 | HEV | 2035 | TWh | 154 | Sub_sector | Industry | Food | Industry (food) | Energetic | industry_food_demand_methane_energetic | Methane | EU | Energy demand | 1.9327 | FEC
AT | TYNDP2026 | HEV | 2035 | TWh | 155 | Sub_sector | Industry | Food | Industry (food) | Energetic | industry_food_demand_heat_energetic | Heat | EU | Energy demand | 0.19357 | FEC
AT | TYNDP2026 | HEV | 2035 | TWh | 156 | Sub_sector | Industry | Food | Industry (food) | Energetic | industry_food_demand_biomass_energetic | Biomass | EU | Energy demand | 0.48393 | FEC
AT | TYNDP2026 | HEV | 2035 | TWh | 157 | Sub_sector | Industry | Food | Industry (food) | Energetic | industry_food_demand_coal_energetic | Solids | EU | Energy demand | 0 | FEC
AT | TYNDP2026 | HEV | 2035 | TWh | 158 | Sub_sector | Industry | Food | Industry (food) | Energetic | industry_food_demand_oil_energetic | Liquids | EU | Energy demand | 0.046559 | FEC
AT | TYNDP2026 | HEV | 2035 | TWh | 159 | Sub_sector | Industry | Food | Industry (food) | Energetic | industry_food_demand_others_energetic | Others | EU | Energy demand | 0 | FEC
AT | TYNDP2026 | HEV | 2035 | TWh | 160 | Sub_sector | Industry | Food | Industry (food) | Energetic | industry_food_demand_ammonia_energetic | Ammonia | EU | Energy demand | 0 | FEC
AT | TYNDP2026 | HEV | 2035 | TWh | 162 | Sub_sector | Industry | Metals | Industry (metal) | Energetic | industry_metal_demand_electricity_energetic | Electricity | EU | Energy demand | 1.0693 | FEC
AT | TYNDP2026 | HEV | 2035 | TWh | 163 | Sub_sector | Industry | Metals | Industry (metal) | Energetic | industry_metal_demand_hydrogen_energetic | Hydrogen | EU | Energy demand | 0 | FEC
AT | TYNDP2026 | HEV | 2035 | TWh | 164 | Sub_sector | Industry | Metals | Industry (metal) | Energetic | industry_metal_demand_methane_energetic | Methane | EU | Energy demand | 1.3931 | FEC
AT | TYNDP2026 | HEV | 2035 | TWh | 165 | Sub_sector | Industry | Metals | Industry (metal) | Energetic | industry_metal_demand_heat_energetic | Heat | EU | Energy demand | 0.026602 | FEC
AT | TYNDP2026 | HEV | 2035 | TWh | 166 | Sub_sector | Industry | Metals | Industry (metal) | Energetic | industry_metal_demand_biomass_energetic | Biomass | EU | Energy demand | 0 | FEC
AT | TYNDP2026 | HEV | 2035 | TWh | 167 | Sub_sector | Industry | Metals | Industry (metal) | Energetic | industry_metal_demand_coal_energetic | Solids | EU | Energy demand | 0 | FEC
AT | TYNDP2026 | HEV | 2035 | TWh | 168 | Sub_sector | Industry | Metals | Industry (metal) | Energetic | industry_metal_demand_oil_energetic | Liquids | EU | Energy demand | 0.034214 | FEC
AT | TYNDP2026 | HEV | 2035 | TWh | 169 | Sub_sector | Industry | Metals | Industry (metal) | Energetic | industry_metal_demand_others_energetic | Others | EU | Energy demand | 0 | FEC
AT | TYNDP2026 | HEV | 2035 | TWh | 170 | Sub_sector | Industry | Metals | Industry (metal) | Energetic | industry_metal_demand_ammonia_energetic | Ammonia | EU | Energy demand | 0 | FEC
AT | TYNDP2026 | HEV | 2035 | TWh | 172 | Sub_sector | Industry | Others | Industry (other, energetic) | Energetic | industry_other_demand_electricity_energetic | Electricity | EU | Energy demand | 15.0141 | FEC
AT | TYNDP2026 | HEV | 2035 | TWh | 173 | Sub_sector | Industry | Others | Industry (other, energetic) | Energetic | industry_other_demand_hydrogen_energetic | Hydrogen | EU | Energy demand | 0 | FEC
AT | TYNDP2026 | HEV | 2035 | TWh | 174 | Sub_sector | Industry | Others | Industry (other, energetic) | Energetic | industry_other_demand_methane_energetic | Methane | EU | Energy demand | 0 | FEC
AT | TYNDP2026 | HEV | 2035 | TWh | 175 | Sub_sector | Industry | Others | Industry (other, energetic) | Energetic | industry_other_demand_heat_energetic | Heat | EU | Energy demand | 3.7914 | FEC
AT | TYNDP2026 | HEV | 2035 | TWh | 176 | Sub_sector | Industry | Others | Industry (other, energetic) | Energetic | industry_other_demand_biomass_energetic | Biomass | EU | Energy demand | 11.3741 | FEC
AT | TYNDP2026 | HEV | 2035 | TWh | 177 | Sub_sector | Industry | Others | Industry (other, energetic) | Energetic | industry_other_demand_coal_energetic | Solids | EU | Energy demand | 0 | FEC
AT | TYNDP2026 | HEV | 2035 | TWh | 178 | Sub_sector | Industry | Others | Industry (other, energetic) | Energetic | industry_other_demand_oil_energetic | Liquids | EU | Energy demand | 0.1514 | FEC
AT | TYNDP2026 | HEV | 2035 | TWh | 179 | Sub_sector | Industry | Others | Industry (other, energetic) | Energetic | industry_other_demand_others_energetic | Others | EU | Energy demand | 0 | FEC
AT | TYNDP2026 | HEV | 2035 | TWh | 180 | Sub_sector | Industry | Others | Industry (other, energetic) | Energetic | industry_other_demand_ammonia_energetic | Ammonia | EU | Energy demand | 0 | FEC
AT | TYNDP2026 | HEV | 2035 | TWh | 182 | Sub_sector | Industry | Others | Industry (other, non-energetic) | Non-energetic | industry_other_demand_electricity_non_energetic | Electricity | EU | Energy demand | 0 | not_included_in_FEC
AT | TYNDP2026 | HEV | 2035 | TWh | 183 | Sub_sector | Industry | Others | Industry (other, non-energetic) | Non-energetic | industry_other_demand_hydrogen_non_energetic | Hydrogen | EU | Energy demand | 1.33 | not_included_in_FEC
AT | TYNDP2026 | HEV | 2035 | TWh | 184 | Sub_sector | Industry | Others | Industry (other, non-energetic) | Non-energetic | industry_other_demand_methane_non_energetic | Methane | EU | Energy demand | 0 | not_included_in_FEC
AT | TYNDP2026 | HEV | 2035 | TWh | 185 | Sub_sector | Industry | Others | Industry (other, non-energetic) | Non-energetic | industry_other_demand_heat_non_energetic | Heat | EU | Energy demand | 0 | not_included_in_FEC
AT | TYNDP2026 | HEV | 2035 | TWh | 186 | Sub_sector | Industry | Others | Industry (other, non-energetic) | Non-energetic | industry_other_demand_biomass_non_energetic | Biomass | EU | Energy demand | 0 | not_included_in_FEC
AT | TYNDP2026 | HEV | 2035 | TWh | 187 | Sub_sector | Industry | Others | Industry (other, non-energetic) | Non-energetic | industry_other_demand_coal_non_energetic | Solids | EU | Energy demand | 0 | not_included_in_FEC
AT | TYNDP2026 | HEV | 2035 | TWh | 188 | Sub_sector | Industry | Others | Industry (other, non-energetic) | Non-energetic | industry_other_demand_oil_non_energetic | Liquids | EU | Energy demand | 4.2118 | not_included_in_FEC
AT | TYNDP2026 | HEV | 2035 | TWh | 189 | Sub_sector | Industry | Others | Industry (other, non-energetic) | Non-energetic | industry_other_demand_others_non_energetic | Others | EU | Energy demand | 0 | not_included_in_FEC
AT | TYNDP2026 | HEV | 2035 | TWh | 190 | Sub_sector | Industry | Others | Industry (other, non-energetic) | Non-energetic | industry_other_demand_ammonia_non_energetic | Ammonia | EU | Energy demand | 0 | not_included_in_FEC
AT | TYNDP2026 | HEV | 2035 | TWh | 192 | Sub_sector | Industry | Paper | Industry (paper) | Energetic | industry_paper_demand_electricity_energetic | Electricity | EU | Energy demand | 6.8649 | FEC
AT | TYNDP2026 | HEV | 2035 | TWh | 193 | Sub_sector | Industry | Paper | Industry (paper) | Energetic | industry_paper_demand_hydrogen_energetic | Hydrogen | EU | Energy demand | 0 | FEC
AT | TYNDP2026 | HEV | 2035 | TWh | 194 | Sub_sector | Industry | Paper | Industry (paper) | Energetic | industry_paper_demand_methane_energetic | Methane | EU | Energy demand | 3.6873 | FEC
AT | TYNDP2026 | HEV | 2035 | TWh | 195 | Sub_sector | Industry | Paper | Industry (paper) | Energetic | industry_paper_demand_heat_energetic | Heat | EU | Energy demand | 0.74829 | FEC
AT | TYNDP2026 | HEV | 2035 | TWh | 196 | Sub_sector | Industry | Paper | Industry (paper) | Energetic | industry_paper_demand_biomass_energetic | Biomass | EU | Energy demand | 10.6632 | FEC
AT | TYNDP2026 | HEV | 2035 | TWh | 197 | Sub_sector | Industry | Paper | Industry (paper) | Energetic | industry_paper_demand_coal_energetic | Solids | EU | Energy demand | 0 | FEC
AT | TYNDP2026 | HEV | 2035 | TWh | 198 | Sub_sector | Industry | Paper | Industry (paper) | Energetic | industry_paper_demand_oil_energetic | Liquids | EU | Energy demand | 0.36001 | FEC
AT | TYNDP2026 | HEV | 2035 | TWh | 199 | Sub_sector | Industry | Paper | Industry (paper) | Energetic | industry_paper_demand_others_energetic | Others | EU | Energy demand | 0 | FEC
AT | TYNDP2026 | HEV | 2035 | TWh | 200 | Sub_sector | Industry | Paper | Industry (paper) | Energetic | industry_paper_demand_ammonia_energetic | Ammonia | EU | Energy demand | 0 | FEC
AT | TYNDP2026 | HEV | 2035 | TWh | 202 | Sub_sector | Industry | Refineries | Industry (refineries, energetic) | Energetic | industry_refinery_demand_electricity_energetic | Electricity | EU | Energy demand | 0.24575 | not_included_in_FEC
AT | TYNDP2026 | HEV | 2035 | TWh | 203 | Sub_sector | Industry | Refineries | Industry (refineries, energetic) | Energetic | industry_refinery_demand_hydrogen_energetic | Hydrogen | EU | Energy demand | 0 | not_included_in_FEC
AT | TYNDP2026 | HEV | 2035 | TWh | 204 | Sub_sector | Industry | Refineries | Industry (refineries, energetic) | Energetic | industry_refinery_demand_methane_energetic | Methane | EU | Energy demand | 0.32948 | not_included_in_FEC
AT | TYNDP2026 | HEV | 2035 | TWh | 205 | Sub_sector | Industry | Refineries | Industry (refineries, energetic) | Energetic | industry_refinery_demand_heat_energetic | Heat | EU | Energy demand | 0.19339 | not_included_in_FEC
AT | TYNDP2026 | HEV | 2035 | TWh | 206 | Sub_sector | Industry | Refineries | Industry (refineries, energetic) | Energetic | industry_refinery_demand_biomass_energetic | Biomass | EU | Energy demand | 0.71715 | not_included_in_FEC
AT | TYNDP2026 | HEV | 2035 | TWh | 207 | Sub_sector | Industry | Refineries | Industry (refineries, energetic) | Energetic | industry_refinery_demand_coal_energetic | Solids | EU | Energy demand | 0 | not_included_in_FEC
AT | TYNDP2026 | HEV | 2035 | TWh | 208 | Sub_sector | Industry | Refineries | Industry (refineries, energetic) | Energetic | industry_refinery_demand_oil_energetic | Liquids | EU | Energy demand | 0.27183 | not_included_in_FEC
AT | TYNDP2026 | HEV | 2035 | TWh | 209 | Sub_sector | Industry | Refineries | Industry (refineries, energetic) | Energetic | industry_refinery_demand_others_energetic | Others | EU | Energy demand | 0 | not_included_in_FEC
AT | TYNDP2026 | HEV | 2035 | TWh | 210 | Sub_sector | Industry | Refineries | Industry (refineries, energetic) | Energetic | industry_refinery_demand_ammonia_energetic | Ammonia | EU | Energy demand | 0 | not_included_in_FEC
AT | TYNDP2026 | HEV | 2035 | TWh | 212 | Sub_sector | Industry | Refineries | Industry (refineries, non-energetic) | Non-energetic | industry_refinery_demand_electricity_non_energetic | Electricity | EU | Energy demand | 0 | not_included_in_FEC
AT | TYNDP2026 | HEV | 2035 | TWh | 213 | Sub_sector | Industry | Refineries | Industry (refineries, non-energetic) | Non-energetic | industry_refinery_demand_hydrogen_non_energetic | Hydrogen | EU | Energy demand | 0 | not_included_in_FEC
AT | TYNDP2026 | HEV | 2035 | TWh | 214 | Sub_sector | Industry | Refineries | Industry (refineries, non-energetic) | Non-energetic | industry_refinery_demand_methane_non_energetic | Methane | EU | Energy demand | 0 | not_included_in_FEC
AT | TYNDP2026 | HEV | 2035 | TWh | 215 | Sub_sector | Industry | Refineries | Industry (refineries, non-energetic) | Non-energetic | industry_refinery_demand_heat_non_energetic | Heat | EU | Energy demand | 0 | not_included_in_FEC
AT | TYNDP2026 | HEV | 2035 | TWh | 216 | Sub_sector | Industry | Refineries | Industry (refineries, non-energetic) | Non-energetic | industry_refinery_demand_biomass_non_energetic | Biomass | EU | Energy demand | 0 | not_included_in_FEC
AT | TYNDP2026 | HEV | 2035 | TWh | 217 | Sub_sector | Industry | Refineries | Industry (refineries, non-energetic) | Non-energetic | industry_refinery_demand_coal_non_energetic | Solids | EU | Energy demand | 0 | not_included_in_FEC
AT | TYNDP2026 | HEV | 2035 | TWh | 218 | Sub_sector | Industry | Refineries | Industry (refineries, non-energetic) | Non-energetic | industry_refinery_demand_oil_non_energetic | Liquids | EU | Energy demand | 0 | not_included_in_FEC
AT | TYNDP2026 | HEV | 2035 | TWh | 219 | Sub_sector | Industry | Refineries | Industry (refineries, non-energetic) | Non-energetic | industry_refinery_demand_others_non_energetic | Others | EU | Energy demand | 0 | not_included_in_FEC
AT | TYNDP2026 | HEV | 2035 | TWh | 220 | Sub_sector | Industry | Refineries | Industry (refineries, non-energetic) | Non-energetic | industry_refinery_demand_ammonia_non_energetic | Ammonia | EU | Energy demand | 0 | not_included_in_FEC
AT | TYNDP2026 | HEV | 2035 | TWh | 222 | Sub_sector | Industry | Steel | Industry (steel) | Energetic | industry_steel_demand_electricity_energetic | Electricity | EU | Energy demand | 5.6959 | FEC
AT | TYNDP2026 | HEV | 2035 | TWh | 223 | Sub_sector | Industry | Steel | Industry (steel) | Energetic | industry_steel_demand_hydrogen_energetic | Hydrogen | EU | Energy demand | 3.0823 | FEC
AT | TYNDP2026 | HEV | 2035 | TWh | 224 | Sub_sector | Industry | Steel | Industry (steel) | Energetic | industry_steel_demand_methane_energetic | Methane | EU | Energy demand | 10.6827 | FEC
AT | TYNDP2026 | HEV | 2035 | TWh | 225 | Sub_sector | Industry | Steel | Industry (steel) | Energetic | industry_steel_demand_heat_energetic | Heat | EU | Energy demand | 0.018191 | FEC
AT | TYNDP2026 | HEV | 2035 | TWh | 226 | Sub_sector | Industry | Steel | Industry (steel) | Energetic | industry_steel_demand_biomass_energetic | Biomass | EU | Energy demand | 0.0006667 | FEC
AT | TYNDP2026 | HEV | 2035 | TWh | 227 | Sub_sector | Industry | Steel | Industry (steel) | Energetic | industry_steel_demand_coal_energetic | Solids | EU | Energy demand | 2.0564 | FEC
AT | TYNDP2026 | HEV | 2035 | TWh | 228 | Sub_sector | Industry | Steel | Industry (steel) | Energetic | industry_steel_demand_oil_energetic | Liquids | EU | Energy demand | 0.0049561 | FEC
AT | TYNDP2026 | HEV | 2035 | TWh | 229 | Sub_sector | Industry | Steel | Industry (steel) | Energetic | industry_steel_demand_others_energetic | Others | EU | Energy demand | 0 | FEC
AT | TYNDP2026 | HEV | 2035 | TWh | 230 | Sub_sector | Industry | Steel | Industry (steel) | Energetic | industry_steel_demand_ammonia_energetic | Ammonia | EU | Energy demand | 0 | FEC
AT | TYNDP2026 | HEV | 2035 | TWh | 232 | Sub_sector | Transport | Cars | Transport (cars) | Energetic | transport_cars_final_demand_electricity | Electricity | EU | Energy demand | 10.6373 | FEC
AT | TYNDP2026 | HEV | 2035 | TWh | 233 | Sub_sector | Transport | Cars | Transport (cars) | Energetic | transport_cars_final_demand_hydrogen | Hydrogen | EU | Energy demand | 0.54829 | FEC
AT | TYNDP2026 | HEV | 2035 | TWh | 234 | Sub_sector | Transport | Cars | Transport (cars) | Energetic | transport_cars_final_demand_methane | Methane | EU | Energy demand | 4.7769 | FEC
AT | TYNDP2026 | HEV | 2035 | TWh | 235 | Sub_sector | Transport | Cars | Transport (cars) | Energetic | transport_cars_final_demand_heat | Heat | EU | Energy demand | 0 | FEC
AT | TYNDP2026 | HEV | 2035 | TWh | 236 | Sub_sector | Transport | Cars | Transport (cars) | Energetic | transport_cars_final_demand_biomass | Biomass | EU | Energy demand | 0 | FEC
AT | TYNDP2026 | HEV | 2035 | TWh | 237 | Sub_sector | Transport | Cars | Transport (cars) | Energetic | transport_cars_final_demand_coal | Solids | EU | Energy demand | 0 | FEC
AT | TYNDP2026 | HEV | 2035 | TWh | 238 | Sub_sector | Transport | Cars | Transport (cars) | Energetic | transport_cars_final_demand_oil | Liquids | EU | Energy demand | 16.3685 | FEC
AT | TYNDP2026 | HEV | 2035 | TWh | 239 | Sub_sector | Transport | Cars | Transport (cars) | Energetic | transport_cars_final_demand_other | Others | EU | Energy demand | 0 | FEC
AT | TYNDP2026 | HEV | 2035 | TWh | 240 | Sub_sector | Transport | Cars | Transport (cars) | Energetic | transport_cars_final_demand_ammonia | Ammonia | EU | Energy demand | 0 | FEC
AT | TYNDP2026 | HEV | 2035 | TWh | 242 | Sub_sector | Transport | Busses | Transport (busses) | Energetic | transport_busses_final_demand_electricity | Electricity | EU | Energy demand | 1.2477 | FEC
AT | TYNDP2026 | HEV | 2035 | TWh | 243 | Sub_sector | Transport | Busses | Transport (busses) | Energetic | transport_busses_final_demand_hydrogen | Hydrogen | EU | Energy demand | 0.10919 | FEC
AT | TYNDP2026 | HEV | 2035 | TWh | 244 | Sub_sector | Transport | Busses | Transport (busses) | Energetic | transport_busses_final_demand_methane | Methane | EU | Energy demand | 0.10603 | FEC
AT | TYNDP2026 | HEV | 2035 | TWh | 245 | Sub_sector | Transport | Busses | Transport (busses) | Energetic | transport_busses_final_demand_heat | Heat | EU | Energy demand | 0 | FEC
AT | TYNDP2026 | HEV | 2035 | TWh | 246 | Sub_sector | Transport | Busses | Transport (busses) | Energetic | transport_busses_final_demand_biomass | Biomass | EU | Energy demand | 0 | FEC
AT | TYNDP2026 | HEV | 2035 | TWh | 247 | Sub_sector | Transport | Busses | Transport (busses) | Energetic | transport_busses_final_demand_coal | Solids | EU | Energy demand | 0 | FEC
AT | TYNDP2026 | HEV | 2035 | TWh | 248 | Sub_sector | Transport | Busses | Transport (busses) | Energetic | transport_busses_final_demand_oil | Liquids | EU | Energy demand | 0.97687 | FEC
AT | TYNDP2026 | HEV | 2035 | TWh | 249 | Sub_sector | Transport | Busses | Transport (busses) | Energetic | transport_busses_final_demand_other | Others | EU | Energy demand | 0 | FEC
AT | TYNDP2026 | HEV | 2035 | TWh | 250 | Sub_sector | Transport | Busses | Transport (busses) | Energetic | transport_busses_final_demand_ammonia | Ammonia | EU | Energy demand | 0 | FEC
AT | TYNDP2026 | HEV | 2035 | TWh | 252 | Sub_sector | Transport | Trucks | Transport (trucks) | Energetic | transport_trucks_final_demand_electricity | Electricity | EU | Energy demand | 3.6758 | FEC
AT | TYNDP2026 | HEV | 2035 | TWh | 253 | Sub_sector | Transport | Trucks | Transport (trucks) | Energetic | transport_trucks_final_demand_hydrogen | Hydrogen | EU | Energy demand | 1.6416 | FEC
AT | TYNDP2026 | HEV | 2035 | TWh | 254 | Sub_sector | Transport | Trucks | Transport (trucks) | Energetic | transport_trucks_final_demand_methane | Methane | EU | Energy demand | 0 | FEC
AT | TYNDP2026 | HEV | 2035 | TWh | 255 | Sub_sector | Transport | Trucks | Transport (trucks) | Energetic | transport_trucks_final_demand_heat | Heat | EU | Energy demand | 0 | FEC
AT | TYNDP2026 | HEV | 2035 | TWh | 256 | Sub_sector | Transport | Trucks | Transport (trucks) | Energetic | transport_trucks_final_demand_biomass | Biomass | EU | Energy demand | 0 | FEC
AT | TYNDP2026 | HEV | 2035 | TWh | 257 | Sub_sector | Transport | Trucks | Transport (trucks) | Energetic | transport_trucks_final_demand_coal | Solids | EU | Energy demand | 0 | FEC
AT | TYNDP2026 | HEV | 2035 | TWh | 258 | Sub_sector | Transport | Trucks | Transport (trucks) | Energetic | transport_trucks_final_demand_oil | Liquids | EU | Energy demand | 16.5141 | FEC
AT | TYNDP2026 | HEV | 2035 | TWh | 259 | Sub_sector | Transport | Trucks | Transport (trucks) | Energetic | transport_trucks_final_demand_other | Others | EU | Energy demand | 0 | FEC
AT | TYNDP2026 | HEV | 2035 | TWh | 260 | Sub_sector | Transport | Trucks | Transport (trucks) | Energetic | transport_trucks_final_demand_ammonia | Ammonia | EU | Energy demand | 0 | FEC
AT | TYNDP2026 | HEV | 2035 | TWh | 262 | Sub_sector | Transport | Vans | Transport (vans) | Energetic | transport_vans_final_demand_electricity | Electricity | EU | Energy demand | 0.64701 | FEC
AT | TYNDP2026 | HEV | 2035 | TWh | 263 | Sub_sector | Transport | Vans | Transport (vans) | Energetic | transport_vans_final_demand_hydrogen | Hydrogen | EU | Energy demand | 0 | FEC
AT | TYNDP2026 | HEV | 2035 | TWh | 264 | Sub_sector | Transport | Vans | Transport (vans) | Energetic | transport_vans_final_demand_methane | Methane | EU | Energy demand | 0 | FEC
AT | TYNDP2026 | HEV | 2035 | TWh | 265 | Sub_sector | Transport | Vans | Transport (vans) | Energetic | transport_vans_final_demand_heat | Heat | EU | Energy demand | 0 | FEC
AT | TYNDP2026 | HEV | 2035 | TWh | 266 | Sub_sector | Transport | Vans | Transport (vans) | Energetic | transport_vans_final_demand_biomass | Biomass | EU | Energy demand | 0 | FEC
AT | TYNDP2026 | HEV | 2035 | TWh | 267 | Sub_sector | Transport | Vans | Transport (vans) | Energetic | transport_vans_final_demand_coal | Solids | EU | Energy demand | 0 | FEC
AT | TYNDP2026 | HEV | 2035 | TWh | 268 | Sub_sector | Transport | Vans | Transport (vans) | Energetic | transport_vans_final_demand_oil | Liquids | EU | Energy demand | 2.5665 | FEC
AT | TYNDP2026 | HEV | 2035 | TWh | 269 | Sub_sector | Transport | Vans | Transport (vans) | Energetic | transport_vans_final_demand_other | Others | EU | Energy demand | 0 | FEC
AT | TYNDP2026 | HEV | 2035 | TWh | 270 | Sub_sector | Transport | Vans | Transport (vans) | Energetic | transport_vans_final_demand_ammonia | Ammonia | EU | Energy demand | 0 | FEC
AT | TYNDP2026 | HEV | 2035 | TWh | 272 | Sub_sector | Transport | Freight trains | Transport (trains) | Energetic | transport_trains_final_demand_electricity | Electricity | EU | Energy demand | 4.7346 | FEC
AT | TYNDP2026 | HEV | 2035 | TWh | 273 | Sub_sector | Transport | Freight trains | Transport (trains) | Energetic | transport_trains_final_demand_hydrogen | Hydrogen | EU | Energy demand | 0 | FEC
AT | TYNDP2026 | HEV | 2035 | TWh | 274 | Sub_sector | Transport | Freight trains | Transport (trains) | Energetic | transport_trains_final_demand_methane | Methane | EU | Energy demand | 0 | FEC
AT | TYNDP2026 | HEV | 2035 | TWh | 275 | Sub_sector | Transport | Freight trains | Transport (trains) | Energetic | transport_trains_final_demand_heat | Heat | EU | Energy demand | 0 | FEC
AT | TYNDP2026 | HEV | 2035 | TWh | 276 | Sub_sector | Transport | Freight trains | Transport (trains) | Energetic | transport_trains_final_demand_biomass | Biomass | EU | Energy demand | 0 | FEC
AT | TYNDP2026 | HEV | 2035 | TWh | 277 | Sub_sector | Transport | Freight trains | Transport (trains) | Energetic | transport_trains_final_demand_coal | Solids | EU | Energy demand | 0.0021963 | FEC
AT | TYNDP2026 | HEV | 2035 | TWh | 278 | Sub_sector | Transport | Freight trains | Transport (trains) | Energetic | transport_trains_final_demand_oil | Liquids | EU | Energy demand | 0.37025 | FEC
AT | TYNDP2026 | HEV | 2035 | TWh | 279 | Sub_sector | Transport | Freight trains | Transport (trains) | Energetic | transport_trains_final_demand_other | Others | EU | Energy demand | 0 | FEC
AT | TYNDP2026 | HEV | 2035 | TWh | 280 | Sub_sector | Transport | Freight trains | Transport (trains) | Energetic | transport_trains_final_demand_ammonia | Ammonia | EU | Energy demand | 0 | FEC
AT | TYNDP2026 | HEV | 2035 | TWh | 282 | Sub_sector | Transport | Ships | Transport (ships) | Energetic | transport_ships_final_demand_electricity | Electricity | EU | Energy demand | 0 | FEC
AT | TYNDP2026 | HEV | 2035 | TWh | 283 | Sub_sector | Transport | Ships | Transport (ships) | Energetic | transport_ships_final_demand_hydrogen | Hydrogen | EU | Energy demand | 0 | FEC
AT | TYNDP2026 | HEV | 2035 | TWh | 284 | Sub_sector | Transport | Ships | Transport (ships) | Energetic | transport_ships_final_demand_methane | Methane | EU | Energy demand | 0 | FEC
AT | TYNDP2026 | HEV | 2035 | TWh | 285 | Sub_sector | Transport | Ships | Transport (ships) | Energetic | transport_ships_final_demand_heat | Heat | EU | Energy demand | 0 | FEC
AT | TYNDP2026 | HEV | 2035 | TWh | 286 | Sub_sector | Transport | Ships | Transport (ships) | Energetic | transport_ships_final_demand_biomass | Biomass | EU | Energy demand | 0 | FEC
AT | TYNDP2026 | HEV | 2035 | TWh | 287 | Sub_sector | Transport | Ships | Transport (ships) | Energetic | transport_ships_final_demand_coal | Solids | EU | Energy demand | 0 | FEC
AT | TYNDP2026 | HEV | 2035 | TWh | 288 | Sub_sector | Transport | Ships | Transport (ships) | Energetic | transport_ships_final_demand_oil | Liquids | EU | Energy demand | 0.29558 | FEC
AT | TYNDP2026 | HEV | 2035 | TWh | 289 | Sub_sector | Transport | Ships | Transport (ships) | Energetic | transport_ships_final_demand_other | Others | EU | Energy demand | 0 | FEC
AT | TYNDP2026 | HEV | 2035 | TWh | 290 | Sub_sector | Transport | Ships | Transport (ships) | Energetic | transport_ships_final_demand_ammonia | Ammonia | EU | Energy demand | 0 | FEC
AT | TYNDP2026 | HEV | 2035 | TWh | 292 | Sub_sector | Transport | Planes | Transport (planes) | Energetic | transport_planes_final_demand_electricity | Electricity | EU | Energy demand | 0 | FEC
AT | TYNDP2026 | HEV | 2035 | TWh | 293 | Sub_sector | Transport | Planes | Transport (planes) | Energetic | transport_planes_final_demand_hydrogen | Hydrogen | EU | Energy demand | 0 | FEC
AT | TYNDP2026 | HEV | 2035 | TWh | 294 | Sub_sector | Transport | Planes | Transport (planes) | Energetic | transport_planes_final_demand_methane | Methane | EU | Energy demand | 0 | FEC
AT | TYNDP2026 | HEV | 2035 | TWh | 295 | Sub_sector | Transport | Planes | Transport (planes) | Energetic | transport_planes_final_demand_heat | Heat | EU | Energy demand | 0 | FEC
AT | TYNDP2026 | HEV | 2035 | TWh | 296 | Sub_sector | Transport | Planes | Transport (planes) | Energetic | transport_planes_final_demand_biomass | Biomass | EU | Energy demand | 0 | FEC
AT | TYNDP2026 | HEV | 2035 | TWh | 297 | Sub_sector | Transport | Planes | Transport (planes) | Energetic | transport_planes_final_demand_coal | Solids | EU | Energy demand | 0 | FEC
AT | TYNDP2026 | HEV | 2035 | TWh | 298 | Sub_sector | Transport | Planes | Transport (planes) | Energetic | transport_planes_final_demand_oil | Liquids | EU | Energy demand | 0 | FEC
AT | TYNDP2026 | HEV | 2035 | TWh | 299 | Sub_sector | Transport | Planes | Transport (planes) | Energetic | transport_planes_final_demand_other | Others | EU | Energy demand | 0 | FEC
AT | TYNDP2026 | HEV | 2035 | TWh | 300 | Sub_sector | Transport | Planes | Transport (planes) | Energetic | transport_planes_final_demand_ammonia | Ammonia | EU | Energy demand | 0 | FEC
AT | TYNDP2026 | HEV | 2035 | TWh | 302 | Sub_sector | Transport | Others | Transport (others) | Energetic | transport_other_final_demand_electricity | Electricity | EU | Energy demand | 0.013143 | FEC
AT | TYNDP2026 | HEV | 2035 | TWh | 303 | Sub_sector | Transport | Others | Transport (others) | Energetic | transport_other_final_demand_hydrogen | Hydrogen | EU | Energy demand | 0 | FEC
AT | TYNDP2026 | HEV | 2035 | TWh | 304 | Sub_sector | Transport | Others | Transport (others) | Energetic | transport_other_final_demand_methane | Methane | EU | Energy demand | 0 | FEC
AT | TYNDP2026 | HEV | 2035 | TWh | 305 | Sub_sector | Transport | Others | Transport (others) | Energetic | transport_other_final_demand_heat | Heat | EU | Energy demand | 0 | FEC
AT | TYNDP2026 | HEV | 2035 | TWh | 306 | Sub_sector | Transport | Others | Transport (others) | Energetic | transport_other_final_demand_biomass | Biomass | EU | Energy demand | 0 | FEC
AT | TYNDP2026 | HEV | 2035 | TWh | 307 | Sub_sector | Transport | Others | Transport (others) | Energetic | transport_other_final_demand_coal | Solids | EU | Energy demand | 0 | FEC
AT | TYNDP2026 | HEV | 2035 | TWh | 308 | Sub_sector | Transport | Others | Transport (others) | Energetic | transport_other_final_demand_oil | Liquids | EU | Energy demand | 1.7567 | FEC
AT | TYNDP2026 | HEV | 2035 | TWh | 309 | Sub_sector | Transport | Others | Transport (others) | Energetic | transport_other_final_demand_other | Others | EU | Energy demand | 0 | FEC
AT | TYNDP2026 | HEV | 2035 | TWh | 310 | Sub_sector | Transport | Others | Transport (others) | Energetic | transport_other_final_demand_ammonia | Ammonia | EU | Energy demand | 0 | FEC
AT | TYNDP2026 | HEV | 2035 | TWh | 312 | Sub_sector | International transport | International aviation | Transport (int. aviation) | Energetic | transport_int_aviation_final_demand_electricity | Electricity | EU | Energy demand | 0 | FEC
AT | TYNDP2026 | HEV | 2035 | TWh | 313 | Sub_sector | International transport | International aviation | Transport (int. aviation) | Energetic | transport_int_aviation_final_demand_hydrogen | Hydrogen | EU | Energy demand | 0 | FEC
AT | TYNDP2026 | HEV | 2035 | TWh | 314 | Sub_sector | International transport | International aviation | Transport (int. aviation) | Energetic | transport_int_aviation_final_demand_methane | Methane | EU | Energy demand | 0 | FEC
AT | TYNDP2026 | HEV | 2035 | TWh | 315 | Sub_sector | International transport | International aviation | Transport (int. aviation) | Energetic | transport_int_aviation_final_demand_heat | Heat | EU | Energy demand | 0 | FEC
AT | TYNDP2026 | HEV | 2035 | TWh | 316 | Sub_sector | International transport | International aviation | Transport (int. aviation) | Energetic | transport_int_aviation_final_demand_biofuels | Biomass | EU | Energy demand | 0 | FEC
AT | TYNDP2026 | HEV | 2035 | TWh | 317 | Sub_sector | International transport | International aviation | Transport (int. aviation) | Energetic | transport_int_aviation_final_demand_coal | Solids | EU | Energy demand | 0 | FEC
AT | TYNDP2026 | HEV | 2035 | TWh | 318 | Sub_sector | International transport | International aviation | Transport (int. aviation) | Energetic | transport_int_aviation_final_demand_oil | Liquids | EU | Energy demand | 7.8879 | FEC
AT | TYNDP2026 | HEV | 2035 | TWh | 319 | Sub_sector | International transport | International aviation | Transport (int. aviation) | Energetic | transport_int_aviation_final_demand_other | Others | EU | Energy demand | 0 | FEC
AT | TYNDP2026 | HEV | 2035 | TWh | 320 | Sub_sector | International transport | International aviation | Transport (int. aviation) | Energetic | transport_int_aviation_final_demand_ammonia | Ammonia | EU | Energy demand | 0 | FEC
AT | TYNDP2026 | HEV | 2035 | TWh | 322 | Sub_sector | International transport | International shipping | Transport (int. shipping) | Energetic | transport_int_shipping_final_demand_electricity | Electricity | EU | Energy demand | 0 | not_included_in_FEC
AT | TYNDP2026 | HEV | 2035 | TWh | 323 | Sub_sector | International transport | International shipping | Transport (int. shipping) | Energetic | transport_int_shipping_final_demand_hydrogen | Hydrogen | EU | Energy demand | 0 | not_included_in_FEC
AT | TYNDP2026 | HEV | 2035 | TWh | 324 | Sub_sector | International transport | International shipping | Transport (int. shipping) | Energetic | transport_int_shipping_final_demand_methane | Methane | EU | Energy demand | 0 | not_included_in_FEC
AT | TYNDP2026 | HEV | 2035 | TWh | 325 | Sub_sector | International transport | International shipping | Transport (int. shipping) | Energetic | transport_int_shipping_final_demand_heat | Heat | EU | Energy demand | 0 | not_included_in_FEC
AT | TYNDP2026 | HEV | 2035 | TWh | 326 | Sub_sector | International transport | International shipping | Transport (int. shipping) | Energetic | transport_int_shipping_final_demand_biofuels | Biomass | EU | Energy demand | 0 | not_included_in_FEC
AT | TYNDP2026 | HEV | 2035 | TWh | 327 | Sub_sector | International transport | International shipping | Transport (int. shipping) | Energetic | transport_int_shipping_final_demand_coal | Solids | EU | Energy demand | 0 | not_included_in_FEC
AT | TYNDP2026 | HEV | 2035 | TWh | 328 | Sub_sector | International transport | International shipping | Transport (int. shipping) | Energetic | transport_int_shipping_final_demand_oil | Liquids | EU | Energy demand | 0 | not_included_in_FEC
AT | TYNDP2026 | HEV | 2035 | TWh | 329 | Sub_sector | International transport | International shipping | Transport (int. shipping) | Energetic | transport_int_shipping_final_demand_other | Others | EU | Energy demand | 0 | not_included_in_FEC
AT | TYNDP2026 | HEV | 2035 | TWh | 330 | Sub_sector | International transport | International shipping | Transport (int. shipping) | Energetic | transport_int_shipping_final_demand_ammonia | Ammonia | EU | Energy demand | 0 | not_included_in_FEC
AT | TYNDP2026 | HEV | 2035 | TWh | 332 | Sub_sector | Households | Space heating | Households (heating) | Energetic | households_heating_final_demand_electricity | Electricity | EU | Energy demand | 6.1152 | FEC
AT | TYNDP2026 | HEV | 2035 | TWh | 333 | Sub_sector | Households | Space heating | Households (heating) | Energetic | households_heating_final_demand_hydrogen | Hydrogen | EU | Energy demand | 0 | FEC
AT | TYNDP2026 | HEV | 2035 | TWh | 334 | Sub_sector | Households | Space heating | Households (heating) | Energetic | households_heating_final_demand_methane | Methane | EU | Energy demand | 1.8446 | FEC
AT | TYNDP2026 | HEV | 2035 | TWh | 335 | Sub_sector | Households | Space heating | Households (heating) | Energetic | households_heating_final_demand_heat | Heat | EU | Energy demand | 24.3703 | FEC
AT | TYNDP2026 | HEV | 2035 | TWh | 336 | Sub_sector | Households | Space heating | Households (heating) | Energetic | households_heating_final_demand_biomass | Biomass | EU | Energy demand | 16.3711 | FEC
AT | TYNDP2026 | HEV | 2035 | TWh | 337 | Sub_sector | Households | Space heating | Households (heating) | Energetic | households_heating_final_demand_coal | Solids | EU | Energy demand | 0 | FEC
AT | TYNDP2026 | HEV | 2035 | TWh | 338 | Sub_sector | Households | Space heating | Households (heating) | Energetic | households_heating_final_demand_oil | Liquids | EU | Energy demand | 2.7775 | FEC
AT | TYNDP2026 | HEV | 2035 | TWh | 339 | Sub_sector | Households | Space heating | Households (heating) | Energetic | households_heating_final_demand_other | Others | EU | Energy demand | 0 | FEC
AT | TYNDP2026 | HEV | 2035 | TWh | 340 | Sub_sector | Households | Space heating | Households (heating) | Energetic | households_heating_final_demand_ammonia | Ammonia | EU | Energy demand | 0 | FEC
AT | TYNDP2026 | HEV | 2035 | TWh | 343 | Sub_sector | Households | Cooling | Households (cooling) | Energetic | households_cooling_final_demand_electricity | Electricity | EU | Energy demand | 0.01333 | FEC
AT | TYNDP2026 | HEV | 2035 | TWh | 344 | Sub_sector | Households | Cooling | Households (cooling) | Energetic | households_cooling_final_demand_hydrogen | Hydrogen | EU | Energy demand | 0 | FEC
AT | TYNDP2026 | HEV | 2035 | TWh | 345 | Sub_sector | Households | Cooling | Households (cooling) | Energetic | households_cooling_final_demand_methane | Methane | EU | Energy demand | 0 | FEC
AT | TYNDP2026 | HEV | 2035 | TWh | 346 | Sub_sector | Households | Cooling | Households (cooling) | Energetic | households_cooling_final_demand_heat | Heat | EU | Energy demand | 0 | FEC
AT | TYNDP2026 | HEV | 2035 | TWh | 347 | Sub_sector | Households | Cooling | Households (cooling) | Energetic | households_cooling_final_demand_biomass | Biomass | EU | Energy demand | 0 | FEC
AT | TYNDP2026 | HEV | 2035 | TWh | 348 | Sub_sector | Households | Cooling | Households (cooling) | Energetic | households_cooling_final_demand_coal | Solids | EU | Energy demand | 0 | FEC
AT | TYNDP2026 | HEV | 2035 | TWh | 349 | Sub_sector | Households | Cooling | Households (cooling) | Energetic | households_cooling_final_demand_oil | Liquids | EU | Energy demand | 0 | FEC
AT | TYNDP2026 | HEV | 2035 | TWh | 350 | Sub_sector | Households | Cooling | Households (cooling) | Energetic | households_cooling_final_demand_other | Others | EU | Energy demand | 0 | FEC
AT | TYNDP2026 | HEV | 2035 | TWh | 351 | Sub_sector | Households | Cooling | Households (cooling) | Energetic | households_cooling_final_demand_ammonia | Ammonia | EU | Energy demand | 0 | FEC
AT | TYNDP2026 | HEV | 2035 | TWh | 354 | Sub_sector | Households | Hot water | Households (hot water) | Energetic | households_hot_water_final_demand_electricity | Electricity | EU | Energy demand | 1.4591 | FEC
AT | TYNDP2026 | HEV | 2035 | TWh | 355 | Sub_sector | Households | Hot water | Households (hot water) | Energetic | households_hot_water_final_demand_hydrogen | Hydrogen | EU | Energy demand | 0 | FEC
AT | TYNDP2026 | HEV | 2035 | TWh | 356 | Sub_sector | Households | Hot water | Households (hot water) | Energetic | households_hot_water_final_demand_methane | Methane | EU | Energy demand | 0.30197 | FEC
AT | TYNDP2026 | HEV | 2035 | TWh | 357 | Sub_sector | Households | Hot water | Households (hot water) | Energetic | households_hot_water_final_demand_heat | Heat | EU | Energy demand | 7.5958 | FEC
AT | TYNDP2026 | HEV | 2035 | TWh | 358 | Sub_sector | Households | Hot water | Households (hot water) | Energetic | households_hot_water_final_demand_biomass | Biomass | EU | Energy demand | 3.8555 | FEC
AT | TYNDP2026 | HEV | 2035 | TWh | 359 | Sub_sector | Households | Hot water | Households (hot water) | Energetic | households_hot_water_final_demand_coal | Solids | EU | Energy demand | 0 | FEC
AT | TYNDP2026 | HEV | 2035 | TWh | 360 | Sub_sector | Households | Hot water | Households (hot water) | Energetic | households_hot_water_final_demand_oil | Liquids | EU | Energy demand | 0.38242 | FEC
AT | TYNDP2026 | HEV | 2035 | TWh | 361 | Sub_sector | Households | Hot water | Households (hot water) | Energetic | households_hot_water_final_demand_other | Others | EU | Energy demand | 0 | FEC
AT | TYNDP2026 | HEV | 2035 | TWh | 362 | Sub_sector | Households | Hot water | Households (hot water) | Energetic | households_hot_water_final_demand_ammonia | Ammonia | EU | Energy demand | 0 | FEC
AT | TYNDP2026 | HEV | 2035 | TWh | 365 | Sub_sector | Households | Appliances | Households (appliances) | Energetic | households_appliances_final_demand_electricity | Electricity | EU | Energy demand | 11.8931 | FEC
AT | TYNDP2026 | HEV | 2035 | TWh | 366 | Sub_sector | Households | Appliances | Households (appliances) | Energetic | households_appliances_final_demand_hydrogen | Hydrogen | EU | Energy demand | 0 | FEC
AT | TYNDP2026 | HEV | 2035 | TWh | 367 | Sub_sector | Households | Appliances | Households (appliances) | Energetic | households_appliances_final_demand_methane | Methane | EU | Energy demand | 0.076678 | FEC
AT | TYNDP2026 | HEV | 2035 | TWh | 368 | Sub_sector | Households | Appliances | Households (appliances) | Energetic | households_appliances_final_demand_heat | Heat | EU | Energy demand | 0 | FEC
AT | TYNDP2026 | HEV | 2035 | TWh | 369 | Sub_sector | Households | Appliances | Households (appliances) | Energetic | households_appliances_final_demand_biomass | Biomass | EU | Energy demand | 0 | FEC
AT | TYNDP2026 | HEV | 2035 | TWh | 370 | Sub_sector | Households | Appliances | Households (appliances) | Energetic | households_appliances_final_demand_coal | Solids | EU | Energy demand | 0 | FEC
AT | TYNDP2026 | HEV | 2035 | TWh | 371 | Sub_sector | Households | Appliances | Households (appliances) | Energetic | households_appliances_final_demand_oil | Liquids | EU | Energy demand | 0 | FEC
AT | TYNDP2026 | HEV | 2035 | TWh | 372 | Sub_sector | Households | Appliances | Households (appliances) | Energetic | households_appliances_final_demand_other | Others | EU | Energy demand | 0 | FEC
AT | TYNDP2026 | HEV | 2035 | TWh | 373 | Sub_sector | Households | Appliances | Households (appliances) | Energetic | households_appliances_final_demand_ammonia | Ammonia | EU | Energy demand | 0 | FEC
AT | TYNDP2026 | HEV | 2035 | TWh | 375 | Sub_sector | Buildings | Space heating | Buildings (heat) | Energetic | buildings_heat_final_demand_electricity | Electricity | EU | Energy demand | 2.2603 | FEC
AT | TYNDP2026 | HEV | 2035 | TWh | 376 | Sub_sector | Buildings | Space heating | Buildings (heat) | Energetic | buildings_heat_final_demand_hydrogen | Hydrogen | EU | Energy demand | 0 | FEC
AT | TYNDP2026 | HEV | 2035 | TWh | 377 | Sub_sector | Buildings | Space heating | Buildings (heat) | Energetic | buildings_heat_final_demand_methane | Methane | EU | Energy demand | 0.43613 | FEC
AT | TYNDP2026 | HEV | 2035 | TWh | 378 | Sub_sector | Buildings | Space heating | Buildings (heat) | Energetic | buildings_heat_final_demand_heat | Heat | EU | Energy demand | 4.9281 | FEC
AT | TYNDP2026 | HEV | 2035 | TWh | 379 | Sub_sector | Buildings | Space heating | Buildings (heat) | Energetic | buildings_heat_final_demand_biomass | Biomass | EU | Energy demand | 0.87468 | FEC
AT | TYNDP2026 | HEV | 2035 | TWh | 380 | Sub_sector | Buildings | Space heating | Buildings (heat) | Energetic | buildings_heat_final_demand_coal | Solids | EU | Energy demand | 0 | FEC
AT | TYNDP2026 | HEV | 2035 | TWh | 381 | Sub_sector | Buildings | Space heating | Buildings (heat) | Energetic | buildings_heat_final_demand_oil | Liquids | EU | Energy demand | 0.51369 | FEC
AT | TYNDP2026 | HEV | 2035 | TWh | 382 | Sub_sector | Buildings | Space heating | Buildings (heat) | Energetic | buildings_heat_final_demand_other | Others | EU | Energy demand | 0 | FEC
AT | TYNDP2026 | HEV | 2035 | TWh | 383 | Sub_sector | Buildings | Space heating | Buildings (heat) | Energetic | buildings_heat_final_demand_ammonia | Ammonia | EU | Energy demand | 0 | FEC
AT | TYNDP2026 | HEV | 2035 | TWh | 386 | Sub_sector | Buildings | Cooling | Buildings (cooling) | Energetic | buildings_cooling_final_demand_electricity | Electricity | EU | Energy demand | 0.48271 | FEC
AT | TYNDP2026 | HEV | 2035 | TWh | 387 | Sub_sector | Buildings | Cooling | Buildings (cooling) | Energetic | buildings_cooling_final_demand_hydrogen | Hydrogen | EU | Energy demand | 0 | FEC
AT | TYNDP2026 | HEV | 2035 | TWh | 388 | Sub_sector | Buildings | Cooling | Buildings (cooling) | Energetic | buildings_cooling_final_demand_methane | Methane | EU | Energy demand | 0.0027031 | FEC
AT | TYNDP2026 | HEV | 2035 | TWh | 389 | Sub_sector | Buildings | Cooling | Buildings (cooling) | Energetic | buildings_cooling_final_demand_heat | Heat | EU | Energy demand | 0 | FEC
AT | TYNDP2026 | HEV | 2035 | TWh | 390 | Sub_sector | Buildings | Cooling | Buildings (cooling) | Energetic | buildings_cooling_final_demand_biomass | Biomass | EU | Energy demand | 0 | FEC
AT | TYNDP2026 | HEV | 2035 | TWh | 391 | Sub_sector | Buildings | Cooling | Buildings (cooling) | Energetic | buildings_cooling_final_demand_coal | Solids | EU | Energy demand | 0 | FEC
AT | TYNDP2026 | HEV | 2035 | TWh | 392 | Sub_sector | Buildings | Cooling | Buildings (cooling) | Energetic | buildings_cooling_final_demand_oil | Liquids | EU | Energy demand | 0 | FEC
AT | TYNDP2026 | HEV | 2035 | TWh | 393 | Sub_sector | Buildings | Cooling | Buildings (cooling) | Energetic | buildings_cooling_final_demand_other | Others | EU | Energy demand | 0 | FEC
AT | TYNDP2026 | HEV | 2035 | TWh | 394 | Sub_sector | Buildings | Cooling | Buildings (cooling) | Energetic | buildings_cooling_final_demand_ammonia | Ammonia | EU | Energy demand | 0 | FEC
AT | TYNDP2026 | HEV | 2035 | TWh | 397 | Sub_sector | Buildings | Appliances | Buildings (appliances) | Energetic | buildings_appliances_final_demand_electricity | Electricity | EU | Energy demand | 7.9984 | FEC
AT | TYNDP2026 | HEV | 2035 | TWh | 398 | Sub_sector | Buildings | Appliances | Buildings (appliances) | Energetic | buildings_appliances_final_demand_hydrogen | Hydrogen | EU | Energy demand | 0 | FEC
AT | TYNDP2026 | HEV | 2035 | TWh | 399 | Sub_sector | Buildings | Appliances | Buildings (appliances) | Energetic | buildings_appliances_final_demand_methane | Methane | EU | Energy demand | 1.5894 | FEC
AT | TYNDP2026 | HEV | 2035 | TWh | 400 | Sub_sector | Buildings | Appliances | Buildings (appliances) | Energetic | buildings_appliances_final_demand_heat | Heat | EU | Energy demand | 0 | FEC
AT | TYNDP2026 | HEV | 2035 | TWh | 401 | Sub_sector | Buildings | Appliances | Buildings (appliances) | Energetic | buildings_appliances_final_demand_biomass | Biomass | EU | Energy demand | 0 | FEC
AT | TYNDP2026 | HEV | 2035 | TWh | 402 | Sub_sector | Buildings | Appliances | Buildings (appliances) | Energetic | buildings_appliances_final_demand_coal | Solids | EU | Energy demand | 0 | FEC
AT | TYNDP2026 | HEV | 2035 | TWh | 403 | Sub_sector | Buildings | Appliances | Buildings (appliances) | Energetic | buildings_appliances_final_demand_oil | Liquids | EU | Energy demand | 0 | FEC
AT | TYNDP2026 | HEV | 2035 | TWh | 404 | Sub_sector | Buildings | Appliances | Buildings (appliances) | Energetic | buildings_appliances_final_demand_other | Others | EU | Energy demand | 0 | FEC
AT | TYNDP2026 | HEV | 2035 | TWh | 405 | Sub_sector | Buildings | Appliances | Buildings (appliances) | Energetic | buildings_appliances_final_demand_ammonia | Ammonia | EU | Energy demand | 0 | FEC
AT | TYNDP2026 | HEV | 2035 | TWh | 407 | Sub_sector | Buildings | Datacenters | Datacenters & ICT | Energetic | datacentres_final_demand_electricity_energetic | Electricity | EU | Energy demand | 1.5811 | FEC
AT | TYNDP2026 | HEV | 2035 | TWh | 408 | Sub_sector | Buildings | Datacenters | Datacenters & ICT | Energetic | datacentres_final_demand_hydrogen_energetic | Hydrogen | EU | Energy demand | 0 | FEC
AT | TYNDP2026 | HEV | 2035 | TWh | 409 | Sub_sector | Buildings | Datacenters | Datacenters & ICT | Energetic | datacentres_final_demand_methane_energetic | Methane | EU | Energy demand | 0 | FEC
AT | TYNDP2026 | HEV | 2035 | TWh | 410 | Sub_sector | Buildings | Datacenters | Datacenters & ICT | Energetic | datacentres_final_demand_heat_energetic | Heat | EU | Energy demand | 0 | FEC
AT | TYNDP2026 | HEV | 2035 | TWh | 411 | Sub_sector | Buildings | Datacenters | Datacenters & ICT | Energetic | datacentres_final_demand_biomass_energetic | Biomass | EU | Energy demand | 0 | FEC
AT | TYNDP2026 | HEV | 2035 | TWh | 412 | Sub_sector | Buildings | Datacenters | Datacenters & ICT | Energetic | datacentres_final_demand_coal_energetic | Solids | EU | Energy demand | 0 | FEC
AT | TYNDP2026 | HEV | 2035 | TWh | 413 | Sub_sector | Buildings | Datacenters | Datacenters & ICT | Energetic | datacentres_final_demand_oil_energetic | Liquids | EU | Energy demand | 0 | FEC
AT | TYNDP2026 | HEV | 2035 | TWh | 414 | Sub_sector | Buildings | Datacenters | Datacenters & ICT | Energetic | datacentres_final_demand_other_energetic | Others | EU | Energy demand | 0 | FEC
AT | TYNDP2026 | HEV | 2035 | TWh | 415 | Sub_sector | Buildings | Datacenters | Datacenters & ICT | Energetic | datacentres_final_demand_ammonia_energetic | Ammonia | EU | Energy demand | 0 | FEC
AT | TYNDP2026 | HEV | 2035 | TWh | 417 | Sub_sector | Transport | Others_Sector | Others_Sector | Energetic | other_final_demand_electricity_energetic | Electricity | EU | Energy demand | 0 | FEC
AT | TYNDP2026 | HEV | 2035 | TWh | 418 | Sub_sector | Transport | Others_Sector | Others_Sector | Energetic | other_final_demand_hydrogen_energetic | Hydrogen | EU | Energy demand | 0 | FEC
AT | TYNDP2026 | HEV | 2035 | TWh | 419 | Sub_sector | Transport | Pipeline Transport | Others_Sector | Energetic | other_final_demand_methane_energetic | Methane | EU | Energy demand | 2.9474 | FEC
AT | TYNDP2026 | HEV | 2035 | TWh | 420 | Sub_sector | Transport | Others_Sector | Others_Sector | Energetic | other_final_demand_heat_energetic | Heat | EU | Energy demand | 0 | FEC
AT | TYNDP2026 | HEV | 2035 | TWh | 421 | Sub_sector | Transport | Others_Sector | Others_Sector | Energetic | other_final_demand_biomass_energetic | Biomass | EU | Energy demand | 0 | FEC
AT | TYNDP2026 | HEV | 2035 | TWh | 422 | Sub_sector | Transport | Others_Sector | Others_Sector | Energetic | other_final_demand_coal_energetic | Solids | EU | Energy demand | 0 | FEC
AT | TYNDP2026 | HEV | 2035 | TWh | 423 | Sub_sector | Transport | Others_Sector | Others_Sector | Energetic | other_final_demand_oil_energetic | Liquids | EU | Energy demand | 1.0367 | FEC
AT | TYNDP2026 | HEV | 2035 | TWh | 424 | Sub_sector | Others_Sector | Others_Sector | Others_Sector | Non-energetic | other_final_demand_oil_non_energetic | Liquids | EU | Energy demand | 0.17083 | not_included_in_FEC
AT | TYNDP2026 | HEV | 2035 | TWh | 425 | Sub_sector | Transport | Others_Sector | Others_Sector | Energetic | other_final_demand_other_energetic | Others | EU | Energy demand | 0 | FEC
AT | TYNDP2026 | HEV | 2035 | TWh | 426 | Sub_sector | Transport | Others_Sector | Others_Sector | Energetic | other_final_demand_ammonia_energetic | Ammonia | EU | Energy demand | 0 | FEC
AT | TYNDP2026 | HEV | 2035 | TWh | 427 | Sub_sector | Industry | Surplus_Heat_in_Industry | Surplus_Heat_in_Industry | Energetic | final_demand_of_industry_unused_local_production_steam_hot_water | Heat | EU | Energy demand | 0 | FEC
AT | TYNDP2026 | HEV | 2035 | TWh | 429 | Sub_sector | Agriculture | Total | Agriculture | Energetic | agriculture_final_demand_electricity_energetic | Electricity | EU | Energy demand | 1.18 | FEC
AT | TYNDP2026 | HEV | 2035 | TWh | 430 | Sub_sector | Agriculture | Total | Agriculture | Energetic | agriculture_final_demand_hydrogen_energetic | Hydrogen | EU | Energy demand | 0 | FEC
AT | TYNDP2026 | HEV | 2035 | TWh | 431 | Sub_sector | Agriculture | Total | Agriculture | Energetic | agriculture_final_demand_methane_energetic | Methane | EU | Energy demand | 0 | FEC
AT | TYNDP2026 | HEV | 2035 | TWh | 432 | Sub_sector | Agriculture | Total | Agriculture | Energetic | agriculture_final_demand_heat_energetic | Heat | EU | Energy demand | 0 | FEC
AT | TYNDP2026 | HEV | 2035 | TWh | 433 | Sub_sector | Agriculture | Total | Agriculture | Energetic | agriculture_final_demand_biomass_energetic | Biomass | EU | Energy demand | 2.0073 | FEC
AT | TYNDP2026 | HEV | 2035 | TWh | 434 | Sub_sector | Agriculture | Total | Agriculture | Energetic | agriculture_final_demand_coal_energetic | Solids | EU | Energy demand | 0 | FEC
AT | TYNDP2026 | HEV | 2035 | TWh | 435 | Sub_sector | Agriculture | Total | Agriculture | Energetic | agriculture_final_demand_oil_energetic | Liquids | EU | Energy demand | 0 | FEC
AT | TYNDP2026 | HEV | 2035 | TWh | 436 | Sub_sector | Agriculture | Total | Agriculture | Energetic | agriculture_final_demand_other_energetic | Others | EU | Energy demand | 0 | FEC
AT | TYNDP2026 | HEV | 2035 | TWh | 437 | Sub_sector | Agriculture | Total | Agriculture | Energetic | agriculture_final_demand_ammonia_energetic | Ammonia | EU | Energy demand | 0 | FEC
AT | TYNDP2026 | HEV | 2035 | TWh | 447 | Sub_sector | Buildings | Surplus Energy | Buildings | Energetic | GAP | Electricity | EU | Energy demand | 0 | FEC
AT | TYNDP2026 | HEV | 2035 | TWh | 448 | Sub_sector | Buildings | Surplus Energy | Buildings | Energetic | GAP | Hydrogen | EU | Energy demand | 0 | FEC
AT | TYNDP2026 | HEV | 2035 | TWh | 449 | Sub_sector | Buildings | Surplus Energy | Buildings | Energetic | GAP | Methane | EU | Energy demand | 0 | FEC
AT | TYNDP2026 | HEV | 2035 | TWh | 450 | Sub_sector | Buildings | Surplus Energy | Buildings | Energetic | GAP | Heat | EU | Energy demand | 0 | FEC
AT | TYNDP2026 | HEV | 2035 | TWh | 451 | Sub_sector | Buildings | Surplus Energy | Buildings | Energetic | GAP | Biomass | EU | Energy demand | 0.1592 | FEC
AT | TYNDP2026 | HEV | 2035 | TWh | 452 | Sub_sector | Buildings | Surplus Energy | Buildings | Energetic | GAP | Solids | EU | Energy demand | 0 | FEC
AT | TYNDP2026 | HEV | 2035 | TWh | 453 | Sub_sector | Buildings | Surplus Energy | Buildings | Energetic | GAP | Liquids | EU | Energy demand | 0.23399 | FEC
AT | TYNDP2026 | HEV | 2035 | TWh | 454 | Sub_sector | Buildings | Surplus Energy | Buildings | Energetic | GAP | Others | EU | Energy demand | 0 | FEC
AT | TYNDP2026 | HEV | 2035 | TWh | 455 | Sub_sector | Buildings | Surplus Energy | Buildings | Energetic | GAP | Ammonia | EU | Energy demand | 0 | FEC
AT | TYNDP2026 | HEV | 2035 | TWh | 456 | Sub_sector | Households | Surplus Energy | Households | Energetic | GAP | Electricity | EU | Energy demand | 0 | FEC
AT | TYNDP2026 | HEV | 2035 | TWh | 457 | Sub_sector | Households | Surplus Energy | Households | Energetic | GAP | Hydrogen | EU | Energy demand | 0 | FEC
AT | TYNDP2026 | HEV | 2035 | TWh | 458 | Sub_sector | Households | Surplus Energy | Households | Energetic | GAP | Methane | EU | Energy demand | 0 | FEC
AT | TYNDP2026 | HEV | 2035 | TWh | 459 | Sub_sector | Households | Surplus Energy | Households | Energetic | GAP | Heat | EU | Energy demand | 0 | FEC
AT | TYNDP2026 | HEV | 2035 | TWh | 460 | Sub_sector | Households | Surplus Energy | Households | Energetic | GAP | Biomass | EU | Energy demand | 0 | FEC
AT | TYNDP2026 | HEV | 2035 | TWh | 461 | Sub_sector | Households | Surplus Energy | Households | Energetic | GAP | Solids | EU | Energy demand | 0 | FEC
AT | TYNDP2026 | HEV | 2035 | TWh | 462 | Sub_sector | Households | Surplus Energy | Households | Energetic | GAP | Liquids | EU | Energy demand | 0 | FEC
AT | TYNDP2026 | HEV | 2035 | TWh | 463 | Sub_sector | Households | Surplus Energy | Households | Energetic | GAP | Others | EU | Energy demand | 0 | FEC
AT | TYNDP2026 | HEV | 2035 | TWh | 464 | Sub_sector | Households | Surplus Energy | Households | Energetic | GAP | Ammonia | EU | Energy demand | 0 | FEC
AT | TYNDP2026 | HEV | 2040 | TWh | 102 | Sub_sector | Industry | Aluminium | Industry (aluminium) | Energetic | industry_aluminium_demand_electricity_energetic | Electricity | EU | Energy demand | 0 | FEC
AT | TYNDP2026 | HEV | 2040 | TWh | 103 | Sub_sector | Industry | Aluminium | Industry (aluminium) | Energetic | industry_aluminium_demand_hydrogen_energetic | Hydrogen | EU | Energy demand | 0 | FEC
AT | TYNDP2026 | HEV | 2040 | TWh | 104 | Sub_sector | Industry | Aluminium | Industry (aluminium) | Energetic | industry_aluminium_demand_methane_energetic | Methane | EU | Energy demand | 0 | FEC
AT | TYNDP2026 | HEV | 2040 | TWh | 105 | Sub_sector | Industry | Aluminium | Industry (aluminium) | Energetic | industry_aluminium_demand_heat_energetic | Heat | EU | Energy demand | 0 | FEC
AT | TYNDP2026 | HEV | 2040 | TWh | 106 | Sub_sector | Industry | Aluminium | Industry (aluminium) | Energetic | industry_aluminium_demand_biomass_energetic | Biomass | EU | Energy demand | 0 | FEC
AT | TYNDP2026 | HEV | 2040 | TWh | 107 | Sub_sector | Industry | Aluminium | Industry (aluminium) | Energetic | industry_aluminium_demand_coal_energetic | Solids | EU | Energy demand | 0 | FEC
AT | TYNDP2026 | HEV | 2040 | TWh | 108 | Sub_sector | Industry | Aluminium | Industry (aluminium) | Energetic | industry_aluminium_demand_oil_energetic | Liquids | EU | Energy demand | 0 | FEC
AT | TYNDP2026 | HEV | 2040 | TWh | 109 | Sub_sector | Industry | Aluminium | Industry (aluminium) | Energetic | industry_aluminium_demand_others_energetic | Others | EU | Energy demand | 0 | FEC
AT | TYNDP2026 | HEV | 2040 | TWh | 110 | Sub_sector | Industry | Aluminium | Industry (aluminium) | Energetic | industry_ammonia_demand_others_energetic | Ammonia | EU | Energy demand | 0 | FEC
AT | TYNDP2026 | HEV | 2040 | TWh | 112 | Sub_sector | Industry | Chemicals | Industry (chemicals, energetic) | Energetic | industry_chemical_demand_electricity_energetic | Electricity | EU | Energy demand | 5.9798 | FEC
AT | TYNDP2026 | HEV | 2040 | TWh | 113 | Sub_sector | Industry | Chemicals | Industry (chemicals, energetic) | Energetic | industry_chemical_demand_hydrogen_energetic | Hydrogen | EU | Energy demand | 0.91095 | FEC
AT | TYNDP2026 | HEV | 2040 | TWh | 114 | Sub_sector | Industry | Chemicals | Industry (chemicals, energetic) | Energetic | industry_chemical_demand_methane_energetic | Methane | EU | Energy demand | 0 | FEC
AT | TYNDP2026 | HEV | 2040 | TWh | 115 | Sub_sector | Industry | Chemicals | Industry (chemicals, energetic) | Energetic | industry_chemical_demand_heat_energetic | Heat | EU | Energy demand | 0.99375 | FEC
AT | TYNDP2026 | HEV | 2040 | TWh | 116 | Sub_sector | Industry | Chemicals | Industry (chemicals, energetic) | Energetic | industry_chemical_demand_biomass_energetic | Biomass | EU | Energy demand | 1.1801 | FEC
AT | TYNDP2026 | HEV | 2040 | TWh | 117 | Sub_sector | Industry | Chemicals | Industry (chemicals, energetic) | Energetic | industry_chemical_demand_coal_energetic | Solids | EU | Energy demand | 0.031003 | FEC
AT | TYNDP2026 | HEV | 2040 | TWh | 118 | Sub_sector | Industry | Chemicals | Industry (chemicals, energetic) | Energetic | industry_chemical_demand_oil_energetic | Liquids | EU | Energy demand | 0 | FEC
AT | TYNDP2026 | HEV | 2040 | TWh | 119 | Sub_sector | Industry | Chemicals | Industry (chemicals, energetic) | Energetic | industry_chemical_demand_others_energetic | Others | EU | Energy demand | 0 | FEC
AT | TYNDP2026 | HEV | 2040 | TWh | 120 | Sub_sector | Industry | Chemicals | Industry (chemicals, energetic) | Energetic | industry_chemical_demand_ammonia_energetic | Ammonia | EU | Energy demand | 0 | FEC
AT | TYNDP2026 | HEV | 2040 | TWh | 122 | Sub_sector | Industry | Chemicals | Industry (chemicals, non-energetic) | Non-energetic | industry_chemical_demand_electricity_non_energetic | Electricity | EU | Energy demand | 0 | not_included_in_FEC
AT | TYNDP2026 | HEV | 2040 | TWh | 123 | Sub_sector | Industry | Chemicals | Industry (chemicals, non-energetic) | Non-energetic | industry_chemical_demand_hydrogen_non_energetic | Hydrogen | EU | Energy demand | 0.28661 | not_included_in_FEC
AT | TYNDP2026 | HEV | 2040 | TWh | 124 | Sub_sector | Industry | Chemicals | Industry (chemicals, non-energetic) | Non-energetic | industry_chemical_demand_methane_non_energetic | Methane | EU | Energy demand | 0 | not_included_in_FEC
AT | TYNDP2026 | HEV | 2040 | TWh | 125 | Sub_sector | Industry | Chemicals | Industry (chemicals, non-energetic) | Non-energetic | industry_chemical_demand_heat_non_energetic | Heat | EU | Energy demand | 0 | not_included_in_FEC
AT | TYNDP2026 | HEV | 2040 | TWh | 126 | Sub_sector | Industry | Chemicals | Industry (chemicals, non-energetic) | Non-energetic | industry_chemical_demand_biomass_non_energetic | Biomass | EU | Energy demand | 0 | not_included_in_FEC
AT | TYNDP2026 | HEV | 2040 | TWh | 127 | Sub_sector | Industry | Chemicals | Industry (chemicals, non-energetic) | Non-energetic | industry_chemical_demand_coal_non_energetic | Solids | EU | Energy demand | 0 | not_included_in_FEC
AT | TYNDP2026 | HEV | 2040 | TWh | 128 | Sub_sector | Industry | Chemicals | Industry (chemicals, non-energetic) | Non-energetic | industry_chemical_demand_oil_non_energetic | Liquids | EU | Energy demand | 14.0438 | not_included_in_FEC
AT | TYNDP2026 | HEV | 2040 | TWh | 129 | Sub_sector | Industry | Chemicals | Industry (chemicals, non-energetic) | Non-energetic | industry_chemical_demand_others_non_energetic | Others | EU | Energy demand | 0 | not_included_in_FEC
AT | TYNDP2026 | HEV | 2040 | TWh | 130 | Sub_sector | Industry | Chemicals | Industry (chemicals, non-energetic) | Non-energetic | industry_chemical_demand_ammonia_non_energetic | Ammonia | EU | Energy demand | 0 | not_included_in_FEC
AT | TYNDP2026 | HEV | 2040 | TWh | 132 | Sub_sector | Industry | Fertilizers | Industry (fertilizers, energetic) | Energetic | industry_fertilizers_demand_electricity_energetic | Electricity | EU | Energy demand | 0.086831 | FEC
AT | TYNDP2026 | HEV | 2040 | TWh | 133 | Sub_sector | Industry | Fertilizers | Industry (fertilizers, energetic) | Energetic | industry_fertilizers_demand_hydrogen_energetic | Hydrogen | EU | Energy demand | 0.0831 | FEC
AT | TYNDP2026 | HEV | 2040 | TWh | 134 | Sub_sector | Industry | Fertilizers | Industry (fertilizers, energetic) | Energetic | industry_fertilizers_demand_methane_energetic | Methane | EU | Energy demand | 0.20775 | FEC
AT | TYNDP2026 | HEV | 2040 | TWh | 135 | Sub_sector | Industry | Fertilizers | Industry (fertilizers, energetic) | Energetic | industry_fertilizers_demand_heat_energetic | Heat | EU | Energy demand | 0.086009 | FEC
AT | TYNDP2026 | HEV | 2040 | TWh | 136 | Sub_sector | Industry | Fertilizers | Industry (fertilizers, energetic) | Energetic | industry_fertilizers_demand_biomass_energetic | Biomass | EU | Energy demand | 0.50016 | FEC
AT | TYNDP2026 | HEV | 2040 | TWh | 137 | Sub_sector | Industry | Fertilizers | Industry (fertilizers, energetic) | Energetic | industry_fertilizers_demand_coal_energetic | Solids | EU | Energy demand | 0 | FEC
AT | TYNDP2026 | HEV | 2040 | TWh | 138 | Sub_sector | Industry | Fertilizers | Industry (fertilizers, energetic) | Energetic | industry_fertilizers_demand_oil_energetic | Liquids | EU | Energy demand | 0 | FEC
AT | TYNDP2026 | HEV | 2040 | TWh | 139 | Sub_sector | Industry | Fertilizers | Industry (fertilizers, energetic) | Energetic | industry_fertilizers_demand_others_energetic | Others | EU | Energy demand | 0 | FEC
AT | TYNDP2026 | HEV | 2040 | TWh | 140 | Sub_sector | Industry | Fertilizers | Industry (fertilizers, energetic) | Energetic | industry_fertilizers_demand_ammonia_energetic | Ammonia | EU | Energy demand | 0 | FEC
AT | TYNDP2026 | HEV | 2040 | TWh | 142 | Sub_sector | Industry | Fertilizers | Industry (fertilizers, non-energetic) | Non-energetic | industry_fertilizers_demand_electricity_non_energetic | Electricity | EU | Energy demand | 0 | not_included_in_FEC
AT | TYNDP2026 | HEV | 2040 | TWh | 143 | Sub_sector | Industry | Fertilizers | Industry (fertilizers, non-energetic) | Non-energetic | industry_fertilizers_demand_hydrogen_non_energetic | Hydrogen | EU | Energy demand | 0 | not_included_in_FEC
AT | TYNDP2026 | HEV | 2040 | TWh | 144 | Sub_sector | Industry | Fertilizers | Industry (fertilizers, non-energetic) | Non-energetic | industry_fertilizers_demand_methane_non_energetic | Methane | EU | Energy demand | 1.8495 | not_included_in_FEC
AT | TYNDP2026 | HEV | 2040 | TWh | 145 | Sub_sector | Industry | Fertilizers | Industry (fertilizers, non-energetic) | Non-energetic | industry_fertilizers_demand_heat_non_energetic | Heat | EU | Energy demand | 0 | not_included_in_FEC
AT | TYNDP2026 | HEV | 2040 | TWh | 146 | Sub_sector | Industry | Fertilizers | Industry (fertilizers, non-energetic) | Non-energetic | industry_fertilizers_demand_biomass_non_energetic | Biomass | EU | Energy demand | 0 | not_included_in_FEC
AT | TYNDP2026 | HEV | 2040 | TWh | 147 | Sub_sector | Industry | Fertilizers | Industry (fertilizers, non-energetic) | Non-energetic | industry_fertilizers_demand_coal_non_energetic | Solids | EU | Energy demand | 0 | not_included_in_FEC
AT | TYNDP2026 | HEV | 2040 | TWh | 148 | Sub_sector | Industry | Fertilizers | Industry (fertilizers, non-energetic) | Non-energetic | industry_fertilizers_demand_oil_non_energetic | Liquids | EU | Energy demand | 0 | not_included_in_FEC
AT | TYNDP2026 | HEV | 2040 | TWh | 149 | Sub_sector | Industry | Fertilizers | Industry (fertilizers, non-energetic) | Non-energetic | industry_fertilizers_demand_others_non_energetic | Others | EU | Energy demand | 0 | not_included_in_FEC
AT | TYNDP2026 | HEV | 2040 | TWh | 150 | Sub_sector | Industry | Fertilizers | Industry (fertilizers, non-energetic) | Non-energetic | industry_fertilizers_demand_ammonia_non_energetic | Ammonia | EU | Energy demand | 0 | not_included_in_FEC
AT | TYNDP2026 | HEV | 2040 | TWh | 152 | Sub_sector | Industry | Food | Industry (food) | Energetic | industry_food_demand_electricity_energetic | Electricity | EU | Energy demand | 5.276 | FEC
AT | TYNDP2026 | HEV | 2040 | TWh | 153 | Sub_sector | Industry | Food | Industry (food) | Energetic | industry_food_demand_hydrogen_energetic | Hydrogen | EU | Energy demand | 0 | FEC
AT | TYNDP2026 | HEV | 2040 | TWh | 154 | Sub_sector | Industry | Food | Industry (food) | Energetic | industry_food_demand_methane_energetic | Methane | EU | Energy demand | 0 | FEC
AT | TYNDP2026 | HEV | 2040 | TWh | 155 | Sub_sector | Industry | Food | Industry (food) | Energetic | industry_food_demand_heat_energetic | Heat | EU | Energy demand | 0 | FEC
AT | TYNDP2026 | HEV | 2040 | TWh | 156 | Sub_sector | Industry | Food | Industry (food) | Energetic | industry_food_demand_biomass_energetic | Biomass | EU | Energy demand | 1.0738 | FEC
AT | TYNDP2026 | HEV | 2040 | TWh | 157 | Sub_sector | Industry | Food | Industry (food) | Energetic | industry_food_demand_coal_energetic | Solids | EU | Energy demand | 0 | FEC
AT | TYNDP2026 | HEV | 2040 | TWh | 158 | Sub_sector | Industry | Food | Industry (food) | Energetic | industry_food_demand_oil_energetic | Liquids | EU | Energy demand | 0 | FEC
AT | TYNDP2026 | HEV | 2040 | TWh | 159 | Sub_sector | Industry | Food | Industry (food) | Energetic | industry_food_demand_others_energetic | Others | EU | Energy demand | 0 | FEC
AT | TYNDP2026 | HEV | 2040 | TWh | 160 | Sub_sector | Industry | Food | Industry (food) | Energetic | industry_food_demand_ammonia_energetic | Ammonia | EU | Energy demand | 0 | FEC
AT | TYNDP2026 | HEV | 2040 | TWh | 162 | Sub_sector | Industry | Metals | Industry (metal) | Energetic | industry_metal_demand_electricity_energetic | Electricity | EU | Energy demand | 1.0693 | FEC
AT | TYNDP2026 | HEV | 2040 | TWh | 163 | Sub_sector | Industry | Metals | Industry (metal) | Energetic | industry_metal_demand_hydrogen_energetic | Hydrogen | EU | Energy demand | 0 | FEC
AT | TYNDP2026 | HEV | 2040 | TWh | 164 | Sub_sector | Industry | Metals | Industry (metal) | Energetic | industry_metal_demand_methane_energetic | Methane | EU | Energy demand | 1.3931 | FEC
AT | TYNDP2026 | HEV | 2040 | TWh | 165 | Sub_sector | Industry | Metals | Industry (metal) | Energetic | industry_metal_demand_heat_energetic | Heat | EU | Energy demand | 0.026602 | FEC
AT | TYNDP2026 | HEV | 2040 | TWh | 166 | Sub_sector | Industry | Metals | Industry (metal) | Energetic | industry_metal_demand_biomass_energetic | Biomass | EU | Energy demand | 0 | FEC
AT | TYNDP2026 | HEV | 2040 | TWh | 167 | Sub_sector | Industry | Metals | Industry (metal) | Energetic | industry_metal_demand_coal_energetic | Solids | EU | Energy demand | 0 | FEC
AT | TYNDP2026 | HEV | 2040 | TWh | 168 | Sub_sector | Industry | Metals | Industry (metal) | Energetic | industry_metal_demand_oil_energetic | Liquids | EU | Energy demand | 0.034214 | FEC
AT | TYNDP2026 | HEV | 2040 | TWh | 169 | Sub_sector | Industry | Metals | Industry (metal) | Energetic | industry_metal_demand_others_energetic | Others | EU | Energy demand | 0 | FEC
AT | TYNDP2026 | HEV | 2040 | TWh | 170 | Sub_sector | Industry | Metals | Industry (metal) | Energetic | industry_metal_demand_ammonia_energetic | Ammonia | EU | Energy demand | 0 | FEC
AT | TYNDP2026 | HEV | 2040 | TWh | 172 | Sub_sector | Industry | Others | Industry (other, energetic) | Energetic | industry_other_demand_electricity_energetic | Electricity | EU | Energy demand | 12.0176 | FEC
AT | TYNDP2026 | HEV | 2040 | TWh | 173 | Sub_sector | Industry | Others | Industry (other, energetic) | Energetic | industry_other_demand_hydrogen_energetic | Hydrogen | EU | Energy demand | 1.5348 | FEC
AT | TYNDP2026 | HEV | 2040 | TWh | 174 | Sub_sector | Industry | Others | Industry (other, energetic) | Energetic | industry_other_demand_methane_energetic | Methane | EU | Energy demand | 1.178 | FEC
AT | TYNDP2026 | HEV | 2040 | TWh | 175 | Sub_sector | Industry | Others | Industry (other, energetic) | Energetic | industry_other_demand_heat_energetic | Heat | EU | Energy demand | 5.5238 | FEC
AT | TYNDP2026 | HEV | 2040 | TWh | 176 | Sub_sector | Industry | Others | Industry (other, energetic) | Energetic | industry_other_demand_biomass_energetic | Biomass | EU | Energy demand | 10.2804 | FEC
AT | TYNDP2026 | HEV | 2040 | TWh | 177 | Sub_sector | Industry | Others | Industry (other, energetic) | Energetic | industry_other_demand_coal_energetic | Solids | EU | Energy demand | 0.15319 | FEC
AT | TYNDP2026 | HEV | 2040 | TWh | 178 | Sub_sector | Industry | Others | Industry (other, energetic) | Energetic | industry_other_demand_oil_energetic | Liquids | EU | Energy demand | 0 | FEC
AT | TYNDP2026 | HEV | 2040 | TWh | 179 | Sub_sector | Industry | Others | Industry (other, energetic) | Energetic | industry_other_demand_others_energetic | Others | EU | Energy demand | 0 | FEC
AT | TYNDP2026 | HEV | 2040 | TWh | 180 | Sub_sector | Industry | Others | Industry (other, energetic) | Energetic | industry_other_demand_ammonia_energetic | Ammonia | EU | Energy demand | 0 | FEC
AT | TYNDP2026 | HEV | 2040 | TWh | 182 | Sub_sector | Industry | Others | Industry (other, non-energetic) | Non-energetic | industry_other_demand_electricity_non_energetic | Electricity | EU | Energy demand | 0 | not_included_in_FEC
AT | TYNDP2026 | HEV | 2040 | TWh | 183 | Sub_sector | Industry | Others | Industry (other, non-energetic) | Non-energetic | industry_other_demand_hydrogen_non_energetic | Hydrogen | EU | Energy demand | 2.1568 | not_included_in_FEC
AT | TYNDP2026 | HEV | 2040 | TWh | 184 | Sub_sector | Industry | Others | Industry (other, non-energetic) | Non-energetic | industry_other_demand_methane_non_energetic | Methane | EU | Energy demand | 0 | not_included_in_FEC
AT | TYNDP2026 | HEV | 2040 | TWh | 185 | Sub_sector | Industry | Others | Industry (other, non-energetic) | Non-energetic | industry_other_demand_heat_non_energetic | Heat | EU | Energy demand | 0 | not_included_in_FEC
AT | TYNDP2026 | HEV | 2040 | TWh | 186 | Sub_sector | Industry | Others | Industry (other, non-energetic) | Non-energetic | industry_other_demand_biomass_non_energetic | Biomass | EU | Energy demand | 0 | not_included_in_FEC
AT | TYNDP2026 | HEV | 2040 | TWh | 187 | Sub_sector | Industry | Others | Industry (other, non-energetic) | Non-energetic | industry_other_demand_coal_non_energetic | Solids | EU | Energy demand | 0 | not_included_in_FEC
AT | TYNDP2026 | HEV | 2040 | TWh | 188 | Sub_sector | Industry | Others | Industry (other, non-energetic) | Non-energetic | industry_other_demand_oil_non_energetic | Liquids | EU | Energy demand | 3.2352 | not_included_in_FEC
AT | TYNDP2026 | HEV | 2040 | TWh | 189 | Sub_sector | Industry | Others | Industry (other, non-energetic) | Non-energetic | industry_other_demand_others_non_energetic | Others | EU | Energy demand | 0 | not_included_in_FEC
AT | TYNDP2026 | HEV | 2040 | TWh | 190 | Sub_sector | Industry | Others | Industry (other, non-energetic) | Non-energetic | industry_other_demand_ammonia_non_energetic | Ammonia | EU | Energy demand | 0 | not_included_in_FEC
AT | TYNDP2026 | HEV | 2040 | TWh | 192 | Sub_sector | Industry | Paper | Industry (paper) | Energetic | industry_paper_demand_electricity_energetic | Electricity | EU | Energy demand | 9.5373 | FEC
AT | TYNDP2026 | HEV | 2040 | TWh | 193 | Sub_sector | Industry | Paper | Industry (paper) | Energetic | industry_paper_demand_hydrogen_energetic | Hydrogen | EU | Energy demand | 0 | FEC
AT | TYNDP2026 | HEV | 2040 | TWh | 194 | Sub_sector | Industry | Paper | Industry (paper) | Energetic | industry_paper_demand_methane_energetic | Methane | EU | Energy demand | 2.35e-15 | FEC
AT | TYNDP2026 | HEV | 2040 | TWh | 195 | Sub_sector | Industry | Paper | Industry (paper) | Energetic | industry_paper_demand_heat_energetic | Heat | EU | Energy demand | 0.23197 | FEC
AT | TYNDP2026 | HEV | 2040 | TWh | 196 | Sub_sector | Industry | Paper | Industry (paper) | Energetic | industry_paper_demand_biomass_energetic | Biomass | EU | Energy demand | 13.0951 | FEC
AT | TYNDP2026 | HEV | 2040 | TWh | 197 | Sub_sector | Industry | Paper | Industry (paper) | Energetic | industry_paper_demand_coal_energetic | Solids | EU | Energy demand | 0 | FEC
AT | TYNDP2026 | HEV | 2040 | TWh | 198 | Sub_sector | Industry | Paper | Industry (paper) | Energetic | industry_paper_demand_oil_energetic | Liquids | EU | Energy demand | 0 | FEC
AT | TYNDP2026 | HEV | 2040 | TWh | 199 | Sub_sector | Industry | Paper | Industry (paper) | Energetic | industry_paper_demand_others_energetic | Others | EU | Energy demand | 0 | FEC
AT | TYNDP2026 | HEV | 2040 | TWh | 200 | Sub_sector | Industry | Paper | Industry (paper) | Energetic | industry_paper_demand_ammonia_energetic | Ammonia | EU | Energy demand | 0 | FEC
AT | TYNDP2026 | HEV | 2040 | TWh | 202 | Sub_sector | Industry | Refineries | Industry (refineries, energetic) | Energetic | industry_refinery_demand_electricity_energetic | Electricity | EU | Energy demand | 0.24575 | not_included_in_FEC
AT | TYNDP2026 | HEV | 2040 | TWh | 203 | Sub_sector | Industry | Refineries | Industry (refineries, energetic) | Energetic | industry_refinery_demand_hydrogen_energetic | Hydrogen | EU | Energy demand | 0.22913 | not_included_in_FEC
AT | TYNDP2026 | HEV | 2040 | TWh | 204 | Sub_sector | Industry | Refineries | Industry (refineries, energetic) | Energetic | industry_refinery_demand_methane_energetic | Methane | EU | Energy demand | 0.34387 | not_included_in_FEC
AT | TYNDP2026 | HEV | 2040 | TWh | 205 | Sub_sector | Industry | Refineries | Industry (refineries, energetic) | Energetic | industry_refinery_demand_heat_energetic | Heat | EU | Energy demand | 0.19339 | not_included_in_FEC
AT | TYNDP2026 | HEV | 2040 | TWh | 206 | Sub_sector | Industry | Refineries | Industry (refineries, energetic) | Energetic | industry_refinery_demand_biomass_energetic | Biomass | EU | Energy demand | 0.7252 | not_included_in_FEC
AT | TYNDP2026 | HEV | 2040 | TWh | 207 | Sub_sector | Industry | Refineries | Industry (refineries, energetic) | Energetic | industry_refinery_demand_coal_energetic | Solids | EU | Energy demand | 0 | not_included_in_FEC
AT | TYNDP2026 | HEV | 2040 | TWh | 208 | Sub_sector | Industry | Refineries | Industry (refineries, energetic) | Energetic | industry_refinery_demand_oil_energetic | Liquids | EU | Energy demand | 0 | not_included_in_FEC
AT | TYNDP2026 | HEV | 2040 | TWh | 209 | Sub_sector | Industry | Refineries | Industry (refineries, energetic) | Energetic | industry_refinery_demand_others_energetic | Others | EU | Energy demand | 0 | not_included_in_FEC
AT | TYNDP2026 | HEV | 2040 | TWh | 210 | Sub_sector | Industry | Refineries | Industry (refineries, energetic) | Energetic | industry_refinery_demand_ammonia_energetic | Ammonia | EU | Energy demand | 0 | not_included_in_FEC
AT | TYNDP2026 | HEV | 2040 | TWh | 212 | Sub_sector | Industry | Refineries | Industry (refineries, non-energetic) | Non-energetic | industry_refinery_demand_electricity_non_energetic | Electricity | EU | Energy demand | 0 | not_included_in_FEC
AT | TYNDP2026 | HEV | 2040 | TWh | 213 | Sub_sector | Industry | Refineries | Industry (refineries, non-energetic) | Non-energetic | industry_refinery_demand_hydrogen_non_energetic | Hydrogen | EU | Energy demand | 0 | not_included_in_FEC
AT | TYNDP2026 | HEV | 2040 | TWh | 214 | Sub_sector | Industry | Refineries | Industry (refineries, non-energetic) | Non-energetic | industry_refinery_demand_methane_non_energetic | Methane | EU | Energy demand | 0 | not_included_in_FEC
AT | TYNDP2026 | HEV | 2040 | TWh | 215 | Sub_sector | Industry | Refineries | Industry (refineries, non-energetic) | Non-energetic | industry_refinery_demand_heat_non_energetic | Heat | EU | Energy demand | 0 | not_included_in_FEC
AT | TYNDP2026 | HEV | 2040 | TWh | 216 | Sub_sector | Industry | Refineries | Industry (refineries, non-energetic) | Non-energetic | industry_refinery_demand_biomass_non_energetic | Biomass | EU | Energy demand | 0 | not_included_in_FEC
AT | TYNDP2026 | HEV | 2040 | TWh | 217 | Sub_sector | Industry | Refineries | Industry (refineries, non-energetic) | Non-energetic | industry_refinery_demand_coal_non_energetic | Solids | EU | Energy demand | 0 | not_included_in_FEC
AT | TYNDP2026 | HEV | 2040 | TWh | 218 | Sub_sector | Industry | Refineries | Industry (refineries, non-energetic) | Non-energetic | industry_refinery_demand_oil_non_energetic | Liquids | EU | Energy demand | 0 | not_included_in_FEC
AT | TYNDP2026 | HEV | 2040 | TWh | 219 | Sub_sector | Industry | Refineries | Industry (refineries, non-energetic) | Non-energetic | industry_refinery_demand_others_non_energetic | Others | EU | Energy demand | 0 | not_included_in_FEC
AT | TYNDP2026 | HEV | 2040 | TWh | 220 | Sub_sector | Industry | Refineries | Industry (refineries, non-energetic) | Non-energetic | industry_refinery_demand_ammonia_non_energetic | Ammonia | EU | Energy demand | 0 | not_included_in_FEC
AT | TYNDP2026 | HEV | 2040 | TWh | 222 | Sub_sector | Industry | Steel | Industry (steel) | Energetic | industry_steel_demand_electricity_energetic | Electricity | EU | Energy demand | 6.6385 | FEC
AT | TYNDP2026 | HEV | 2040 | TWh | 223 | Sub_sector | Industry | Steel | Industry (steel) | Energetic | industry_steel_demand_hydrogen_energetic | Hydrogen | EU | Energy demand | 1.9467 | FEC
AT | TYNDP2026 | HEV | 2040 | TWh | 224 | Sub_sector | Industry | Steel | Industry (steel) | Energetic | industry_steel_demand_methane_energetic | Methane | EU | Energy demand | 13.9739 | FEC
AT | TYNDP2026 | HEV | 2040 | TWh | 225 | Sub_sector | Industry | Steel | Industry (steel) | Energetic | industry_steel_demand_heat_energetic | Heat | EU | Energy demand | 0.011131 | FEC
AT | TYNDP2026 | HEV | 2040 | TWh | 226 | Sub_sector | Industry | Steel | Industry (steel) | Energetic | industry_steel_demand_biomass_energetic | Biomass | EU | Energy demand | 0.00040794 | FEC
AT | TYNDP2026 | HEV | 2040 | TWh | 227 | Sub_sector | Industry | Steel | Industry (steel) | Energetic | industry_steel_demand_coal_energetic | Solids | EU | Energy demand | 1.2682 | FEC
AT | TYNDP2026 | HEV | 2040 | TWh | 228 | Sub_sector | Industry | Steel | Industry (steel) | Energetic | industry_steel_demand_oil_energetic | Liquids | EU | Energy demand | 0.0030325 | FEC
AT | TYNDP2026 | HEV | 2040 | TWh | 229 | Sub_sector | Industry | Steel | Industry (steel) | Energetic | industry_steel_demand_others_energetic | Others | EU | Energy demand | 0 | FEC
AT | TYNDP2026 | HEV | 2040 | TWh | 230 | Sub_sector | Industry | Steel | Industry (steel) | Energetic | industry_steel_demand_ammonia_energetic | Ammonia | EU | Energy demand | 0 | FEC
AT | TYNDP2026 | HEV | 2040 | TWh | 232 | Sub_sector | Transport | Cars | Transport (cars) | Energetic | transport_cars_final_demand_electricity | Electricity | EU | Energy demand | 6.9731 | FEC
AT | TYNDP2026 | HEV | 2040 | TWh | 233 | Sub_sector | Transport | Cars | Transport (cars) | Energetic | transport_cars_final_demand_hydrogen | Hydrogen | EU | Energy demand | 0.4588 | FEC
AT | TYNDP2026 | HEV | 2040 | TWh | 234 | Sub_sector | Transport | Cars | Transport (cars) | Energetic | transport_cars_final_demand_methane | Methane | EU | Energy demand | 3.3247 | FEC
AT | TYNDP2026 | HEV | 2040 | TWh | 235 | Sub_sector | Transport | Cars | Transport (cars) | Energetic | transport_cars_final_demand_heat | Heat | EU | Energy demand | 0 | FEC
AT | TYNDP2026 | HEV | 2040 | TWh | 236 | Sub_sector | Transport | Cars | Transport (cars) | Energetic | transport_cars_final_demand_biomass | Biomass | EU | Energy demand | 0 | FEC
AT | TYNDP2026 | HEV | 2040 | TWh | 237 | Sub_sector | Transport | Cars | Transport (cars) | Energetic | transport_cars_final_demand_coal | Solids | EU | Energy demand | 0 | FEC
AT | TYNDP2026 | HEV | 2040 | TWh | 238 | Sub_sector | Transport | Cars | Transport (cars) | Energetic | transport_cars_final_demand_oil | Liquids | EU | Energy demand | 7.7684 | FEC
AT | TYNDP2026 | HEV | 2040 | TWh | 239 | Sub_sector | Transport | Cars | Transport (cars) | Energetic | transport_cars_final_demand_other | Others | EU | Energy demand | 0 | FEC
AT | TYNDP2026 | HEV | 2040 | TWh | 240 | Sub_sector | Transport | Cars | Transport (cars) | Energetic | transport_cars_final_demand_ammonia | Ammonia | EU | Energy demand | 0 | FEC
AT | TYNDP2026 | HEV | 2040 | TWh | 242 | Sub_sector | Transport | Busses | Transport (busses) | Energetic | transport_busses_final_demand_electricity | Electricity | EU | Energy demand | 2.2468 | FEC
AT | TYNDP2026 | HEV | 2040 | TWh | 243 | Sub_sector | Transport | Busses | Transport (busses) | Energetic | transport_busses_final_demand_hydrogen | Hydrogen | EU | Energy demand | 0.27309 | FEC
AT | TYNDP2026 | HEV | 2040 | TWh | 244 | Sub_sector | Transport | Busses | Transport (busses) | Energetic | transport_busses_final_demand_methane | Methane | EU | Energy demand | 0 | FEC
AT | TYNDP2026 | HEV | 2040 | TWh | 245 | Sub_sector | Transport | Busses | Transport (busses) | Energetic | transport_busses_final_demand_heat | Heat | EU | Energy demand | 0 | FEC
AT | TYNDP2026 | HEV | 2040 | TWh | 246 | Sub_sector | Transport | Busses | Transport (busses) | Energetic | transport_busses_final_demand_biomass | Biomass | EU | Energy demand | 0 | FEC
AT | TYNDP2026 | HEV | 2040 | TWh | 247 | Sub_sector | Transport | Busses | Transport (busses) | Energetic | transport_busses_final_demand_coal | Solids | EU | Energy demand | 0 | FEC
AT | TYNDP2026 | HEV | 2040 | TWh | 248 | Sub_sector | Transport | Busses | Transport (busses) | Energetic | transport_busses_final_demand_oil | Liquids | EU | Energy demand | 0.28849 | FEC
AT | TYNDP2026 | HEV | 2040 | TWh | 249 | Sub_sector | Transport | Busses | Transport (busses) | Energetic | transport_busses_final_demand_other | Others | EU | Energy demand | 0 | FEC
AT | TYNDP2026 | HEV | 2040 | TWh | 250 | Sub_sector | Transport | Busses | Transport (busses) | Energetic | transport_busses_final_demand_ammonia | Ammonia | EU | Energy demand | 0 | FEC
AT | TYNDP2026 | HEV | 2040 | TWh | 252 | Sub_sector | Transport | Trucks | Transport (trucks) | Energetic | transport_trucks_final_demand_electricity | Electricity | EU | Energy demand | 8.7911 | FEC
AT | TYNDP2026 | HEV | 2040 | TWh | 253 | Sub_sector | Transport | Trucks | Transport (trucks) | Energetic | transport_trucks_final_demand_hydrogen | Hydrogen | EU | Energy demand | 3.4776 | FEC
AT | TYNDP2026 | HEV | 2040 | TWh | 254 | Sub_sector | Transport | Trucks | Transport (trucks) | Energetic | transport_trucks_final_demand_methane | Methane | EU | Energy demand | 3.9925 | FEC
AT | TYNDP2026 | HEV | 2040 | TWh | 255 | Sub_sector | Transport | Trucks | Transport (trucks) | Energetic | transport_trucks_final_demand_heat | Heat | EU | Energy demand | 0 | FEC
AT | TYNDP2026 | HEV | 2040 | TWh | 256 | Sub_sector | Transport | Trucks | Transport (trucks) | Energetic | transport_trucks_final_demand_biomass | Biomass | EU | Energy demand | 0 | FEC
AT | TYNDP2026 | HEV | 2040 | TWh | 257 | Sub_sector | Transport | Trucks | Transport (trucks) | Energetic | transport_trucks_final_demand_coal | Solids | EU | Energy demand | 0 | FEC
AT | TYNDP2026 | HEV | 2040 | TWh | 258 | Sub_sector | Transport | Trucks | Transport (trucks) | Energetic | transport_trucks_final_demand_oil | Liquids | EU | Energy demand | 6.8568 | FEC
AT | TYNDP2026 | HEV | 2040 | TWh | 259 | Sub_sector | Transport | Trucks | Transport (trucks) | Energetic | transport_trucks_final_demand_other | Others | EU | Energy demand | 0 | FEC
AT | TYNDP2026 | HEV | 2040 | TWh | 260 | Sub_sector | Transport | Trucks | Transport (trucks) | Energetic | transport_trucks_final_demand_ammonia | Ammonia | EU | Energy demand | 0 | FEC
AT | TYNDP2026 | HEV | 2040 | TWh | 262 | Sub_sector | Transport | Vans | Transport (vans) | Energetic | transport_vans_final_demand_electricity | Electricity | EU | Energy demand | 1.6939 | FEC
AT | TYNDP2026 | HEV | 2040 | TWh | 263 | Sub_sector | Transport | Vans | Transport (vans) | Energetic | transport_vans_final_demand_hydrogen | Hydrogen | EU | Energy demand | 0 | FEC
AT | TYNDP2026 | HEV | 2040 | TWh | 264 | Sub_sector | Transport | Vans | Transport (vans) | Energetic | transport_vans_final_demand_methane | Methane | EU | Energy demand | 0 | FEC
AT | TYNDP2026 | HEV | 2040 | TWh | 265 | Sub_sector | Transport | Vans | Transport (vans) | Energetic | transport_vans_final_demand_heat | Heat | EU | Energy demand | 0 | FEC
AT | TYNDP2026 | HEV | 2040 | TWh | 266 | Sub_sector | Transport | Vans | Transport (vans) | Energetic | transport_vans_final_demand_biomass | Biomass | EU | Energy demand | 0 | FEC
AT | TYNDP2026 | HEV | 2040 | TWh | 267 | Sub_sector | Transport | Vans | Transport (vans) | Energetic | transport_vans_final_demand_coal | Solids | EU | Energy demand | 0 | FEC
AT | TYNDP2026 | HEV | 2040 | TWh | 268 | Sub_sector | Transport | Vans | Transport (vans) | Energetic | transport_vans_final_demand_oil | Liquids | EU | Energy demand | 1.7633 | FEC
AT | TYNDP2026 | HEV | 2040 | TWh | 269 | Sub_sector | Transport | Vans | Transport (vans) | Energetic | transport_vans_final_demand_other | Others | EU | Energy demand | 0 | FEC
AT | TYNDP2026 | HEV | 2040 | TWh | 270 | Sub_sector | Transport | Vans | Transport (vans) | Energetic | transport_vans_final_demand_ammonia | Ammonia | EU | Energy demand | 0 | FEC
AT | TYNDP2026 | HEV | 2040 | TWh | 272 | Sub_sector | Transport | Freight trains | Transport (trains) | Energetic | transport_trains_final_demand_electricity | Electricity | EU | Energy demand | 7.831 | FEC
AT | TYNDP2026 | HEV | 2040 | TWh | 273 | Sub_sector | Transport | Freight trains | Transport (trains) | Energetic | transport_trains_final_demand_hydrogen | Hydrogen | EU | Energy demand | 0 | FEC
AT | TYNDP2026 | HEV | 2040 | TWh | 274 | Sub_sector | Transport | Freight trains | Transport (trains) | Energetic | transport_trains_final_demand_methane | Methane | EU | Energy demand | 0 | FEC
AT | TYNDP2026 | HEV | 2040 | TWh | 275 | Sub_sector | Transport | Freight trains | Transport (trains) | Energetic | transport_trains_final_demand_heat | Heat | EU | Energy demand | 0 | FEC
AT | TYNDP2026 | HEV | 2040 | TWh | 276 | Sub_sector | Transport | Freight trains | Transport (trains) | Energetic | transport_trains_final_demand_biomass | Biomass | EU | Energy demand | 0 | FEC
AT | TYNDP2026 | HEV | 2040 | TWh | 277 | Sub_sector | Transport | Freight trains | Transport (trains) | Energetic | transport_trains_final_demand_coal | Solids | EU | Energy demand | 0.0026704 | FEC
AT | TYNDP2026 | HEV | 2040 | TWh | 278 | Sub_sector | Transport | Freight trains | Transport (trains) | Energetic | transport_trains_final_demand_oil | Liquids | EU | Energy demand | 0.57067 | FEC
AT | TYNDP2026 | HEV | 2040 | TWh | 279 | Sub_sector | Transport | Freight trains | Transport (trains) | Energetic | transport_trains_final_demand_other | Others | EU | Energy demand | 0 | FEC
AT | TYNDP2026 | HEV | 2040 | TWh | 280 | Sub_sector | Transport | Freight trains | Transport (trains) | Energetic | transport_trains_final_demand_ammonia | Ammonia | EU | Energy demand | 0 | FEC
AT | TYNDP2026 | HEV | 2040 | TWh | 282 | Sub_sector | Transport | Ships | Transport (ships) | Energetic | transport_ships_final_demand_electricity | Electricity | EU | Energy demand | 0 | FEC
AT | TYNDP2026 | HEV | 2040 | TWh | 283 | Sub_sector | Transport | Ships | Transport (ships) | Energetic | transport_ships_final_demand_hydrogen | Hydrogen | EU | Energy demand | 0 | FEC
AT | TYNDP2026 | HEV | 2040 | TWh | 284 | Sub_sector | Transport | Ships | Transport (ships) | Energetic | transport_ships_final_demand_methane | Methane | EU | Energy demand | 0 | FEC
AT | TYNDP2026 | HEV | 2040 | TWh | 285 | Sub_sector | Transport | Ships | Transport (ships) | Energetic | transport_ships_final_demand_heat | Heat | EU | Energy demand | 0 | FEC
AT | TYNDP2026 | HEV | 2040 | TWh | 286 | Sub_sector | Transport | Ships | Transport (ships) | Energetic | transport_ships_final_demand_biomass | Biomass | EU | Energy demand | 0 | FEC
AT | TYNDP2026 | HEV | 2040 | TWh | 287 | Sub_sector | Transport | Ships | Transport (ships) | Energetic | transport_ships_final_demand_coal | Solids | EU | Energy demand | 0 | FEC
AT | TYNDP2026 | HEV | 2040 | TWh | 288 | Sub_sector | Transport | Ships | Transport (ships) | Energetic | transport_ships_final_demand_oil | Liquids | EU | Energy demand | 0.37255 | FEC
AT | TYNDP2026 | HEV | 2040 | TWh | 289 | Sub_sector | Transport | Ships | Transport (ships) | Energetic | transport_ships_final_demand_other | Others | EU | Energy demand | 0 | FEC
AT | TYNDP2026 | HEV | 2040 | TWh | 290 | Sub_sector | Transport | Ships | Transport (ships) | Energetic | transport_ships_final_demand_ammonia | Ammonia | EU | Energy demand | 0 | FEC
AT | TYNDP2026 | HEV | 2040 | TWh | 292 | Sub_sector | Transport | Planes | Transport (planes) | Energetic | transport_planes_final_demand_electricity | Electricity | EU | Energy demand | 0 | FEC
AT | TYNDP2026 | HEV | 2040 | TWh | 293 | Sub_sector | Transport | Planes | Transport (planes) | Energetic | transport_planes_final_demand_hydrogen | Hydrogen | EU | Energy demand | 0 | FEC
AT | TYNDP2026 | HEV | 2040 | TWh | 294 | Sub_sector | Transport | Planes | Transport (planes) | Energetic | transport_planes_final_demand_methane | Methane | EU | Energy demand | 0 | FEC
AT | TYNDP2026 | HEV | 2040 | TWh | 295 | Sub_sector | Transport | Planes | Transport (planes) | Energetic | transport_planes_final_demand_heat | Heat | EU | Energy demand | 0 | FEC
AT | TYNDP2026 | HEV | 2040 | TWh | 296 | Sub_sector | Transport | Planes | Transport (planes) | Energetic | transport_planes_final_demand_biomass | Biomass | EU | Energy demand | 0 | FEC
AT | TYNDP2026 | HEV | 2040 | TWh | 297 | Sub_sector | Transport | Planes | Transport (planes) | Energetic | transport_planes_final_demand_coal | Solids | EU | Energy demand | 0 | FEC
AT | TYNDP2026 | HEV | 2040 | TWh | 298 | Sub_sector | Transport | Planes | Transport (planes) | Energetic | transport_planes_final_demand_oil | Liquids | EU | Energy demand | 0 | FEC
AT | TYNDP2026 | HEV | 2040 | TWh | 299 | Sub_sector | Transport | Planes | Transport (planes) | Energetic | transport_planes_final_demand_other | Others | EU | Energy demand | 0 | FEC
AT | TYNDP2026 | HEV | 2040 | TWh | 300 | Sub_sector | Transport | Planes | Transport (planes) | Energetic | transport_planes_final_demand_ammonia | Ammonia | EU | Energy demand | 0 | FEC
AT | TYNDP2026 | HEV | 2040 | TWh | 302 | Sub_sector | Transport | Others | Transport (others) | Energetic | transport_other_final_demand_electricity | Electricity | EU | Energy demand | 0.071547 | FEC
AT | TYNDP2026 | HEV | 2040 | TWh | 303 | Sub_sector | Transport | Others | Transport (others) | Energetic | transport_other_final_demand_hydrogen | Hydrogen | EU | Energy demand | 0 | FEC
AT | TYNDP2026 | HEV | 2040 | TWh | 304 | Sub_sector | Transport | Others | Transport (others) | Energetic | transport_other_final_demand_methane | Methane | EU | Energy demand | 0 | FEC
AT | TYNDP2026 | HEV | 2040 | TWh | 305 | Sub_sector | Transport | Others | Transport (others) | Energetic | transport_other_final_demand_heat | Heat | EU | Energy demand | 0 | FEC
AT | TYNDP2026 | HEV | 2040 | TWh | 306 | Sub_sector | Transport | Others | Transport (others) | Energetic | transport_other_final_demand_biomass | Biomass | EU | Energy demand | 0 | FEC
AT | TYNDP2026 | HEV | 2040 | TWh | 307 | Sub_sector | Transport | Others | Transport (others) | Energetic | transport_other_final_demand_coal | Solids | EU | Energy demand | 0 | FEC
AT | TYNDP2026 | HEV | 2040 | TWh | 308 | Sub_sector | Transport | Others | Transport (others) | Energetic | transport_other_final_demand_oil | Liquids | EU | Energy demand | 3.5725 | FEC
AT | TYNDP2026 | HEV | 2040 | TWh | 309 | Sub_sector | Transport | Others | Transport (others) | Energetic | transport_other_final_demand_other | Others | EU | Energy demand | 0 | FEC
AT | TYNDP2026 | HEV | 2040 | TWh | 310 | Sub_sector | Transport | Others | Transport (others) | Energetic | transport_other_final_demand_ammonia | Ammonia | EU | Energy demand | 0 | FEC
AT | TYNDP2026 | HEV | 2040 | TWh | 312 | Sub_sector | International transport | International aviation | Transport (int. aviation) | Energetic | transport_int_aviation_final_demand_electricity | Electricity | EU | Energy demand | 0 | FEC
AT | TYNDP2026 | HEV | 2040 | TWh | 313 | Sub_sector | International transport | International aviation | Transport (int. aviation) | Energetic | transport_int_aviation_final_demand_hydrogen | Hydrogen | EU | Energy demand | 0 | FEC
AT | TYNDP2026 | HEV | 2040 | TWh | 314 | Sub_sector | International transport | International aviation | Transport (int. aviation) | Energetic | transport_int_aviation_final_demand_methane | Methane | EU | Energy demand | 0 | FEC
AT | TYNDP2026 | HEV | 2040 | TWh | 315 | Sub_sector | International transport | International aviation | Transport (int. aviation) | Energetic | transport_int_aviation_final_demand_heat | Heat | EU | Energy demand | 0 | FEC
AT | TYNDP2026 | HEV | 2040 | TWh | 316 | Sub_sector | International transport | International aviation | Transport (int. aviation) | Energetic | transport_int_aviation_final_demand_biofuels | Biomass | EU | Energy demand | 0 | FEC
AT | TYNDP2026 | HEV | 2040 | TWh | 317 | Sub_sector | International transport | International aviation | Transport (int. aviation) | Energetic | transport_int_aviation_final_demand_coal | Solids | EU | Energy demand | 0 | FEC
AT | TYNDP2026 | HEV | 2040 | TWh | 318 | Sub_sector | International transport | International aviation | Transport (int. aviation) | Energetic | transport_int_aviation_final_demand_oil | Liquids | EU | Energy demand | 5.2515 | FEC
AT | TYNDP2026 | HEV | 2040 | TWh | 319 | Sub_sector | International transport | International aviation | Transport (int. aviation) | Energetic | transport_int_aviation_final_demand_other | Others | EU | Energy demand | 0 | FEC
AT | TYNDP2026 | HEV | 2040 | TWh | 320 | Sub_sector | International transport | International aviation | Transport (int. aviation) | Energetic | transport_int_aviation_final_demand_ammonia | Ammonia | EU | Energy demand | 0 | FEC
AT | TYNDP2026 | HEV | 2040 | TWh | 322 | Sub_sector | International transport | International shipping | Transport (int. shipping) | Energetic | transport_int_shipping_final_demand_electricity | Electricity | EU | Energy demand | 0 | not_included_in_FEC
AT | TYNDP2026 | HEV | 2040 | TWh | 323 | Sub_sector | International transport | International shipping | Transport (int. shipping) | Energetic | transport_int_shipping_final_demand_hydrogen | Hydrogen | EU | Energy demand | 0 | not_included_in_FEC
AT | TYNDP2026 | HEV | 2040 | TWh | 324 | Sub_sector | International transport | International shipping | Transport (int. shipping) | Energetic | transport_int_shipping_final_demand_methane | Methane | EU | Energy demand | 0 | not_included_in_FEC
AT | TYNDP2026 | HEV | 2040 | TWh | 325 | Sub_sector | International transport | International shipping | Transport (int. shipping) | Energetic | transport_int_shipping_final_demand_heat | Heat | EU | Energy demand | 0 | not_included_in_FEC
AT | TYNDP2026 | HEV | 2040 | TWh | 326 | Sub_sector | International transport | International shipping | Transport (int. shipping) | Energetic | transport_int_shipping_final_demand_biofuels | Biomass | EU | Energy demand | 0 | not_included_in_FEC
AT | TYNDP2026 | HEV | 2040 | TWh | 327 | Sub_sector | International transport | International shipping | Transport (int. shipping) | Energetic | transport_int_shipping_final_demand_coal | Solids | EU | Energy demand | 0 | not_included_in_FEC
AT | TYNDP2026 | HEV | 2040 | TWh | 328 | Sub_sector | International transport | International shipping | Transport (int. shipping) | Energetic | transport_int_shipping_final_demand_oil | Liquids | EU | Energy demand | 0 | not_included_in_FEC
AT | TYNDP2026 | HEV | 2040 | TWh | 329 | Sub_sector | International transport | International shipping | Transport (int. shipping) | Energetic | transport_int_shipping_final_demand_other | Others | EU | Energy demand | 0 | not_included_in_FEC
AT | TYNDP2026 | HEV | 2040 | TWh | 330 | Sub_sector | International transport | International shipping | Transport (int. shipping) | Energetic | transport_int_shipping_final_demand_ammonia | Ammonia | EU | Energy demand | 0 | not_included_in_FEC
AT | TYNDP2026 | HEV | 2040 | TWh | 332 | Sub_sector | Households | Space heating | Households (heating) | Energetic | households_heating_final_demand_electricity | Electricity | EU | Energy demand | 3.9291 | FEC
AT | TYNDP2026 | HEV | 2040 | TWh | 333 | Sub_sector | Households | Space heating | Households (heating) | Energetic | households_heating_final_demand_hydrogen | Hydrogen | EU | Energy demand | 0 | FEC
AT | TYNDP2026 | HEV | 2040 | TWh | 334 | Sub_sector | Households | Space heating | Households (heating) | Energetic | households_heating_final_demand_methane | Methane | EU | Energy demand | 0 | FEC
AT | TYNDP2026 | HEV | 2040 | TWh | 335 | Sub_sector | Households | Space heating | Households (heating) | Energetic | households_heating_final_demand_heat | Heat | EU | Energy demand | 25.082 | FEC
AT | TYNDP2026 | HEV | 2040 | TWh | 336 | Sub_sector | Households | Space heating | Households (heating) | Energetic | households_heating_final_demand_biomass | Biomass | EU | Energy demand | 16.9903 | FEC
AT | TYNDP2026 | HEV | 2040 | TWh | 337 | Sub_sector | Households | Space heating | Households (heating) | Energetic | households_heating_final_demand_coal | Solids | EU | Energy demand | 0 | FEC
AT | TYNDP2026 | HEV | 2040 | TWh | 338 | Sub_sector | Households | Space heating | Households (heating) | Energetic | households_heating_final_demand_oil | Liquids | EU | Energy demand | 0 | FEC
AT | TYNDP2026 | HEV | 2040 | TWh | 339 | Sub_sector | Households | Space heating | Households (heating) | Energetic | households_heating_final_demand_other | Others | EU | Energy demand | 0 | FEC
AT | TYNDP2026 | HEV | 2040 | TWh | 340 | Sub_sector | Households | Space heating | Households (heating) | Energetic | households_heating_final_demand_ammonia | Ammonia | EU | Energy demand | 0 | FEC
AT | TYNDP2026 | HEV | 2040 | TWh | 343 | Sub_sector | Households | Cooling | Households (cooling) | Energetic | households_cooling_final_demand_electricity | Electricity | EU | Energy demand | 0.015071 | FEC
AT | TYNDP2026 | HEV | 2040 | TWh | 344 | Sub_sector | Households | Cooling | Households (cooling) | Energetic | households_cooling_final_demand_hydrogen | Hydrogen | EU | Energy demand | 0 | FEC
AT | TYNDP2026 | HEV | 2040 | TWh | 345 | Sub_sector | Households | Cooling | Households (cooling) | Energetic | households_cooling_final_demand_methane | Methane | EU | Energy demand | 0 | FEC
AT | TYNDP2026 | HEV | 2040 | TWh | 346 | Sub_sector | Households | Cooling | Households (cooling) | Energetic | households_cooling_final_demand_heat | Heat | EU | Energy demand | 0 | FEC
AT | TYNDP2026 | HEV | 2040 | TWh | 347 | Sub_sector | Households | Cooling | Households (cooling) | Energetic | households_cooling_final_demand_biomass | Biomass | EU | Energy demand | 0 | FEC
AT | TYNDP2026 | HEV | 2040 | TWh | 348 | Sub_sector | Households | Cooling | Households (cooling) | Energetic | households_cooling_final_demand_coal | Solids | EU | Energy demand | 0 | FEC
AT | TYNDP2026 | HEV | 2040 | TWh | 349 | Sub_sector | Households | Cooling | Households (cooling) | Energetic | households_cooling_final_demand_oil | Liquids | EU | Energy demand | 0 | FEC
AT | TYNDP2026 | HEV | 2040 | TWh | 350 | Sub_sector | Households | Cooling | Households (cooling) | Energetic | households_cooling_final_demand_other | Others | EU | Energy demand | 0 | FEC
AT | TYNDP2026 | HEV | 2040 | TWh | 351 | Sub_sector | Households | Cooling | Households (cooling) | Energetic | households_cooling_final_demand_ammonia | Ammonia | EU | Energy demand | 0 | FEC
AT | TYNDP2026 | HEV | 2040 | TWh | 354 | Sub_sector | Households | Hot water | Households (hot water) | Energetic | households_hot_water_final_demand_electricity | Electricity | EU | Energy demand | 1.247 | FEC
AT | TYNDP2026 | HEV | 2040 | TWh | 355 | Sub_sector | Households | Hot water | Households (hot water) | Energetic | households_hot_water_final_demand_hydrogen | Hydrogen | EU | Energy demand | 0 | FEC
AT | TYNDP2026 | HEV | 2040 | TWh | 356 | Sub_sector | Households | Hot water | Households (hot water) | Energetic | households_hot_water_final_demand_methane | Methane | EU | Energy demand | 0 | FEC
AT | TYNDP2026 | HEV | 2040 | TWh | 357 | Sub_sector | Households | Hot water | Households (hot water) | Energetic | households_hot_water_final_demand_heat | Heat | EU | Energy demand | 6.3837 | FEC
AT | TYNDP2026 | HEV | 2040 | TWh | 358 | Sub_sector | Households | Hot water | Households (hot water) | Energetic | households_hot_water_final_demand_biomass | Biomass | EU | Energy demand | 3.501 | FEC
AT | TYNDP2026 | HEV | 2040 | TWh | 359 | Sub_sector | Households | Hot water | Households (hot water) | Energetic | households_hot_water_final_demand_coal | Solids | EU | Energy demand | 0 | FEC
AT | TYNDP2026 | HEV | 2040 | TWh | 360 | Sub_sector | Households | Hot water | Households (hot water) | Energetic | households_hot_water_final_demand_oil | Liquids | EU | Energy demand | 0 | FEC
AT | TYNDP2026 | HEV | 2040 | TWh | 361 | Sub_sector | Households | Hot water | Households (hot water) | Energetic | households_hot_water_final_demand_other | Others | EU | Energy demand | 0 | FEC
AT | TYNDP2026 | HEV | 2040 | TWh | 362 | Sub_sector | Households | Hot water | Households (hot water) | Energetic | households_hot_water_final_demand_ammonia | Ammonia | EU | Energy demand | 0 | FEC
AT | TYNDP2026 | HEV | 2040 | TWh | 365 | Sub_sector | Households | Appliances | Households (appliances) | Energetic | households_appliances_final_demand_electricity | Electricity | EU | Energy demand | 12.3902 | FEC
AT | TYNDP2026 | HEV | 2040 | TWh | 366 | Sub_sector | Households | Appliances | Households (appliances) | Energetic | households_appliances_final_demand_hydrogen | Hydrogen | EU | Energy demand | 0 | FEC
AT | TYNDP2026 | HEV | 2040 | TWh | 367 | Sub_sector | Households | Appliances | Households (appliances) | Energetic | households_appliances_final_demand_methane | Methane | EU | Energy demand | 0 | FEC
AT | TYNDP2026 | HEV | 2040 | TWh | 368 | Sub_sector | Households | Appliances | Households (appliances) | Energetic | households_appliances_final_demand_heat | Heat | EU | Energy demand | 0 | FEC
AT | TYNDP2026 | HEV | 2040 | TWh | 369 | Sub_sector | Households | Appliances | Households (appliances) | Energetic | households_appliances_final_demand_biomass | Biomass | EU | Energy demand | 0 | FEC
AT | TYNDP2026 | HEV | 2040 | TWh | 370 | Sub_sector | Households | Appliances | Households (appliances) | Energetic | households_appliances_final_demand_coal | Solids | EU | Energy demand | 0 | FEC
AT | TYNDP2026 | HEV | 2040 | TWh | 371 | Sub_sector | Households | Appliances | Households (appliances) | Energetic | households_appliances_final_demand_oil | Liquids | EU | Energy demand | 0 | FEC
AT | TYNDP2026 | HEV | 2040 | TWh | 372 | Sub_sector | Households | Appliances | Households (appliances) | Energetic | households_appliances_final_demand_other | Others | EU | Energy demand | 0 | FEC
AT | TYNDP2026 | HEV | 2040 | TWh | 373 | Sub_sector | Households | Appliances | Households (appliances) | Energetic | households_appliances_final_demand_ammonia | Ammonia | EU | Energy demand | 0 | FEC
AT | TYNDP2026 | HEV | 2040 | TWh | 375 | Sub_sector | Buildings | Space heating | Buildings (heat) | Energetic | buildings_heat_final_demand_electricity | Electricity | EU | Energy demand | 3.9924 | FEC
AT | TYNDP2026 | HEV | 2040 | TWh | 376 | Sub_sector | Buildings | Space heating | Buildings (heat) | Energetic | buildings_heat_final_demand_hydrogen | Hydrogen | EU | Energy demand | 0 | FEC
AT | TYNDP2026 | HEV | 2040 | TWh | 377 | Sub_sector | Buildings | Space heating | Buildings (heat) | Energetic | buildings_heat_final_demand_methane | Methane | EU | Energy demand | 0 | FEC
AT | TYNDP2026 | HEV | 2040 | TWh | 378 | Sub_sector | Buildings | Space heating | Buildings (heat) | Energetic | buildings_heat_final_demand_heat | Heat | EU | Energy demand | 9.5205 | FEC
AT | TYNDP2026 | HEV | 2040 | TWh | 379 | Sub_sector | Buildings | Space heating | Buildings (heat) | Energetic | buildings_heat_final_demand_biomass | Biomass | EU | Energy demand | 0.32229 | FEC
AT | TYNDP2026 | HEV | 2040 | TWh | 380 | Sub_sector | Buildings | Space heating | Buildings (heat) | Energetic | buildings_heat_final_demand_coal | Solids | EU | Energy demand | 0 | FEC
AT | TYNDP2026 | HEV | 2040 | TWh | 381 | Sub_sector | Buildings | Space heating | Buildings (heat) | Energetic | buildings_heat_final_demand_oil | Liquids | EU | Energy demand | 0 | FEC
AT | TYNDP2026 | HEV | 2040 | TWh | 382 | Sub_sector | Buildings | Space heating | Buildings (heat) | Energetic | buildings_heat_final_demand_other | Others | EU | Energy demand | 0 | FEC
AT | TYNDP2026 | HEV | 2040 | TWh | 383 | Sub_sector | Buildings | Space heating | Buildings (heat) | Energetic | buildings_heat_final_demand_ammonia | Ammonia | EU | Energy demand | 0 | FEC
AT | TYNDP2026 | HEV | 2040 | TWh | 386 | Sub_sector | Buildings | Cooling | Buildings (cooling) | Energetic | buildings_cooling_final_demand_electricity | Electricity | EU | Energy demand | 0.79228 | FEC
AT | TYNDP2026 | HEV | 2040 | TWh | 387 | Sub_sector | Buildings | Cooling | Buildings (cooling) | Energetic | buildings_cooling_final_demand_hydrogen | Hydrogen | EU | Energy demand | 0 | FEC
AT | TYNDP2026 | HEV | 2040 | TWh | 388 | Sub_sector | Buildings | Cooling | Buildings (cooling) | Energetic | buildings_cooling_final_demand_methane | Methane | EU | Energy demand | 0 | FEC
AT | TYNDP2026 | HEV | 2040 | TWh | 389 | Sub_sector | Buildings | Cooling | Buildings (cooling) | Energetic | buildings_cooling_final_demand_heat | Heat | EU | Energy demand | 0 | FEC
AT | TYNDP2026 | HEV | 2040 | TWh | 390 | Sub_sector | Buildings | Cooling | Buildings (cooling) | Energetic | buildings_cooling_final_demand_biomass | Biomass | EU | Energy demand | 0 | FEC
AT | TYNDP2026 | HEV | 2040 | TWh | 391 | Sub_sector | Buildings | Cooling | Buildings (cooling) | Energetic | buildings_cooling_final_demand_coal | Solids | EU | Energy demand | 0 | FEC
AT | TYNDP2026 | HEV | 2040 | TWh | 392 | Sub_sector | Buildings | Cooling | Buildings (cooling) | Energetic | buildings_cooling_final_demand_oil | Liquids | EU | Energy demand | 0 | FEC
AT | TYNDP2026 | HEV | 2040 | TWh | 393 | Sub_sector | Buildings | Cooling | Buildings (cooling) | Energetic | buildings_cooling_final_demand_other | Others | EU | Energy demand | 0 | FEC
AT | TYNDP2026 | HEV | 2040 | TWh | 394 | Sub_sector | Buildings | Cooling | Buildings (cooling) | Energetic | buildings_cooling_final_demand_ammonia | Ammonia | EU | Energy demand | 0 | FEC
AT | TYNDP2026 | HEV | 2040 | TWh | 397 | Sub_sector | Buildings | Appliances | Buildings (appliances) | Energetic | buildings_appliances_final_demand_electricity | Electricity | EU | Energy demand | 7.6545 | FEC
AT | TYNDP2026 | HEV | 2040 | TWh | 398 | Sub_sector | Buildings | Appliances | Buildings (appliances) | Energetic | buildings_appliances_final_demand_hydrogen | Hydrogen | EU | Energy demand | 0 | FEC
AT | TYNDP2026 | HEV | 2040 | TWh | 399 | Sub_sector | Buildings | Appliances | Buildings (appliances) | Energetic | buildings_appliances_final_demand_methane | Methane | EU | Energy demand | 1.7806 | FEC
AT | TYNDP2026 | HEV | 2040 | TWh | 400 | Sub_sector | Buildings | Appliances | Buildings (appliances) | Energetic | buildings_appliances_final_demand_heat | Heat | EU | Energy demand | 0 | FEC
AT | TYNDP2026 | HEV | 2040 | TWh | 401 | Sub_sector | Buildings | Appliances | Buildings (appliances) | Energetic | buildings_appliances_final_demand_biomass | Biomass | EU | Energy demand | 0 | FEC
AT | TYNDP2026 | HEV | 2040 | TWh | 402 | Sub_sector | Buildings | Appliances | Buildings (appliances) | Energetic | buildings_appliances_final_demand_coal | Solids | EU | Energy demand | 0 | FEC
AT | TYNDP2026 | HEV | 2040 | TWh | 403 | Sub_sector | Buildings | Appliances | Buildings (appliances) | Energetic | buildings_appliances_final_demand_oil | Liquids | EU | Energy demand | 0 | FEC
AT | TYNDP2026 | HEV | 2040 | TWh | 404 | Sub_sector | Buildings | Appliances | Buildings (appliances) | Energetic | buildings_appliances_final_demand_other | Others | EU | Energy demand | 0 | FEC
AT | TYNDP2026 | HEV | 2040 | TWh | 405 | Sub_sector | Buildings | Appliances | Buildings (appliances) | Energetic | buildings_appliances_final_demand_ammonia | Ammonia | EU | Energy demand | 0 | FEC
AT | TYNDP2026 | HEV | 2040 | TWh | 407 | Sub_sector | Buildings | Datacenters | Datacenters & ICT | Energetic | datacentres_final_demand_electricity_energetic | Electricity | EU | Energy demand | 1.5811 | FEC
AT | TYNDP2026 | HEV | 2040 | TWh | 408 | Sub_sector | Buildings | Datacenters | Datacenters & ICT | Energetic | datacentres_final_demand_hydrogen_energetic | Hydrogen | EU | Energy demand | 0 | FEC
AT | TYNDP2026 | HEV | 2040 | TWh | 409 | Sub_sector | Buildings | Datacenters | Datacenters & ICT | Energetic | datacentres_final_demand_methane_energetic | Methane | EU | Energy demand | 0 | FEC
AT | TYNDP2026 | HEV | 2040 | TWh | 410 | Sub_sector | Buildings | Datacenters | Datacenters & ICT | Energetic | datacentres_final_demand_heat_energetic | Heat | EU | Energy demand | 0 | FEC
AT | TYNDP2026 | HEV | 2040 | TWh | 411 | Sub_sector | Buildings | Datacenters | Datacenters & ICT | Energetic | datacentres_final_demand_biomass_energetic | Biomass | EU | Energy demand | 0 | FEC
AT | TYNDP2026 | HEV | 2040 | TWh | 412 | Sub_sector | Buildings | Datacenters | Datacenters & ICT | Energetic | datacentres_final_demand_coal_energetic | Solids | EU | Energy demand | 0 | FEC
AT | TYNDP2026 | HEV | 2040 | TWh | 413 | Sub_sector | Buildings | Datacenters | Datacenters & ICT | Energetic | datacentres_final_demand_oil_energetic | Liquids | EU | Energy demand | 0 | FEC
AT | TYNDP2026 | HEV | 2040 | TWh | 414 | Sub_sector | Buildings | Datacenters | Datacenters & ICT | Energetic | datacentres_final_demand_other_energetic | Others | EU | Energy demand | 0 | FEC
AT | TYNDP2026 | HEV | 2040 | TWh | 415 | Sub_sector | Buildings | Datacenters | Datacenters & ICT | Energetic | datacentres_final_demand_ammonia_energetic | Ammonia | EU | Energy demand | 0 | FEC
AT | TYNDP2026 | HEV | 2040 | TWh | 417 | Sub_sector | Transport | Others_Sector | Others_Sector | Energetic | other_final_demand_electricity_energetic | Electricity | EU | Energy demand | 0 | FEC
AT | TYNDP2026 | HEV | 2040 | TWh | 418 | Sub_sector | Transport | Others_Sector | Others_Sector | Energetic | other_final_demand_hydrogen_energetic | Hydrogen | EU | Energy demand | 0 | FEC
AT | TYNDP2026 | HEV | 2040 | TWh | 419 | Sub_sector | Transport | Pipeline Transport | Others_Sector | Energetic | other_final_demand_methane_energetic | Methane | EU | Energy demand | 2.9474 | FEC
AT | TYNDP2026 | HEV | 2040 | TWh | 420 | Sub_sector | Transport | Others_Sector | Others_Sector | Energetic | other_final_demand_heat_energetic | Heat | EU | Energy demand | 0 | FEC
AT | TYNDP2026 | HEV | 2040 | TWh | 421 | Sub_sector | Transport | Others_Sector | Others_Sector | Energetic | other_final_demand_biomass_energetic | Biomass | EU | Energy demand | 0 | FEC
AT | TYNDP2026 | HEV | 2040 | TWh | 422 | Sub_sector | Transport | Others_Sector | Others_Sector | Energetic | other_final_demand_coal_energetic | Solids | EU | Energy demand | 0 | FEC
AT | TYNDP2026 | HEV | 2040 | TWh | 423 | Sub_sector | Transport | Others_Sector | Others_Sector | Energetic | other_final_demand_oil_energetic | Liquids | EU | Energy demand | 1.0367 | FEC
AT | TYNDP2026 | HEV | 2040 | TWh | 424 | Sub_sector | Others_Sector | Others_Sector | Others_Sector | Non-energetic | other_final_demand_oil_non_energetic | Liquids | EU | Energy demand | 0.17083 | not_included_in_FEC
AT | TYNDP2026 | HEV | 2040 | TWh | 425 | Sub_sector | Transport | Others_Sector | Others_Sector | Energetic | other_final_demand_other_energetic | Others | EU | Energy demand | 0 | FEC
AT | TYNDP2026 | HEV | 2040 | TWh | 426 | Sub_sector | Transport | Others_Sector | Others_Sector | Energetic | other_final_demand_ammonia_energetic | Ammonia | EU | Energy demand | 0 | FEC
AT | TYNDP2026 | HEV | 2040 | TWh | 427 | Sub_sector | Industry | Surplus_Heat_in_Industry | Surplus_Heat_in_Industry | Energetic | final_demand_of_industry_unused_local_production_steam_hot_water | Heat | EU | Energy demand | 0 | FEC
AT | TYNDP2026 | HEV | 2040 | TWh | 429 | Sub_sector | Agriculture | Total | Agriculture | Energetic | agriculture_final_demand_electricity_energetic | Electricity | EU | Energy demand | 1.3365 | FEC
AT | TYNDP2026 | HEV | 2040 | TWh | 430 | Sub_sector | Agriculture | Total | Agriculture | Energetic | agriculture_final_demand_hydrogen_energetic | Hydrogen | EU | Energy demand | 0 | FEC
AT | TYNDP2026 | HEV | 2040 | TWh | 431 | Sub_sector | Agriculture | Total | Agriculture | Energetic | agriculture_final_demand_methane_energetic | Methane | EU | Energy demand | 0 | FEC
AT | TYNDP2026 | HEV | 2040 | TWh | 432 | Sub_sector | Agriculture | Total | Agriculture | Energetic | agriculture_final_demand_heat_energetic | Heat | EU | Energy demand | 0 | FEC
AT | TYNDP2026 | HEV | 2040 | TWh | 433 | Sub_sector | Agriculture | Total | Agriculture | Energetic | agriculture_final_demand_biomass_energetic | Biomass | EU | Energy demand | 2.065 | FEC
AT | TYNDP2026 | HEV | 2040 | TWh | 434 | Sub_sector | Agriculture | Total | Agriculture | Energetic | agriculture_final_demand_coal_energetic | Solids | EU | Energy demand | 0 | FEC
AT | TYNDP2026 | HEV | 2040 | TWh | 435 | Sub_sector | Agriculture | Total | Agriculture | Energetic | agriculture_final_demand_oil_energetic | Liquids | EU | Energy demand | 0 | FEC
AT | TYNDP2026 | HEV | 2040 | TWh | 436 | Sub_sector | Agriculture | Total | Agriculture | Energetic | agriculture_final_demand_other_energetic | Others | EU | Energy demand | 0 | FEC
AT | TYNDP2026 | HEV | 2040 | TWh | 437 | Sub_sector | Agriculture | Total | Agriculture | Energetic | agriculture_final_demand_ammonia_energetic | Ammonia | EU | Energy demand | 0 | FEC
AT | TYNDP2026 | HEV | 2040 | TWh | 447 | Sub_sector | Buildings | Surplus Energy | Buildings | Energetic | GAP | Electricity | EU | Energy demand | 0 | FEC
AT | TYNDP2026 | HEV | 2040 | TWh | 448 | Sub_sector | Buildings | Surplus Energy | Buildings | Energetic | GAP | Hydrogen | EU | Energy demand | 0 | FEC
AT | TYNDP2026 | HEV | 2040 | TWh | 449 | Sub_sector | Buildings | Surplus Energy | Buildings | Energetic | GAP | Methane | EU | Energy demand | 0 | FEC
AT | TYNDP2026 | HEV | 2040 | TWh | 450 | Sub_sector | Buildings | Surplus Energy | Buildings | Energetic | GAP | Heat | EU | Energy demand | 0 | FEC
AT | TYNDP2026 | HEV | 2040 | TWh | 451 | Sub_sector | Buildings | Surplus Energy | Buildings | Energetic | GAP | Biomass | EU | Energy demand | 0.17835 | FEC
AT | TYNDP2026 | HEV | 2040 | TWh | 452 | Sub_sector | Buildings | Surplus Energy | Buildings | Energetic | GAP | Solids | EU | Energy demand | 0 | FEC
AT | TYNDP2026 | HEV | 2040 | TWh | 453 | Sub_sector | Buildings | Surplus Energy | Buildings | Energetic | GAP | Liquids | EU | Energy demand | 0.26214 | FEC
AT | TYNDP2026 | HEV | 2040 | TWh | 454 | Sub_sector | Buildings | Surplus Energy | Buildings | Energetic | GAP | Others | EU | Energy demand | 0 | FEC
AT | TYNDP2026 | HEV | 2040 | TWh | 455 | Sub_sector | Buildings | Surplus Energy | Buildings | Energetic | GAP | Ammonia | EU | Energy demand | 0 | FEC
AT | TYNDP2026 | HEV | 2040 | TWh | 456 | Sub_sector | Households | Surplus Energy | Households | Energetic | GAP | Electricity | EU | Energy demand | 0 | FEC
AT | TYNDP2026 | HEV | 2040 | TWh | 457 | Sub_sector | Households | Surplus Energy | Households | Energetic | GAP | Hydrogen | EU | Energy demand | 0 | FEC
AT | TYNDP2026 | HEV | 2040 | TWh | 458 | Sub_sector | Households | Surplus Energy | Households | Energetic | GAP | Methane | EU | Energy demand | 0 | FEC
AT | TYNDP2026 | HEV | 2040 | TWh | 459 | Sub_sector | Households | Surplus Energy | Households | Energetic | GAP | Heat | EU | Energy demand | 0 | FEC
AT | TYNDP2026 | HEV | 2040 | TWh | 460 | Sub_sector | Households | Surplus Energy | Households | Energetic | GAP | Biomass | EU | Energy demand | 0 | FEC
AT | TYNDP2026 | HEV | 2040 | TWh | 461 | Sub_sector | Households | Surplus Energy | Households | Energetic | GAP | Solids | EU | Energy demand | 0 | FEC
AT | TYNDP2026 | HEV | 2040 | TWh | 462 | Sub_sector | Households | Surplus Energy | Households | Energetic | GAP | Liquids | EU | Energy demand | 0 | FEC
AT | TYNDP2026 | HEV | 2040 | TWh | 463 | Sub_sector | Households | Surplus Energy | Households | Energetic | GAP | Others | EU | Energy demand | 0 | FEC
AT | TYNDP2026 | HEV | 2040 | TWh | 464 | Sub_sector | Households | Surplus Energy | Households | Energetic | GAP | Ammonia | EU | Energy demand | 0 | FEC
AT | TYNDP2026 | LEV | 2035 | TWh | 102 | Sub_sector | Industry | Aluminium | Industry (aluminium) | Energetic | industry_aluminium_demand_electricity_energetic | Electricity | EU | Energy demand | 0 | FEC
AT | TYNDP2026 | LEV | 2035 | TWh | 103 | Sub_sector | Industry | Aluminium | Industry (aluminium) | Energetic | industry_aluminium_demand_hydrogen_energetic | Hydrogen | EU | Energy demand | 0 | FEC
AT | TYNDP2026 | LEV | 2035 | TWh | 104 | Sub_sector | Industry | Aluminium | Industry (aluminium) | Energetic | industry_aluminium_demand_methane_energetic | Methane | EU | Energy demand | 0 | FEC
AT | TYNDP2026 | LEV | 2035 | TWh | 105 | Sub_sector | Industry | Aluminium | Industry (aluminium) | Energetic | industry_aluminium_demand_heat_energetic | Heat | EU | Energy demand | 0 | FEC
AT | TYNDP2026 | LEV | 2035 | TWh | 106 | Sub_sector | Industry | Aluminium | Industry (aluminium) | Energetic | industry_aluminium_demand_biomass_energetic | Biomass | EU | Energy demand | 0 | FEC
AT | TYNDP2026 | LEV | 2035 | TWh | 107 | Sub_sector | Industry | Aluminium | Industry (aluminium) | Energetic | industry_aluminium_demand_coal_energetic | Solids | EU | Energy demand | 0 | FEC
AT | TYNDP2026 | LEV | 2035 | TWh | 108 | Sub_sector | Industry | Aluminium | Industry (aluminium) | Energetic | industry_aluminium_demand_oil_energetic | Liquids | EU | Energy demand | 0 | FEC
AT | TYNDP2026 | LEV | 2035 | TWh | 109 | Sub_sector | Industry | Aluminium | Industry (aluminium) | Energetic | industry_aluminium_demand_others_energetic | Others | EU | Energy demand | 0 | FEC
AT | TYNDP2026 | LEV | 2035 | TWh | 110 | Sub_sector | Industry | Aluminium | Industry (aluminium) | Energetic | industry_ammonia_demand_others_energetic | Ammonia | EU | Energy demand | 0 | FEC
AT | TYNDP2026 | LEV | 2035 | TWh | 112 | Sub_sector | Industry | Chemicals | Industry (chemicals, energetic) | Energetic | industry_chemical_demand_electricity_energetic | Electricity | EU | Energy demand | 3.8607 | FEC
AT | TYNDP2026 | LEV | 2035 | TWh | 113 | Sub_sector | Industry | Chemicals | Industry (chemicals, energetic) | Energetic | industry_chemical_demand_hydrogen_energetic | Hydrogen | EU | Energy demand | 0 | FEC
AT | TYNDP2026 | LEV | 2035 | TWh | 114 | Sub_sector | Industry | Chemicals | Industry (chemicals, energetic) | Energetic | industry_chemical_demand_methane_energetic | Methane | EU | Energy demand | 1.877 | FEC
AT | TYNDP2026 | LEV | 2035 | TWh | 115 | Sub_sector | Industry | Chemicals | Industry (chemicals, energetic) | Energetic | industry_chemical_demand_heat_energetic | Heat | EU | Energy demand | 0.98335 | FEC
AT | TYNDP2026 | LEV | 2035 | TWh | 116 | Sub_sector | Industry | Chemicals | Industry (chemicals, energetic) | Energetic | industry_chemical_demand_biomass_energetic | Biomass | EU | Energy demand | 1.1757 | FEC
AT | TYNDP2026 | LEV | 2035 | TWh | 117 | Sub_sector | Industry | Chemicals | Industry (chemicals, energetic) | Energetic | industry_chemical_demand_coal_energetic | Solids | EU | Energy demand | 0 | FEC
AT | TYNDP2026 | LEV | 2035 | TWh | 118 | Sub_sector | Industry | Chemicals | Industry (chemicals, energetic) | Energetic | industry_chemical_demand_oil_energetic | Liquids | EU | Energy demand | 0.12903 | FEC
AT | TYNDP2026 | LEV | 2035 | TWh | 119 | Sub_sector | Industry | Chemicals | Industry (chemicals, energetic) | Energetic | industry_chemical_demand_others_energetic | Others | EU | Energy demand | 0 | FEC
AT | TYNDP2026 | LEV | 2035 | TWh | 120 | Sub_sector | Industry | Chemicals | Industry (chemicals, energetic) | Energetic | industry_chemical_demand_ammonia_energetic | Ammonia | EU | Energy demand | 0 | FEC
AT | TYNDP2026 | LEV | 2035 | TWh | 122 | Sub_sector | Industry | Chemicals | Industry (chemicals, non-energetic) | Non-energetic | industry_chemical_demand_electricity_non_energetic | Electricity | EU | Energy demand | 0 | not_included_in_FEC
AT | TYNDP2026 | LEV | 2035 | TWh | 123 | Sub_sector | Industry | Chemicals | Industry (chemicals, non-energetic) | Non-energetic | industry_chemical_demand_hydrogen_non_energetic | Hydrogen | EU | Energy demand | 0.61654 | not_included_in_FEC
AT | TYNDP2026 | LEV | 2035 | TWh | 124 | Sub_sector | Industry | Chemicals | Industry (chemicals, non-energetic) | Non-energetic | industry_chemical_demand_methane_non_energetic | Methane | EU | Energy demand | 0 | not_included_in_FEC
AT | TYNDP2026 | LEV | 2035 | TWh | 125 | Sub_sector | Industry | Chemicals | Industry (chemicals, non-energetic) | Non-energetic | industry_chemical_demand_heat_non_energetic | Heat | EU | Energy demand | 0 | not_included_in_FEC
AT | TYNDP2026 | LEV | 2035 | TWh | 126 | Sub_sector | Industry | Chemicals | Industry (chemicals, non-energetic) | Non-energetic | industry_chemical_demand_biomass_non_energetic | Biomass | EU | Energy demand | 0 | not_included_in_FEC
AT | TYNDP2026 | LEV | 2035 | TWh | 127 | Sub_sector | Industry | Chemicals | Industry (chemicals, non-energetic) | Non-energetic | industry_chemical_demand_coal_non_energetic | Solids | EU | Energy demand | 0 | not_included_in_FEC
AT | TYNDP2026 | LEV | 2035 | TWh | 128 | Sub_sector | Industry | Chemicals | Industry (chemicals, non-energetic) | Non-energetic | industry_chemical_demand_oil_non_energetic | Liquids | EU | Energy demand | 11.7143 | not_included_in_FEC
AT | TYNDP2026 | LEV | 2035 | TWh | 129 | Sub_sector | Industry | Chemicals | Industry (chemicals, non-energetic) | Non-energetic | industry_chemical_demand_others_non_energetic | Others | EU | Energy demand | 0 | not_included_in_FEC
AT | TYNDP2026 | LEV | 2035 | TWh | 130 | Sub_sector | Industry | Chemicals | Industry (chemicals, non-energetic) | Non-energetic | industry_chemical_demand_ammonia_non_energetic | Ammonia | EU | Energy demand | 0 | not_included_in_FEC
AT | TYNDP2026 | LEV | 2035 | TWh | 132 | Sub_sector | Industry | Fertilizers | Industry (fertilizers, energetic) | Energetic | industry_fertilizers_demand_electricity_energetic | Electricity | EU | Energy demand | 0.086831 | FEC
AT | TYNDP2026 | LEV | 2035 | TWh | 133 | Sub_sector | Industry | Fertilizers | Industry (fertilizers, energetic) | Energetic | industry_fertilizers_demand_hydrogen_energetic | Hydrogen | EU | Energy demand | 0 | FEC
AT | TYNDP2026 | LEV | 2035 | TWh | 134 | Sub_sector | Industry | Fertilizers | Industry (fertilizers, energetic) | Energetic | industry_fertilizers_demand_methane_energetic | Methane | EU | Energy demand | 0.29085 | FEC
AT | TYNDP2026 | LEV | 2035 | TWh | 135 | Sub_sector | Industry | Fertilizers | Industry (fertilizers, energetic) | Energetic | industry_fertilizers_demand_heat_energetic | Heat | EU | Energy demand | 0.11219 | FEC
AT | TYNDP2026 | LEV | 2035 | TWh | 136 | Sub_sector | Industry | Fertilizers | Industry (fertilizers, energetic) | Energetic | industry_fertilizers_demand_biomass_energetic | Biomass | EU | Energy demand | 0.46744 | FEC
AT | TYNDP2026 | LEV | 2035 | TWh | 137 | Sub_sector | Industry | Fertilizers | Industry (fertilizers, energetic) | Energetic | industry_fertilizers_demand_coal_energetic | Solids | EU | Energy demand | 0 | FEC
AT | TYNDP2026 | LEV | 2035 | TWh | 138 | Sub_sector | Industry | Fertilizers | Industry (fertilizers, energetic) | Energetic | industry_fertilizers_demand_oil_energetic | Liquids | EU | Energy demand | 0 | FEC
AT | TYNDP2026 | LEV | 2035 | TWh | 139 | Sub_sector | Industry | Fertilizers | Industry (fertilizers, energetic) | Energetic | industry_fertilizers_demand_others_energetic | Others | EU | Energy demand | 0 | FEC
AT | TYNDP2026 | LEV | 2035 | TWh | 140 | Sub_sector | Industry | Fertilizers | Industry (fertilizers, energetic) | Energetic | industry_fertilizers_demand_ammonia_energetic | Ammonia | EU | Energy demand | 0 | FEC
AT | TYNDP2026 | LEV | 2035 | TWh | 142 | Sub_sector | Industry | Fertilizers | Industry (fertilizers, non-energetic) | Non-energetic | industry_fertilizers_demand_electricity_non_energetic | Electricity | EU | Energy demand | 0 | not_included_in_FEC
AT | TYNDP2026 | LEV | 2035 | TWh | 143 | Sub_sector | Industry | Fertilizers | Industry (fertilizers, non-energetic) | Non-energetic | industry_fertilizers_demand_hydrogen_non_energetic | Hydrogen | EU | Energy demand | 0 | not_included_in_FEC
AT | TYNDP2026 | LEV | 2035 | TWh | 144 | Sub_sector | Industry | Fertilizers | Industry (fertilizers, non-energetic) | Non-energetic | industry_fertilizers_demand_methane_non_energetic | Methane | EU | Energy demand | 1.8495 | not_included_in_FEC
AT | TYNDP2026 | LEV | 2035 | TWh | 145 | Sub_sector | Industry | Fertilizers | Industry (fertilizers, non-energetic) | Non-energetic | industry_fertilizers_demand_heat_non_energetic | Heat | EU | Energy demand | 0 | not_included_in_FEC
AT | TYNDP2026 | LEV | 2035 | TWh | 146 | Sub_sector | Industry | Fertilizers | Industry (fertilizers, non-energetic) | Non-energetic | industry_fertilizers_demand_biomass_non_energetic | Biomass | EU | Energy demand | 0 | not_included_in_FEC
AT | TYNDP2026 | LEV | 2035 | TWh | 147 | Sub_sector | Industry | Fertilizers | Industry (fertilizers, non-energetic) | Non-energetic | industry_fertilizers_demand_coal_non_energetic | Solids | EU | Energy demand | 0 | not_included_in_FEC
AT | TYNDP2026 | LEV | 2035 | TWh | 148 | Sub_sector | Industry | Fertilizers | Industry (fertilizers, non-energetic) | Non-energetic | industry_fertilizers_demand_oil_non_energetic | Liquids | EU | Energy demand | 0 | not_included_in_FEC
AT | TYNDP2026 | LEV | 2035 | TWh | 149 | Sub_sector | Industry | Fertilizers | Industry (fertilizers, non-energetic) | Non-energetic | industry_fertilizers_demand_others_non_energetic | Others | EU | Energy demand | 0 | not_included_in_FEC
AT | TYNDP2026 | LEV | 2035 | TWh | 150 | Sub_sector | Industry | Fertilizers | Industry (fertilizers, non-energetic) | Non-energetic | industry_fertilizers_demand_ammonia_non_energetic | Ammonia | EU | Energy demand | 0 | not_included_in_FEC
AT | TYNDP2026 | LEV | 2035 | TWh | 152 | Sub_sector | Industry | Food | Industry (food) | Energetic | industry_food_demand_electricity_energetic | Electricity | EU | Energy demand | 2.7291 | FEC
AT | TYNDP2026 | LEV | 2035 | TWh | 153 | Sub_sector | Industry | Food | Industry (food) | Energetic | industry_food_demand_hydrogen_energetic | Hydrogen | EU | Energy demand | 0 | FEC
AT | TYNDP2026 | LEV | 2035 | TWh | 154 | Sub_sector | Industry | Food | Industry (food) | Energetic | industry_food_demand_methane_energetic | Methane | EU | Energy demand | 2.0384 | FEC
AT | TYNDP2026 | LEV | 2035 | TWh | 155 | Sub_sector | Industry | Food | Industry (food) | Energetic | industry_food_demand_heat_energetic | Heat | EU | Energy demand | 0.16656 | FEC
AT | TYNDP2026 | LEV | 2035 | TWh | 156 | Sub_sector | Industry | Food | Industry (food) | Energetic | industry_food_demand_biomass_energetic | Biomass | EU | Energy demand | 0.41641 | FEC
AT | TYNDP2026 | LEV | 2035 | TWh | 157 | Sub_sector | Industry | Food | Industry (food) | Energetic | industry_food_demand_coal_energetic | Solids | EU | Energy demand | 0 | FEC
AT | TYNDP2026 | LEV | 2035 | TWh | 158 | Sub_sector | Industry | Food | Industry (food) | Energetic | industry_food_demand_oil_energetic | Liquids | EU | Energy demand | 0.040209 | FEC
AT | TYNDP2026 | LEV | 2035 | TWh | 159 | Sub_sector | Industry | Food | Industry (food) | Energetic | industry_food_demand_others_energetic | Others | EU | Energy demand | 0 | FEC
AT | TYNDP2026 | LEV | 2035 | TWh | 160 | Sub_sector | Industry | Food | Industry (food) | Energetic | industry_food_demand_ammonia_energetic | Ammonia | EU | Energy demand | 0 | FEC
AT | TYNDP2026 | LEV | 2035 | TWh | 162 | Sub_sector | Industry | Metals | Industry (metal) | Energetic | industry_metal_demand_electricity_energetic | Electricity | EU | Energy demand | 1.0693 | FEC
AT | TYNDP2026 | LEV | 2035 | TWh | 163 | Sub_sector | Industry | Metals | Industry (metal) | Energetic | industry_metal_demand_hydrogen_energetic | Hydrogen | EU | Energy demand | 0 | FEC
AT | TYNDP2026 | LEV | 2035 | TWh | 164 | Sub_sector | Industry | Metals | Industry (metal) | Energetic | industry_metal_demand_methane_energetic | Methane | EU | Energy demand | 1.3931 | FEC
AT | TYNDP2026 | LEV | 2035 | TWh | 165 | Sub_sector | Industry | Metals | Industry (metal) | Energetic | industry_metal_demand_heat_energetic | Heat | EU | Energy demand | 0.026602 | FEC
AT | TYNDP2026 | LEV | 2035 | TWh | 166 | Sub_sector | Industry | Metals | Industry (metal) | Energetic | industry_metal_demand_biomass_energetic | Biomass | EU | Energy demand | 0 | FEC
AT | TYNDP2026 | LEV | 2035 | TWh | 167 | Sub_sector | Industry | Metals | Industry (metal) | Energetic | industry_metal_demand_coal_energetic | Solids | EU | Energy demand | 0 | FEC
AT | TYNDP2026 | LEV | 2035 | TWh | 168 | Sub_sector | Industry | Metals | Industry (metal) | Energetic | industry_metal_demand_oil_energetic | Liquids | EU | Energy demand | 0.034214 | FEC
AT | TYNDP2026 | LEV | 2035 | TWh | 169 | Sub_sector | Industry | Metals | Industry (metal) | Energetic | industry_metal_demand_others_energetic | Others | EU | Energy demand | 0 | FEC
AT | TYNDP2026 | LEV | 2035 | TWh | 170 | Sub_sector | Industry | Metals | Industry (metal) | Energetic | industry_metal_demand_ammonia_energetic | Ammonia | EU | Energy demand | 0 | FEC
AT | TYNDP2026 | LEV | 2035 | TWh | 172 | Sub_sector | Industry | Others | Industry (other, energetic) | Energetic | industry_other_demand_electricity_energetic | Electricity | EU | Energy demand | 10.981 | FEC
AT | TYNDP2026 | LEV | 2035 | TWh | 173 | Sub_sector | Industry | Others | Industry (other, energetic) | Energetic | industry_other_demand_hydrogen_energetic | Hydrogen | EU | Energy demand | 0 | FEC
AT | TYNDP2026 | LEV | 2035 | TWh | 174 | Sub_sector | Industry | Others | Industry (other, energetic) | Energetic | industry_other_demand_methane_energetic | Methane | EU | Energy demand | 0 | FEC
AT | TYNDP2026 | LEV | 2035 | TWh | 175 | Sub_sector | Industry | Others | Industry (other, energetic) | Energetic | industry_other_demand_heat_energetic | Heat | EU | Energy demand | 3.2623 | FEC
AT | TYNDP2026 | LEV | 2035 | TWh | 176 | Sub_sector | Industry | Others | Industry (other, energetic) | Energetic | industry_other_demand_biomass_energetic | Biomass | EU | Energy demand | 9.787 | FEC
AT | TYNDP2026 | LEV | 2035 | TWh | 177 | Sub_sector | Industry | Others | Industry (other, energetic) | Energetic | industry_other_demand_coal_energetic | Solids | EU | Energy demand | 0 | FEC
AT | TYNDP2026 | LEV | 2035 | TWh | 178 | Sub_sector | Industry | Others | Industry (other, energetic) | Energetic | industry_other_demand_oil_energetic | Liquids | EU | Energy demand | 2.0683 | FEC
AT | TYNDP2026 | LEV | 2035 | TWh | 179 | Sub_sector | Industry | Others | Industry (other, energetic) | Energetic | industry_other_demand_others_energetic | Others | EU | Energy demand | 0 | FEC
AT | TYNDP2026 | LEV | 2035 | TWh | 180 | Sub_sector | Industry | Others | Industry (other, energetic) | Energetic | industry_other_demand_ammonia_energetic | Ammonia | EU | Energy demand | 0 | FEC
AT | TYNDP2026 | LEV | 2035 | TWh | 182 | Sub_sector | Industry | Others | Industry (other, non-energetic) | Non-energetic | industry_other_demand_electricity_non_energetic | Electricity | EU | Energy demand | 0 | not_included_in_FEC
AT | TYNDP2026 | LEV | 2035 | TWh | 183 | Sub_sector | Industry | Others | Industry (other, non-energetic) | Non-energetic | industry_other_demand_hydrogen_non_energetic | Hydrogen | EU | Energy demand | 1.33 | not_included_in_FEC
AT | TYNDP2026 | LEV | 2035 | TWh | 184 | Sub_sector | Industry | Others | Industry (other, non-energetic) | Non-energetic | industry_other_demand_methane_non_energetic | Methane | EU | Energy demand | 0 | not_included_in_FEC
AT | TYNDP2026 | LEV | 2035 | TWh | 185 | Sub_sector | Industry | Others | Industry (other, non-energetic) | Non-energetic | industry_other_demand_heat_non_energetic | Heat | EU | Energy demand | 0 | not_included_in_FEC
AT | TYNDP2026 | LEV | 2035 | TWh | 186 | Sub_sector | Industry | Others | Industry (other, non-energetic) | Non-energetic | industry_other_demand_biomass_non_energetic | Biomass | EU | Energy demand | 0 | not_included_in_FEC
AT | TYNDP2026 | LEV | 2035 | TWh | 187 | Sub_sector | Industry | Others | Industry (other, non-energetic) | Non-energetic | industry_other_demand_coal_non_energetic | Solids | EU | Energy demand | 0 | not_included_in_FEC
AT | TYNDP2026 | LEV | 2035 | TWh | 188 | Sub_sector | Industry | Others | Industry (other, non-energetic) | Non-energetic | industry_other_demand_oil_non_energetic | Liquids | EU | Energy demand | 4.2118 | not_included_in_FEC
AT | TYNDP2026 | LEV | 2035 | TWh | 189 | Sub_sector | Industry | Others | Industry (other, non-energetic) | Non-energetic | industry_other_demand_others_non_energetic | Others | EU | Energy demand | 0 | not_included_in_FEC
AT | TYNDP2026 | LEV | 2035 | TWh | 190 | Sub_sector | Industry | Others | Industry (other, non-energetic) | Non-energetic | industry_other_demand_ammonia_non_energetic | Ammonia | EU | Energy demand | 0 | not_included_in_FEC
AT | TYNDP2026 | LEV | 2035 | TWh | 192 | Sub_sector | Industry | Paper | Industry (paper) | Energetic | industry_paper_demand_electricity_energetic | Electricity | EU | Energy demand | 5.6924 | FEC
AT | TYNDP2026 | LEV | 2035 | TWh | 193 | Sub_sector | Industry | Paper | Industry (paper) | Energetic | industry_paper_demand_hydrogen_energetic | Hydrogen | EU | Energy demand | 0 | FEC
AT | TYNDP2026 | LEV | 2035 | TWh | 194 | Sub_sector | Industry | Paper | Industry (paper) | Energetic | industry_paper_demand_methane_energetic | Methane | EU | Energy demand | 3.4091 | FEC
AT | TYNDP2026 | LEV | 2035 | TWh | 195 | Sub_sector | Industry | Paper | Industry (paper) | Energetic | industry_paper_demand_heat_energetic | Heat | EU | Energy demand | 0.64388 | FEC
AT | TYNDP2026 | LEV | 2035 | TWh | 196 | Sub_sector | Industry | Paper | Industry (paper) | Energetic | industry_paper_demand_biomass_energetic | Biomass | EU | Energy demand | 9.1753 | FEC
AT | TYNDP2026 | LEV | 2035 | TWh | 197 | Sub_sector | Industry | Paper | Industry (paper) | Energetic | industry_paper_demand_coal_energetic | Solids | EU | Energy demand | 0 | FEC
AT | TYNDP2026 | LEV | 2035 | TWh | 198 | Sub_sector | Industry | Paper | Industry (paper) | Energetic | industry_paper_demand_oil_energetic | Liquids | EU | Energy demand | 0.31083 | FEC
AT | TYNDP2026 | LEV | 2035 | TWh | 199 | Sub_sector | Industry | Paper | Industry (paper) | Energetic | industry_paper_demand_others_energetic | Others | EU | Energy demand | 0 | FEC
AT | TYNDP2026 | LEV | 2035 | TWh | 200 | Sub_sector | Industry | Paper | Industry (paper) | Energetic | industry_paper_demand_ammonia_energetic | Ammonia | EU | Energy demand | 0 | FEC
AT | TYNDP2026 | LEV | 2035 | TWh | 202 | Sub_sector | Industry | Refineries | Industry (refineries, energetic) | Energetic | industry_refinery_demand_electricity_energetic | Electricity | EU | Energy demand | 0.2856 | not_included_in_FEC
AT | TYNDP2026 | LEV | 2035 | TWh | 203 | Sub_sector | Industry | Refineries | Industry (refineries, energetic) | Energetic | industry_refinery_demand_hydrogen_energetic | Hydrogen | EU | Energy demand | 0 | not_included_in_FEC
AT | TYNDP2026 | LEV | 2035 | TWh | 204 | Sub_sector | Industry | Refineries | Industry (refineries, energetic) | Energetic | industry_refinery_demand_methane_energetic | Methane | EU | Energy demand | 0.3829 | not_included_in_FEC
AT | TYNDP2026 | LEV | 2035 | TWh | 205 | Sub_sector | Industry | Refineries | Industry (refineries, energetic) | Energetic | industry_refinery_demand_heat_energetic | Heat | EU | Energy demand | 0.22475 | not_included_in_FEC
AT | TYNDP2026 | LEV | 2035 | TWh | 206 | Sub_sector | Industry | Refineries | Industry (refineries, energetic) | Energetic | industry_refinery_demand_biomass_energetic | Biomass | EU | Energy demand | 0.83344 | not_included_in_FEC
AT | TYNDP2026 | LEV | 2035 | TWh | 207 | Sub_sector | Industry | Refineries | Industry (refineries, energetic) | Energetic | industry_refinery_demand_coal_energetic | Solids | EU | Energy demand | 0 | not_included_in_FEC
AT | TYNDP2026 | LEV | 2035 | TWh | 208 | Sub_sector | Industry | Refineries | Industry (refineries, energetic) | Energetic | industry_refinery_demand_oil_energetic | Liquids | EU | Energy demand | 0.31591 | not_included_in_FEC
AT | TYNDP2026 | LEV | 2035 | TWh | 209 | Sub_sector | Industry | Refineries | Industry (refineries, energetic) | Energetic | industry_refinery_demand_others_energetic | Others | EU | Energy demand | 0 | not_included_in_FEC
AT | TYNDP2026 | LEV | 2035 | TWh | 210 | Sub_sector | Industry | Refineries | Industry (refineries, energetic) | Energetic | industry_refinery_demand_ammonia_energetic | Ammonia | EU | Energy demand | 0 | not_included_in_FEC
AT | TYNDP2026 | LEV | 2035 | TWh | 212 | Sub_sector | Industry | Refineries | Industry (refineries, non-energetic) | Non-energetic | industry_refinery_demand_electricity_non_energetic | Electricity | EU | Energy demand | 0 | not_included_in_FEC
AT | TYNDP2026 | LEV | 2035 | TWh | 213 | Sub_sector | Industry | Refineries | Industry (refineries, non-energetic) | Non-energetic | industry_refinery_demand_hydrogen_non_energetic | Hydrogen | EU | Energy demand | 0 | not_included_in_FEC
AT | TYNDP2026 | LEV | 2035 | TWh | 214 | Sub_sector | Industry | Refineries | Industry (refineries, non-energetic) | Non-energetic | industry_refinery_demand_methane_non_energetic | Methane | EU | Energy demand | 0 | not_included_in_FEC
AT | TYNDP2026 | LEV | 2035 | TWh | 215 | Sub_sector | Industry | Refineries | Industry (refineries, non-energetic) | Non-energetic | industry_refinery_demand_heat_non_energetic | Heat | EU | Energy demand | 0 | not_included_in_FEC
AT | TYNDP2026 | LEV | 2035 | TWh | 216 | Sub_sector | Industry | Refineries | Industry (refineries, non-energetic) | Non-energetic | industry_refinery_demand_biomass_non_energetic | Biomass | EU | Energy demand | 0 | not_included_in_FEC
AT | TYNDP2026 | LEV | 2035 | TWh | 217 | Sub_sector | Industry | Refineries | Industry (refineries, non-energetic) | Non-energetic | industry_refinery_demand_coal_non_energetic | Solids | EU | Energy demand | 0 | not_included_in_FEC
AT | TYNDP2026 | LEV | 2035 | TWh | 218 | Sub_sector | Industry | Refineries | Industry (refineries, non-energetic) | Non-energetic | industry_refinery_demand_oil_non_energetic | Liquids | EU | Energy demand | 0 | not_included_in_FEC
AT | TYNDP2026 | LEV | 2035 | TWh | 219 | Sub_sector | Industry | Refineries | Industry (refineries, non-energetic) | Non-energetic | industry_refinery_demand_others_non_energetic | Others | EU | Energy demand | 0 | not_included_in_FEC
AT | TYNDP2026 | LEV | 2035 | TWh | 220 | Sub_sector | Industry | Refineries | Industry (refineries, non-energetic) | Non-energetic | industry_refinery_demand_ammonia_non_energetic | Ammonia | EU | Energy demand | 0 | not_included_in_FEC
AT | TYNDP2026 | LEV | 2035 | TWh | 222 | Sub_sector | Industry | Steel | Industry (steel) | Energetic | industry_steel_demand_electricity_energetic | Electricity | EU | Energy demand | 4.2319 | FEC
AT | TYNDP2026 | LEV | 2035 | TWh | 223 | Sub_sector | Industry | Steel | Industry (steel) | Energetic | industry_steel_demand_hydrogen_energetic | Hydrogen | EU | Energy demand | 2.0269 | FEC
AT | TYNDP2026 | LEV | 2035 | TWh | 224 | Sub_sector | Industry | Steel | Industry (steel) | Energetic | industry_steel_demand_methane_energetic | Methane | EU | Energy demand | 7.4357 | FEC
AT | TYNDP2026 | LEV | 2035 | TWh | 225 | Sub_sector | Industry | Steel | Industry (steel) | Energetic | industry_steel_demand_heat_energetic | Heat | EU | Energy demand | 0.027819 | FEC
AT | TYNDP2026 | LEV | 2035 | TWh | 226 | Sub_sector | Industry | Steel | Industry (steel) | Energetic | industry_steel_demand_biomass_energetic | Biomass | EU | Energy demand | 0.0010196 | FEC
AT | TYNDP2026 | LEV | 2035 | TWh | 227 | Sub_sector | Industry | Steel | Industry (steel) | Energetic | industry_steel_demand_coal_energetic | Solids | EU | Energy demand | 2.875 | FEC
AT | TYNDP2026 | LEV | 2035 | TWh | 228 | Sub_sector | Industry | Steel | Industry (steel) | Energetic | industry_steel_demand_oil_energetic | Liquids | EU | Energy demand | 0.0075792 | FEC
AT | TYNDP2026 | LEV | 2035 | TWh | 229 | Sub_sector | Industry | Steel | Industry (steel) | Energetic | industry_steel_demand_others_energetic | Others | EU | Energy demand | 0 | FEC
AT | TYNDP2026 | LEV | 2035 | TWh | 230 | Sub_sector | Industry | Steel | Industry (steel) | Energetic | industry_steel_demand_ammonia_energetic | Ammonia | EU | Energy demand | 0 | FEC
AT | TYNDP2026 | LEV | 2035 | TWh | 232 | Sub_sector | Transport | Cars | Transport (cars) | Energetic | transport_cars_final_demand_electricity | Electricity | EU | Energy demand | 7.7323 | FEC
AT | TYNDP2026 | LEV | 2035 | TWh | 233 | Sub_sector | Transport | Cars | Transport (cars) | Energetic | transport_cars_final_demand_hydrogen | Hydrogen | EU | Energy demand | 0.53648 | FEC
AT | TYNDP2026 | LEV | 2035 | TWh | 234 | Sub_sector | Transport | Cars | Transport (cars) | Energetic | transport_cars_final_demand_methane | Methane | EU | Energy demand | 6.6452 | FEC
AT | TYNDP2026 | LEV | 2035 | TWh | 235 | Sub_sector | Transport | Cars | Transport (cars) | Energetic | transport_cars_final_demand_heat | Heat | EU | Energy demand | 0 | FEC
AT | TYNDP2026 | LEV | 2035 | TWh | 236 | Sub_sector | Transport | Cars | Transport (cars) | Energetic | transport_cars_final_demand_biomass | Biomass | EU | Energy demand | 0 | FEC
AT | TYNDP2026 | LEV | 2035 | TWh | 237 | Sub_sector | Transport | Cars | Transport (cars) | Energetic | transport_cars_final_demand_coal | Solids | EU | Energy demand | 0 | FEC
AT | TYNDP2026 | LEV | 2035 | TWh | 238 | Sub_sector | Transport | Cars | Transport (cars) | Energetic | transport_cars_final_demand_oil | Liquids | EU | Energy demand | 22.1987 | FEC
AT | TYNDP2026 | LEV | 2035 | TWh | 239 | Sub_sector | Transport | Cars | Transport (cars) | Energetic | transport_cars_final_demand_other | Others | EU | Energy demand | 0 | FEC
AT | TYNDP2026 | LEV | 2035 | TWh | 240 | Sub_sector | Transport | Cars | Transport (cars) | Energetic | transport_cars_final_demand_ammonia | Ammonia | EU | Energy demand | 0 | FEC
AT | TYNDP2026 | LEV | 2035 | TWh | 242 | Sub_sector | Transport | Busses | Transport (busses) | Energetic | transport_busses_final_demand_electricity | Electricity | EU | Energy demand | 0.90704 | FEC
AT | TYNDP2026 | LEV | 2035 | TWh | 243 | Sub_sector | Transport | Busses | Transport (busses) | Energetic | transport_busses_final_demand_hydrogen | Hydrogen | EU | Energy demand | 0.10602 | FEC
AT | TYNDP2026 | LEV | 2035 | TWh | 244 | Sub_sector | Transport | Busses | Transport (busses) | Energetic | transport_busses_final_demand_methane | Methane | EU | Energy demand | 0.11122 | FEC
AT | TYNDP2026 | LEV | 2035 | TWh | 245 | Sub_sector | Transport | Busses | Transport (busses) | Energetic | transport_busses_final_demand_heat | Heat | EU | Energy demand | 0 | FEC
AT | TYNDP2026 | LEV | 2035 | TWh | 246 | Sub_sector | Transport | Busses | Transport (busses) | Energetic | transport_busses_final_demand_biomass | Biomass | EU | Energy demand | 0 | FEC
AT | TYNDP2026 | LEV | 2035 | TWh | 247 | Sub_sector | Transport | Busses | Transport (busses) | Energetic | transport_busses_final_demand_coal | Solids | EU | Energy demand | 0 | FEC
AT | TYNDP2026 | LEV | 2035 | TWh | 248 | Sub_sector | Transport | Busses | Transport (busses) | Energetic | transport_busses_final_demand_oil | Liquids | EU | Energy demand | 1.6731 | FEC
AT | TYNDP2026 | LEV | 2035 | TWh | 249 | Sub_sector | Transport | Busses | Transport (busses) | Energetic | transport_busses_final_demand_other | Others | EU | Energy demand | 0 | FEC
AT | TYNDP2026 | LEV | 2035 | TWh | 250 | Sub_sector | Transport | Busses | Transport (busses) | Energetic | transport_busses_final_demand_ammonia | Ammonia | EU | Energy demand | 0 | FEC
AT | TYNDP2026 | LEV | 2035 | TWh | 252 | Sub_sector | Transport | Trucks | Transport (trucks) | Energetic | transport_trucks_final_demand_electricity | Electricity | EU | Energy demand | 2.7577 | FEC
AT | TYNDP2026 | LEV | 2035 | TWh | 253 | Sub_sector | Transport | Trucks | Transport (trucks) | Energetic | transport_trucks_final_demand_hydrogen | Hydrogen | EU | Energy demand | 1.5157 | FEC
AT | TYNDP2026 | LEV | 2035 | TWh | 254 | Sub_sector | Transport | Trucks | Transport (trucks) | Energetic | transport_trucks_final_demand_methane | Methane | EU | Energy demand | 0 | FEC
AT | TYNDP2026 | LEV | 2035 | TWh | 255 | Sub_sector | Transport | Trucks | Transport (trucks) | Energetic | transport_trucks_final_demand_heat | Heat | EU | Energy demand | 0 | FEC
AT | TYNDP2026 | LEV | 2035 | TWh | 256 | Sub_sector | Transport | Trucks | Transport (trucks) | Energetic | transport_trucks_final_demand_biomass | Biomass | EU | Energy demand | 0 | FEC
AT | TYNDP2026 | LEV | 2035 | TWh | 257 | Sub_sector | Transport | Trucks | Transport (trucks) | Energetic | transport_trucks_final_demand_coal | Solids | EU | Energy demand | 0 | FEC
AT | TYNDP2026 | LEV | 2035 | TWh | 258 | Sub_sector | Transport | Trucks | Transport (trucks) | Energetic | transport_trucks_final_demand_oil | Liquids | EU | Energy demand | 17.7194 | FEC
AT | TYNDP2026 | LEV | 2035 | TWh | 259 | Sub_sector | Transport | Trucks | Transport (trucks) | Energetic | transport_trucks_final_demand_other | Others | EU | Energy demand | 0 | FEC
AT | TYNDP2026 | LEV | 2035 | TWh | 260 | Sub_sector | Transport | Trucks | Transport (trucks) | Energetic | transport_trucks_final_demand_ammonia | Ammonia | EU | Energy demand | 0 | FEC
AT | TYNDP2026 | LEV | 2035 | TWh | 262 | Sub_sector | Transport | Vans | Transport (vans) | Energetic | transport_vans_final_demand_electricity | Electricity | EU | Energy demand | 0.63182 | FEC
AT | TYNDP2026 | LEV | 2035 | TWh | 263 | Sub_sector | Transport | Vans | Transport (vans) | Energetic | transport_vans_final_demand_hydrogen | Hydrogen | EU | Energy demand | 0 | FEC
AT | TYNDP2026 | LEV | 2035 | TWh | 264 | Sub_sector | Transport | Vans | Transport (vans) | Energetic | transport_vans_final_demand_methane | Methane | EU | Energy demand | 0 | FEC
AT | TYNDP2026 | LEV | 2035 | TWh | 265 | Sub_sector | Transport | Vans | Transport (vans) | Energetic | transport_vans_final_demand_heat | Heat | EU | Energy demand | 0 | FEC
AT | TYNDP2026 | LEV | 2035 | TWh | 266 | Sub_sector | Transport | Vans | Transport (vans) | Energetic | transport_vans_final_demand_biomass | Biomass | EU | Energy demand | 0 | FEC
AT | TYNDP2026 | LEV | 2035 | TWh | 267 | Sub_sector | Transport | Vans | Transport (vans) | Energetic | transport_vans_final_demand_coal | Solids | EU | Energy demand | 0 | FEC
AT | TYNDP2026 | LEV | 2035 | TWh | 268 | Sub_sector | Transport | Vans | Transport (vans) | Energetic | transport_vans_final_demand_oil | Liquids | EU | Energy demand | 2.5062 | FEC
AT | TYNDP2026 | LEV | 2035 | TWh | 269 | Sub_sector | Transport | Vans | Transport (vans) | Energetic | transport_vans_final_demand_other | Others | EU | Energy demand | 0 | FEC
AT | TYNDP2026 | LEV | 2035 | TWh | 270 | Sub_sector | Transport | Vans | Transport (vans) | Energetic | transport_vans_final_demand_ammonia | Ammonia | EU | Energy demand | 0 | FEC
AT | TYNDP2026 | LEV | 2035 | TWh | 272 | Sub_sector | Transport | Freight trains | Transport (trains) | Energetic | transport_trains_final_demand_electricity | Electricity | EU | Energy demand | 4.6502 | FEC
AT | TYNDP2026 | LEV | 2035 | TWh | 273 | Sub_sector | Transport | Freight trains | Transport (trains) | Energetic | transport_trains_final_demand_hydrogen | Hydrogen | EU | Energy demand | 0 | FEC
AT | TYNDP2026 | LEV | 2035 | TWh | 274 | Sub_sector | Transport | Freight trains | Transport (trains) | Energetic | transport_trains_final_demand_methane | Methane | EU | Energy demand | 0 | FEC
AT | TYNDP2026 | LEV | 2035 | TWh | 275 | Sub_sector | Transport | Freight trains | Transport (trains) | Energetic | transport_trains_final_demand_heat | Heat | EU | Energy demand | 0 | FEC
AT | TYNDP2026 | LEV | 2035 | TWh | 276 | Sub_sector | Transport | Freight trains | Transport (trains) | Energetic | transport_trains_final_demand_biomass | Biomass | EU | Energy demand | 0 | FEC
AT | TYNDP2026 | LEV | 2035 | TWh | 277 | Sub_sector | Transport | Freight trains | Transport (trains) | Energetic | transport_trains_final_demand_coal | Solids | EU | Energy demand | 0.00216 | FEC
AT | TYNDP2026 | LEV | 2035 | TWh | 278 | Sub_sector | Transport | Freight trains | Transport (trains) | Energetic | transport_trains_final_demand_oil | Liquids | EU | Energy demand | 0.36345 | FEC
AT | TYNDP2026 | LEV | 2035 | TWh | 279 | Sub_sector | Transport | Freight trains | Transport (trains) | Energetic | transport_trains_final_demand_other | Others | EU | Energy demand | 0 | FEC
AT | TYNDP2026 | LEV | 2035 | TWh | 280 | Sub_sector | Transport | Freight trains | Transport (trains) | Energetic | transport_trains_final_demand_ammonia | Ammonia | EU | Energy demand | 0 | FEC
AT | TYNDP2026 | LEV | 2035 | TWh | 282 | Sub_sector | Transport | Ships | Transport (ships) | Energetic | transport_ships_final_demand_electricity | Electricity | EU | Energy demand | 0 | FEC
AT | TYNDP2026 | LEV | 2035 | TWh | 283 | Sub_sector | Transport | Ships | Transport (ships) | Energetic | transport_ships_final_demand_hydrogen | Hydrogen | EU | Energy demand | 0 | FEC
AT | TYNDP2026 | LEV | 2035 | TWh | 284 | Sub_sector | Transport | Ships | Transport (ships) | Energetic | transport_ships_final_demand_methane | Methane | EU | Energy demand | 0 | FEC
AT | TYNDP2026 | LEV | 2035 | TWh | 285 | Sub_sector | Transport | Ships | Transport (ships) | Energetic | transport_ships_final_demand_heat | Heat | EU | Energy demand | 0 | FEC
AT | TYNDP2026 | LEV | 2035 | TWh | 286 | Sub_sector | Transport | Ships | Transport (ships) | Energetic | transport_ships_final_demand_biomass | Biomass | EU | Energy demand | 0 | FEC
AT | TYNDP2026 | LEV | 2035 | TWh | 287 | Sub_sector | Transport | Ships | Transport (ships) | Energetic | transport_ships_final_demand_coal | Solids | EU | Energy demand | 0 | FEC
AT | TYNDP2026 | LEV | 2035 | TWh | 288 | Sub_sector | Transport | Ships | Transport (ships) | Energetic | transport_ships_final_demand_oil | Liquids | EU | Energy demand | 0.28864 | FEC
AT | TYNDP2026 | LEV | 2035 | TWh | 289 | Sub_sector | Transport | Ships | Transport (ships) | Energetic | transport_ships_final_demand_other | Others | EU | Energy demand | 0 | FEC
AT | TYNDP2026 | LEV | 2035 | TWh | 290 | Sub_sector | Transport | Ships | Transport (ships) | Energetic | transport_ships_final_demand_ammonia | Ammonia | EU | Energy demand | 0 | FEC
AT | TYNDP2026 | LEV | 2035 | TWh | 292 | Sub_sector | Transport | Planes | Transport (planes) | Energetic | transport_planes_final_demand_electricity | Electricity | EU | Energy demand | 0 | FEC
AT | TYNDP2026 | LEV | 2035 | TWh | 293 | Sub_sector | Transport | Planes | Transport (planes) | Energetic | transport_planes_final_demand_hydrogen | Hydrogen | EU | Energy demand | 0 | FEC
AT | TYNDP2026 | LEV | 2035 | TWh | 294 | Sub_sector | Transport | Planes | Transport (planes) | Energetic | transport_planes_final_demand_methane | Methane | EU | Energy demand | 0 | FEC
AT | TYNDP2026 | LEV | 2035 | TWh | 295 | Sub_sector | Transport | Planes | Transport (planes) | Energetic | transport_planes_final_demand_heat | Heat | EU | Energy demand | 0 | FEC
AT | TYNDP2026 | LEV | 2035 | TWh | 296 | Sub_sector | Transport | Planes | Transport (planes) | Energetic | transport_planes_final_demand_biomass | Biomass | EU | Energy demand | 0 | FEC
AT | TYNDP2026 | LEV | 2035 | TWh | 297 | Sub_sector | Transport | Planes | Transport (planes) | Energetic | transport_planes_final_demand_coal | Solids | EU | Energy demand | 0 | FEC
AT | TYNDP2026 | LEV | 2035 | TWh | 298 | Sub_sector | Transport | Planes | Transport (planes) | Energetic | transport_planes_final_demand_oil | Liquids | EU | Energy demand | 0 | FEC
AT | TYNDP2026 | LEV | 2035 | TWh | 299 | Sub_sector | Transport | Planes | Transport (planes) | Energetic | transport_planes_final_demand_other | Others | EU | Energy demand | 0 | FEC
AT | TYNDP2026 | LEV | 2035 | TWh | 300 | Sub_sector | Transport | Planes | Transport (planes) | Energetic | transport_planes_final_demand_ammonia | Ammonia | EU | Energy demand | 0 | FEC
AT | TYNDP2026 | LEV | 2035 | TWh | 302 | Sub_sector | Transport | Others | Transport (others) | Energetic | transport_other_final_demand_electricity | Electricity | EU | Energy demand | 0.012926 | FEC
AT | TYNDP2026 | LEV | 2035 | TWh | 303 | Sub_sector | Transport | Others | Transport (others) | Energetic | transport_other_final_demand_hydrogen | Hydrogen | EU | Energy demand | 0 | FEC
AT | TYNDP2026 | LEV | 2035 | TWh | 304 | Sub_sector | Transport | Others | Transport (others) | Energetic | transport_other_final_demand_methane | Methane | EU | Energy demand | 0 | FEC
AT | TYNDP2026 | LEV | 2035 | TWh | 305 | Sub_sector | Transport | Others | Transport (others) | Energetic | transport_other_final_demand_heat | Heat | EU | Energy demand | 0 | FEC
AT | TYNDP2026 | LEV | 2035 | TWh | 306 | Sub_sector | Transport | Others | Transport (others) | Energetic | transport_other_final_demand_biomass | Biomass | EU | Energy demand | 0 | FEC
AT | TYNDP2026 | LEV | 2035 | TWh | 307 | Sub_sector | Transport | Others | Transport (others) | Energetic | transport_other_final_demand_coal | Solids | EU | Energy demand | 0 | FEC
AT | TYNDP2026 | LEV | 2035 | TWh | 308 | Sub_sector | Transport | Others | Transport (others) | Energetic | transport_other_final_demand_oil | Liquids | EU | Energy demand | 1.7277 | FEC
AT | TYNDP2026 | LEV | 2035 | TWh | 309 | Sub_sector | Transport | Others | Transport (others) | Energetic | transport_other_final_demand_other | Others | EU | Energy demand | 0 | FEC
AT | TYNDP2026 | LEV | 2035 | TWh | 310 | Sub_sector | Transport | Others | Transport (others) | Energetic | transport_other_final_demand_ammonia | Ammonia | EU | Energy demand | 0 | FEC
AT | TYNDP2026 | LEV | 2035 | TWh | 312 | Sub_sector | International transport | International aviation | Transport (int. aviation) | Energetic | transport_int_aviation_final_demand_electricity | Electricity | EU | Energy demand | 0 | FEC
AT | TYNDP2026 | LEV | 2035 | TWh | 313 | Sub_sector | International transport | International aviation | Transport (int. aviation) | Energetic | transport_int_aviation_final_demand_hydrogen | Hydrogen | EU | Energy demand | 0 | FEC
AT | TYNDP2026 | LEV | 2035 | TWh | 314 | Sub_sector | International transport | International aviation | Transport (int. aviation) | Energetic | transport_int_aviation_final_demand_methane | Methane | EU | Energy demand | 0 | FEC
AT | TYNDP2026 | LEV | 2035 | TWh | 315 | Sub_sector | International transport | International aviation | Transport (int. aviation) | Energetic | transport_int_aviation_final_demand_heat | Heat | EU | Energy demand | 0 | FEC
AT | TYNDP2026 | LEV | 2035 | TWh | 316 | Sub_sector | International transport | International aviation | Transport (int. aviation) | Energetic | transport_int_aviation_final_demand_biofuels | Biomass | EU | Energy demand | 0 | FEC
AT | TYNDP2026 | LEV | 2035 | TWh | 317 | Sub_sector | International transport | International aviation | Transport (int. aviation) | Energetic | transport_int_aviation_final_demand_coal | Solids | EU | Energy demand | 0 | FEC
AT | TYNDP2026 | LEV | 2035 | TWh | 318 | Sub_sector | International transport | International aviation | Transport (int. aviation) | Energetic | transport_int_aviation_final_demand_oil | Liquids | EU | Energy demand | 8.1613 | FEC
AT | TYNDP2026 | LEV | 2035 | TWh | 319 | Sub_sector | International transport | International aviation | Transport (int. aviation) | Energetic | transport_int_aviation_final_demand_other | Others | EU | Energy demand | 0 | FEC
AT | TYNDP2026 | LEV | 2035 | TWh | 320 | Sub_sector | International transport | International aviation | Transport (int. aviation) | Energetic | transport_int_aviation_final_demand_ammonia | Ammonia | EU | Energy demand | 0 | FEC
AT | TYNDP2026 | LEV | 2035 | TWh | 322 | Sub_sector | International transport | International shipping | Transport (int. shipping) | Energetic | transport_int_shipping_final_demand_electricity | Electricity | EU | Energy demand | 0 | not_included_in_FEC
AT | TYNDP2026 | LEV | 2035 | TWh | 323 | Sub_sector | International transport | International shipping | Transport (int. shipping) | Energetic | transport_int_shipping_final_demand_hydrogen | Hydrogen | EU | Energy demand | 0 | not_included_in_FEC
AT | TYNDP2026 | LEV | 2035 | TWh | 324 | Sub_sector | International transport | International shipping | Transport (int. shipping) | Energetic | transport_int_shipping_final_demand_methane | Methane | EU | Energy demand | 0 | not_included_in_FEC
AT | TYNDP2026 | LEV | 2035 | TWh | 325 | Sub_sector | International transport | International shipping | Transport (int. shipping) | Energetic | transport_int_shipping_final_demand_heat | Heat | EU | Energy demand | 0 | not_included_in_FEC
AT | TYNDP2026 | LEV | 2035 | TWh | 326 | Sub_sector | International transport | International shipping | Transport (int. shipping) | Energetic | transport_int_shipping_final_demand_biofuels | Biomass | EU | Energy demand | 0 | not_included_in_FEC
AT | TYNDP2026 | LEV | 2035 | TWh | 327 | Sub_sector | International transport | International shipping | Transport (int. shipping) | Energetic | transport_int_shipping_final_demand_coal | Solids | EU | Energy demand | 0 | not_included_in_FEC
AT | TYNDP2026 | LEV | 2035 | TWh | 328 | Sub_sector | International transport | International shipping | Transport (int. shipping) | Energetic | transport_int_shipping_final_demand_oil | Liquids | EU | Energy demand | 0 | not_included_in_FEC
AT | TYNDP2026 | LEV | 2035 | TWh | 329 | Sub_sector | International transport | International shipping | Transport (int. shipping) | Energetic | transport_int_shipping_final_demand_other | Others | EU | Energy demand | 0 | not_included_in_FEC
AT | TYNDP2026 | LEV | 2035 | TWh | 330 | Sub_sector | International transport | International shipping | Transport (int. shipping) | Energetic | transport_int_shipping_final_demand_ammonia | Ammonia | EU | Energy demand | 0 | not_included_in_FEC
AT | TYNDP2026 | LEV | 2035 | TWh | 332 | Sub_sector | Households | Space heating | Households (heating) | Energetic | households_heating_final_demand_electricity | Electricity | EU | Energy demand | 5.9315 | FEC
AT | TYNDP2026 | LEV | 2035 | TWh | 333 | Sub_sector | Households | Space heating | Households (heating) | Energetic | households_heating_final_demand_hydrogen | Hydrogen | EU | Energy demand | 0 | FEC
AT | TYNDP2026 | LEV | 2035 | TWh | 334 | Sub_sector | Households | Space heating | Households (heating) | Energetic | households_heating_final_demand_methane | Methane | EU | Energy demand | 1.9872 | FEC
AT | TYNDP2026 | LEV | 2035 | TWh | 335 | Sub_sector | Households | Space heating | Households (heating) | Energetic | households_heating_final_demand_heat | Heat | EU | Energy demand | 24.187 | FEC
AT | TYNDP2026 | LEV | 2035 | TWh | 336 | Sub_sector | Households | Space heating | Households (heating) | Energetic | households_heating_final_demand_biomass | Biomass | EU | Energy demand | 16.3711 | FEC
AT | TYNDP2026 | LEV | 2035 | TWh | 337 | Sub_sector | Households | Space heating | Households (heating) | Energetic | households_heating_final_demand_coal | Solids | EU | Energy demand | 0 | FEC
AT | TYNDP2026 | LEV | 2035 | TWh | 338 | Sub_sector | Households | Space heating | Households (heating) | Energetic | households_heating_final_demand_oil | Liquids | EU | Energy demand | 3.0915 | FEC
AT | TYNDP2026 | LEV | 2035 | TWh | 339 | Sub_sector | Households | Space heating | Households (heating) | Energetic | households_heating_final_demand_other | Others | EU | Energy demand | 0 | FEC
AT | TYNDP2026 | LEV | 2035 | TWh | 340 | Sub_sector | Households | Space heating | Households (heating) | Energetic | households_heating_final_demand_ammonia | Ammonia | EU | Energy demand | 0 | FEC
AT | TYNDP2026 | LEV | 2035 | TWh | 343 | Sub_sector | Households | Cooling | Households (cooling) | Energetic | households_cooling_final_demand_electricity | Electricity | EU | Energy demand | 0.012133 | FEC
AT | TYNDP2026 | LEV | 2035 | TWh | 344 | Sub_sector | Households | Cooling | Households (cooling) | Energetic | households_cooling_final_demand_hydrogen | Hydrogen | EU | Energy demand | 0 | FEC
AT | TYNDP2026 | LEV | 2035 | TWh | 345 | Sub_sector | Households | Cooling | Households (cooling) | Energetic | households_cooling_final_demand_methane | Methane | EU | Energy demand | 0 | FEC
AT | TYNDP2026 | LEV | 2035 | TWh | 346 | Sub_sector | Households | Cooling | Households (cooling) | Energetic | households_cooling_final_demand_heat | Heat | EU | Energy demand | 0 | FEC
AT | TYNDP2026 | LEV | 2035 | TWh | 347 | Sub_sector | Households | Cooling | Households (cooling) | Energetic | households_cooling_final_demand_biomass | Biomass | EU | Energy demand | 0 | FEC
AT | TYNDP2026 | LEV | 2035 | TWh | 348 | Sub_sector | Households | Cooling | Households (cooling) | Energetic | households_cooling_final_demand_coal | Solids | EU | Energy demand | 0 | FEC
AT | TYNDP2026 | LEV | 2035 | TWh | 349 | Sub_sector | Households | Cooling | Households (cooling) | Energetic | households_cooling_final_demand_oil | Liquids | EU | Energy demand | 0 | FEC
AT | TYNDP2026 | LEV | 2035 | TWh | 350 | Sub_sector | Households | Cooling | Households (cooling) | Energetic | households_cooling_final_demand_other | Others | EU | Energy demand | 0 | FEC
AT | TYNDP2026 | LEV | 2035 | TWh | 351 | Sub_sector | Households | Cooling | Households (cooling) | Energetic | households_cooling_final_demand_ammonia | Ammonia | EU | Energy demand | 0 | FEC
AT | TYNDP2026 | LEV | 2035 | TWh | 354 | Sub_sector | Households | Hot water | Households (hot water) | Energetic | households_hot_water_final_demand_electricity | Electricity | EU | Energy demand | 1.4319 | FEC
AT | TYNDP2026 | LEV | 2035 | TWh | 355 | Sub_sector | Households | Hot water | Households (hot water) | Energetic | households_hot_water_final_demand_hydrogen | Hydrogen | EU | Energy demand | 0 | FEC
AT | TYNDP2026 | LEV | 2035 | TWh | 356 | Sub_sector | Households | Hot water | Households (hot water) | Energetic | households_hot_water_final_demand_methane | Methane | EU | Energy demand | 0.32532 | FEC
AT | TYNDP2026 | LEV | 2035 | TWh | 357 | Sub_sector | Households | Hot water | Households (hot water) | Energetic | households_hot_water_final_demand_heat | Heat | EU | Energy demand | 7.5958 | FEC
AT | TYNDP2026 | LEV | 2035 | TWh | 358 | Sub_sector | Households | Hot water | Households (hot water) | Energetic | households_hot_water_final_demand_biomass | Biomass | EU | Energy demand | 3.8555 | FEC
AT | TYNDP2026 | LEV | 2035 | TWh | 359 | Sub_sector | Households | Hot water | Households (hot water) | Energetic | households_hot_water_final_demand_coal | Solids | EU | Energy demand | 0 | FEC
AT | TYNDP2026 | LEV | 2035 | TWh | 360 | Sub_sector | Households | Hot water | Households (hot water) | Energetic | households_hot_water_final_demand_oil | Liquids | EU | Energy demand | 0.42566 | FEC
AT | TYNDP2026 | LEV | 2035 | TWh | 361 | Sub_sector | Households | Hot water | Households (hot water) | Energetic | households_hot_water_final_demand_other | Others | EU | Energy demand | 0 | FEC
AT | TYNDP2026 | LEV | 2035 | TWh | 362 | Sub_sector | Households | Hot water | Households (hot water) | Energetic | households_hot_water_final_demand_ammonia | Ammonia | EU | Energy demand | 0 | FEC
AT | TYNDP2026 | LEV | 2035 | TWh | 365 | Sub_sector | Households | Appliances | Households (appliances) | Energetic | households_appliances_final_demand_electricity | Electricity | EU | Energy demand | 11.5883 | FEC
AT | TYNDP2026 | LEV | 2035 | TWh | 366 | Sub_sector | Households | Appliances | Households (appliances) | Energetic | households_appliances_final_demand_hydrogen | Hydrogen | EU | Energy demand | 0 | FEC
AT | TYNDP2026 | LEV | 2035 | TWh | 367 | Sub_sector | Households | Appliances | Households (appliances) | Energetic | households_appliances_final_demand_methane | Methane | EU | Energy demand | 0.61588 | FEC
AT | TYNDP2026 | LEV | 2035 | TWh | 368 | Sub_sector | Households | Appliances | Households (appliances) | Energetic | households_appliances_final_demand_heat | Heat | EU | Energy demand | 0 | FEC
AT | TYNDP2026 | LEV | 2035 | TWh | 369 | Sub_sector | Households | Appliances | Households (appliances) | Energetic | households_appliances_final_demand_biomass | Biomass | EU | Energy demand | 0 | FEC
AT | TYNDP2026 | LEV | 2035 | TWh | 370 | Sub_sector | Households | Appliances | Households (appliances) | Energetic | households_appliances_final_demand_coal | Solids | EU | Energy demand | 0 | FEC
AT | TYNDP2026 | LEV | 2035 | TWh | 371 | Sub_sector | Households | Appliances | Households (appliances) | Energetic | households_appliances_final_demand_oil | Liquids | EU | Energy demand | 0 | FEC
AT | TYNDP2026 | LEV | 2035 | TWh | 372 | Sub_sector | Households | Appliances | Households (appliances) | Energetic | households_appliances_final_demand_other | Others | EU | Energy demand | 0 | FEC
AT | TYNDP2026 | LEV | 2035 | TWh | 373 | Sub_sector | Households | Appliances | Households (appliances) | Energetic | households_appliances_final_demand_ammonia | Ammonia | EU | Energy demand | 0 | FEC
AT | TYNDP2026 | LEV | 2035 | TWh | 375 | Sub_sector | Buildings | Space heating | Buildings (heat) | Energetic | buildings_heat_final_demand_electricity | Electricity | EU | Energy demand | 1.7349 | FEC
AT | TYNDP2026 | LEV | 2035 | TWh | 376 | Sub_sector | Buildings | Space heating | Buildings (heat) | Energetic | buildings_heat_final_demand_hydrogen | Hydrogen | EU | Energy demand | 0 | FEC
AT | TYNDP2026 | LEV | 2035 | TWh | 377 | Sub_sector | Buildings | Space heating | Buildings (heat) | Energetic | buildings_heat_final_demand_methane | Methane | EU | Energy demand | 1.3564 | FEC
AT | TYNDP2026 | LEV | 2035 | TWh | 378 | Sub_sector | Buildings | Space heating | Buildings (heat) | Energetic | buildings_heat_final_demand_heat | Heat | EU | Energy demand | 4.9281 | FEC
AT | TYNDP2026 | LEV | 2035 | TWh | 379 | Sub_sector | Buildings | Space heating | Buildings (heat) | Energetic | buildings_heat_final_demand_biomass | Biomass | EU | Energy demand | 0.87468 | FEC
AT | TYNDP2026 | LEV | 2035 | TWh | 380 | Sub_sector | Buildings | Space heating | Buildings (heat) | Energetic | buildings_heat_final_demand_coal | Solids | EU | Energy demand | 0 | FEC
AT | TYNDP2026 | LEV | 2035 | TWh | 381 | Sub_sector | Buildings | Space heating | Buildings (heat) | Energetic | buildings_heat_final_demand_oil | Liquids | EU | Energy demand | 0.89267 | FEC
AT | TYNDP2026 | LEV | 2035 | TWh | 382 | Sub_sector | Buildings | Space heating | Buildings (heat) | Energetic | buildings_heat_final_demand_other | Others | EU | Energy demand | 0 | FEC
AT | TYNDP2026 | LEV | 2035 | TWh | 383 | Sub_sector | Buildings | Space heating | Buildings (heat) | Energetic | buildings_heat_final_demand_ammonia | Ammonia | EU | Energy demand | 0 | FEC
AT | TYNDP2026 | LEV | 2035 | TWh | 386 | Sub_sector | Buildings | Cooling | Buildings (cooling) | Energetic | buildings_cooling_final_demand_electricity | Electricity | EU | Energy demand | 0.48271 | FEC
AT | TYNDP2026 | LEV | 2035 | TWh | 387 | Sub_sector | Buildings | Cooling | Buildings (cooling) | Energetic | buildings_cooling_final_demand_hydrogen | Hydrogen | EU | Energy demand | 0 | FEC
AT | TYNDP2026 | LEV | 2035 | TWh | 388 | Sub_sector | Buildings | Cooling | Buildings (cooling) | Energetic | buildings_cooling_final_demand_methane | Methane | EU | Energy demand | 0.0027031 | FEC
AT | TYNDP2026 | LEV | 2035 | TWh | 389 | Sub_sector | Buildings | Cooling | Buildings (cooling) | Energetic | buildings_cooling_final_demand_heat | Heat | EU | Energy demand | 0 | FEC
AT | TYNDP2026 | LEV | 2035 | TWh | 390 | Sub_sector | Buildings | Cooling | Buildings (cooling) | Energetic | buildings_cooling_final_demand_biomass | Biomass | EU | Energy demand | 0 | FEC
AT | TYNDP2026 | LEV | 2035 | TWh | 391 | Sub_sector | Buildings | Cooling | Buildings (cooling) | Energetic | buildings_cooling_final_demand_coal | Solids | EU | Energy demand | 0 | FEC
AT | TYNDP2026 | LEV | 2035 | TWh | 392 | Sub_sector | Buildings | Cooling | Buildings (cooling) | Energetic | buildings_cooling_final_demand_oil | Liquids | EU | Energy demand | 0 | FEC
AT | TYNDP2026 | LEV | 2035 | TWh | 393 | Sub_sector | Buildings | Cooling | Buildings (cooling) | Energetic | buildings_cooling_final_demand_other | Others | EU | Energy demand | 0 | FEC
AT | TYNDP2026 | LEV | 2035 | TWh | 394 | Sub_sector | Buildings | Cooling | Buildings (cooling) | Energetic | buildings_cooling_final_demand_ammonia | Ammonia | EU | Energy demand | 0 | FEC
AT | TYNDP2026 | LEV | 2035 | TWh | 397 | Sub_sector | Buildings | Appliances | Buildings (appliances) | Energetic | buildings_appliances_final_demand_electricity | Electricity | EU | Energy demand | 7.9984 | FEC
AT | TYNDP2026 | LEV | 2035 | TWh | 398 | Sub_sector | Buildings | Appliances | Buildings (appliances) | Energetic | buildings_appliances_final_demand_hydrogen | Hydrogen | EU | Energy demand | 0 | FEC
AT | TYNDP2026 | LEV | 2035 | TWh | 399 | Sub_sector | Buildings | Appliances | Buildings (appliances) | Energetic | buildings_appliances_final_demand_methane | Methane | EU | Energy demand | 1.5894 | FEC
AT | TYNDP2026 | LEV | 2035 | TWh | 400 | Sub_sector | Buildings | Appliances | Buildings (appliances) | Energetic | buildings_appliances_final_demand_heat | Heat | EU | Energy demand | 0 | FEC
AT | TYNDP2026 | LEV | 2035 | TWh | 401 | Sub_sector | Buildings | Appliances | Buildings (appliances) | Energetic | buildings_appliances_final_demand_biomass | Biomass | EU | Energy demand | 0 | FEC
AT | TYNDP2026 | LEV | 2035 | TWh | 402 | Sub_sector | Buildings | Appliances | Buildings (appliances) | Energetic | buildings_appliances_final_demand_coal | Solids | EU | Energy demand | 0 | FEC
AT | TYNDP2026 | LEV | 2035 | TWh | 403 | Sub_sector | Buildings | Appliances | Buildings (appliances) | Energetic | buildings_appliances_final_demand_oil | Liquids | EU | Energy demand | 0 | FEC
AT | TYNDP2026 | LEV | 2035 | TWh | 404 | Sub_sector | Buildings | Appliances | Buildings (appliances) | Energetic | buildings_appliances_final_demand_other | Others | EU | Energy demand | 0 | FEC
AT | TYNDP2026 | LEV | 2035 | TWh | 405 | Sub_sector | Buildings | Appliances | Buildings (appliances) | Energetic | buildings_appliances_final_demand_ammonia | Ammonia | EU | Energy demand | 0 | FEC
AT | TYNDP2026 | LEV | 2035 | TWh | 407 | Sub_sector | Buildings | Datacenters | Datacenters & ICT | Energetic | datacentres_final_demand_electricity_energetic | Electricity | EU | Energy demand | 1.3605 | FEC
AT | TYNDP2026 | LEV | 2035 | TWh | 408 | Sub_sector | Buildings | Datacenters | Datacenters & ICT | Energetic | datacentres_final_demand_hydrogen_energetic | Hydrogen | EU | Energy demand | 0 | FEC
AT | TYNDP2026 | LEV | 2035 | TWh | 409 | Sub_sector | Buildings | Datacenters | Datacenters & ICT | Energetic | datacentres_final_demand_methane_energetic | Methane | EU | Energy demand | 0 | FEC
AT | TYNDP2026 | LEV | 2035 | TWh | 410 | Sub_sector | Buildings | Datacenters | Datacenters & ICT | Energetic | datacentres_final_demand_heat_energetic | Heat | EU | Energy demand | 0 | FEC
AT | TYNDP2026 | LEV | 2035 | TWh | 411 | Sub_sector | Buildings | Datacenters | Datacenters & ICT | Energetic | datacentres_final_demand_biomass_energetic | Biomass | EU | Energy demand | 0 | FEC
AT | TYNDP2026 | LEV | 2035 | TWh | 412 | Sub_sector | Buildings | Datacenters | Datacenters & ICT | Energetic | datacentres_final_demand_coal_energetic | Solids | EU | Energy demand | 0 | FEC
AT | TYNDP2026 | LEV | 2035 | TWh | 413 | Sub_sector | Buildings | Datacenters | Datacenters & ICT | Energetic | datacentres_final_demand_oil_energetic | Liquids | EU | Energy demand | 0 | FEC
AT | TYNDP2026 | LEV | 2035 | TWh | 414 | Sub_sector | Buildings | Datacenters | Datacenters & ICT | Energetic | datacentres_final_demand_other_energetic | Others | EU | Energy demand | 0 | FEC
AT | TYNDP2026 | LEV | 2035 | TWh | 415 | Sub_sector | Buildings | Datacenters | Datacenters & ICT | Energetic | datacentres_final_demand_ammonia_energetic | Ammonia | EU | Energy demand | 0 | FEC
AT | TYNDP2026 | LEV | 2035 | TWh | 417 | Sub_sector | Transport | Others_Sector | Others_Sector | Energetic | other_final_demand_electricity_energetic | Electricity | EU | Energy demand | 0 | FEC
AT | TYNDP2026 | LEV | 2035 | TWh | 418 | Sub_sector | Transport | Others_Sector | Others_Sector | Energetic | other_final_demand_hydrogen_energetic | Hydrogen | EU | Energy demand | 0 | FEC
AT | TYNDP2026 | LEV | 2035 | TWh | 419 | Sub_sector | Transport | Pipeline Transport | Others_Sector | Energetic | other_final_demand_methane_energetic | Methane | EU | Energy demand | 2.9474 | FEC
AT | TYNDP2026 | LEV | 2035 | TWh | 420 | Sub_sector | Transport | Others_Sector | Others_Sector | Energetic | other_final_demand_heat_energetic | Heat | EU | Energy demand | 0 | FEC
AT | TYNDP2026 | LEV | 2035 | TWh | 421 | Sub_sector | Transport | Others_Sector | Others_Sector | Energetic | other_final_demand_biomass_energetic | Biomass | EU | Energy demand | 0 | FEC
AT | TYNDP2026 | LEV | 2035 | TWh | 422 | Sub_sector | Transport | Others_Sector | Others_Sector | Energetic | other_final_demand_coal_energetic | Solids | EU | Energy demand | 0 | FEC
AT | TYNDP2026 | LEV | 2035 | TWh | 423 | Sub_sector | Transport | Others_Sector | Others_Sector | Energetic | other_final_demand_oil_energetic | Liquids | EU | Energy demand | 1.0367 | FEC
AT | TYNDP2026 | LEV | 2035 | TWh | 424 | Sub_sector | Others_Sector | Others_Sector | Others_Sector | Non-energetic | other_final_demand_oil_non_energetic | Liquids | EU | Energy demand | 0.17083 | not_included_in_FEC
AT | TYNDP2026 | LEV | 2035 | TWh | 425 | Sub_sector | Transport | Others_Sector | Others_Sector | Energetic | other_final_demand_other_energetic | Others | EU | Energy demand | 0 | FEC
AT | TYNDP2026 | LEV | 2035 | TWh | 426 | Sub_sector | Transport | Others_Sector | Others_Sector | Energetic | other_final_demand_ammonia_energetic | Ammonia | EU | Energy demand | 0 | FEC
AT | TYNDP2026 | LEV | 2035 | TWh | 427 | Sub_sector | Industry | Surplus_Heat_in_Industry | Surplus_Heat_in_Industry | Energetic | final_demand_of_industry_unused_local_production_steam_hot_water | Heat | EU | Energy demand | 0 | FEC
AT | TYNDP2026 | LEV | 2035 | TWh | 429 | Sub_sector | Agriculture | Total | Agriculture | Energetic | agriculture_final_demand_electricity_energetic | Electricity | EU | Energy demand | 1.18 | FEC
AT | TYNDP2026 | LEV | 2035 | TWh | 430 | Sub_sector | Agriculture | Total | Agriculture | Energetic | agriculture_final_demand_hydrogen_energetic | Hydrogen | EU | Energy demand | 0 | FEC
AT | TYNDP2026 | LEV | 2035 | TWh | 431 | Sub_sector | Agriculture | Total | Agriculture | Energetic | agriculture_final_demand_methane_energetic | Methane | EU | Energy demand | 0 | FEC
AT | TYNDP2026 | LEV | 2035 | TWh | 432 | Sub_sector | Agriculture | Total | Agriculture | Energetic | agriculture_final_demand_heat_energetic | Heat | EU | Energy demand | 0 | FEC
AT | TYNDP2026 | LEV | 2035 | TWh | 433 | Sub_sector | Agriculture | Total | Agriculture | Energetic | agriculture_final_demand_biomass_energetic | Biomass | EU | Energy demand | 2.0073 | FEC
AT | TYNDP2026 | LEV | 2035 | TWh | 434 | Sub_sector | Agriculture | Total | Agriculture | Energetic | agriculture_final_demand_coal_energetic | Solids | EU | Energy demand | 0 | FEC
AT | TYNDP2026 | LEV | 2035 | TWh | 435 | Sub_sector | Agriculture | Total | Agriculture | Energetic | agriculture_final_demand_oil_energetic | Liquids | EU | Energy demand | 0 | FEC
AT | TYNDP2026 | LEV | 2035 | TWh | 436 | Sub_sector | Agriculture | Total | Agriculture | Energetic | agriculture_final_demand_other_energetic | Others | EU | Energy demand | 0 | FEC
AT | TYNDP2026 | LEV | 2035 | TWh | 437 | Sub_sector | Agriculture | Total | Agriculture | Energetic | agriculture_final_demand_ammonia_energetic | Ammonia | EU | Energy demand | 0 | FEC
AT | TYNDP2026 | LEV | 2035 | TWh | 447 | Sub_sector | Buildings | Surplus Energy | Buildings | Energetic | GAP | Electricity | EU | Energy demand | 0 | FEC
AT | TYNDP2026 | LEV | 2035 | TWh | 448 | Sub_sector | Buildings | Surplus Energy | Buildings | Energetic | GAP | Hydrogen | EU | Energy demand | 0 | FEC
AT | TYNDP2026 | LEV | 2035 | TWh | 449 | Sub_sector | Buildings | Surplus Energy | Buildings | Energetic | GAP | Methane | EU | Energy demand | 0 | FEC
AT | TYNDP2026 | LEV | 2035 | TWh | 450 | Sub_sector | Buildings | Surplus Energy | Buildings | Energetic | GAP | Heat | EU | Energy demand | 0 | FEC
AT | TYNDP2026 | LEV | 2035 | TWh | 451 | Sub_sector | Buildings | Surplus Energy | Buildings | Energetic | GAP | Biomass | EU | Energy demand | 0.1592 | FEC
AT | TYNDP2026 | LEV | 2035 | TWh | 452 | Sub_sector | Buildings | Surplus Energy | Buildings | Energetic | GAP | Solids | EU | Energy demand | 0 | FEC
AT | TYNDP2026 | LEV | 2035 | TWh | 453 | Sub_sector | Buildings | Surplus Energy | Buildings | Energetic | GAP | Liquids | EU | Energy demand | 0.23399 | FEC
AT | TYNDP2026 | LEV | 2035 | TWh | 454 | Sub_sector | Buildings | Surplus Energy | Buildings | Energetic | GAP | Others | EU | Energy demand | 0 | FEC
AT | TYNDP2026 | LEV | 2035 | TWh | 455 | Sub_sector | Buildings | Surplus Energy | Buildings | Energetic | GAP | Ammonia | EU | Energy demand | 0 | FEC
AT | TYNDP2026 | LEV | 2035 | TWh | 456 | Sub_sector | Households | Surplus Energy | Households | Energetic | GAP | Electricity | EU | Energy demand | 0 | FEC
AT | TYNDP2026 | LEV | 2035 | TWh | 457 | Sub_sector | Households | Surplus Energy | Households | Energetic | GAP | Hydrogen | EU | Energy demand | 0 | FEC
AT | TYNDP2026 | LEV | 2035 | TWh | 458 | Sub_sector | Households | Surplus Energy | Households | Energetic | GAP | Methane | EU | Energy demand | 0 | FEC
AT | TYNDP2026 | LEV | 2035 | TWh | 459 | Sub_sector | Households | Surplus Energy | Households | Energetic | GAP | Heat | EU | Energy demand | 0 | FEC
AT | TYNDP2026 | LEV | 2035 | TWh | 460 | Sub_sector | Households | Surplus Energy | Households | Energetic | GAP | Biomass | EU | Energy demand | 0 | FEC
AT | TYNDP2026 | LEV | 2035 | TWh | 461 | Sub_sector | Households | Surplus Energy | Households | Energetic | GAP | Solids | EU | Energy demand | 0 | FEC
AT | TYNDP2026 | LEV | 2035 | TWh | 462 | Sub_sector | Households | Surplus Energy | Households | Energetic | GAP | Liquids | EU | Energy demand | 0 | FEC
AT | TYNDP2026 | LEV | 2035 | TWh | 463 | Sub_sector | Households | Surplus Energy | Households | Energetic | GAP | Others | EU | Energy demand | 0 | FEC
AT | TYNDP2026 | LEV | 2035 | TWh | 464 | Sub_sector | Households | Surplus Energy | Households | Energetic | GAP | Ammonia | EU | Energy demand | 0 | FEC
AT | TYNDP2026 | LEV | 2040 | TWh | 102 | Sub_sector | Industry | Aluminium | Industry (aluminium) | Energetic | industry_aluminium_demand_electricity_energetic | Electricity | EU | Energy demand | 0 | FEC
AT | TYNDP2026 | LEV | 2040 | TWh | 103 | Sub_sector | Industry | Aluminium | Industry (aluminium) | Energetic | industry_aluminium_demand_hydrogen_energetic | Hydrogen | EU | Energy demand | 0 | FEC
AT | TYNDP2026 | LEV | 2040 | TWh | 104 | Sub_sector | Industry | Aluminium | Industry (aluminium) | Energetic | industry_aluminium_demand_methane_energetic | Methane | EU | Energy demand | 0 | FEC
AT | TYNDP2026 | LEV | 2040 | TWh | 105 | Sub_sector | Industry | Aluminium | Industry (aluminium) | Energetic | industry_aluminium_demand_heat_energetic | Heat | EU | Energy demand | 0 | FEC
AT | TYNDP2026 | LEV | 2040 | TWh | 106 | Sub_sector | Industry | Aluminium | Industry (aluminium) | Energetic | industry_aluminium_demand_biomass_energetic | Biomass | EU | Energy demand | 0 | FEC
AT | TYNDP2026 | LEV | 2040 | TWh | 107 | Sub_sector | Industry | Aluminium | Industry (aluminium) | Energetic | industry_aluminium_demand_coal_energetic | Solids | EU | Energy demand | 0 | FEC
AT | TYNDP2026 | LEV | 2040 | TWh | 108 | Sub_sector | Industry | Aluminium | Industry (aluminium) | Energetic | industry_aluminium_demand_oil_energetic | Liquids | EU | Energy demand | 0 | FEC
AT | TYNDP2026 | LEV | 2040 | TWh | 109 | Sub_sector | Industry | Aluminium | Industry (aluminium) | Energetic | industry_aluminium_demand_others_energetic | Others | EU | Energy demand | 0 | FEC
AT | TYNDP2026 | LEV | 2040 | TWh | 110 | Sub_sector | Industry | Aluminium | Industry (aluminium) | Energetic | industry_ammonia_demand_others_energetic | Ammonia | EU | Energy demand | 0 | FEC
AT | TYNDP2026 | LEV | 2040 | TWh | 112 | Sub_sector | Industry | Chemicals | Industry (chemicals, energetic) | Energetic | industry_chemical_demand_electricity_energetic | Electricity | EU | Energy demand | 4.9473 | FEC
AT | TYNDP2026 | LEV | 2040 | TWh | 113 | Sub_sector | Industry | Chemicals | Industry (chemicals, energetic) | Energetic | industry_chemical_demand_hydrogen_energetic | Hydrogen | EU | Energy demand | 0.71043 | FEC
AT | TYNDP2026 | LEV | 2040 | TWh | 114 | Sub_sector | Industry | Chemicals | Industry (chemicals, energetic) | Energetic | industry_chemical_demand_methane_energetic | Methane | EU | Energy demand | 0 | FEC
AT | TYNDP2026 | LEV | 2040 | TWh | 115 | Sub_sector | Industry | Chemicals | Industry (chemicals, energetic) | Energetic | industry_chemical_demand_heat_energetic | Heat | EU | Energy demand | 0.85509 | FEC
AT | TYNDP2026 | LEV | 2040 | TWh | 116 | Sub_sector | Industry | Chemicals | Industry (chemicals, energetic) | Energetic | industry_chemical_demand_biomass_energetic | Biomass | EU | Energy demand | 1.0154 | FEC
AT | TYNDP2026 | LEV | 2040 | TWh | 117 | Sub_sector | Industry | Chemicals | Industry (chemicals, energetic) | Energetic | industry_chemical_demand_coal_energetic | Solids | EU | Energy demand | 0.39965 | FEC
AT | TYNDP2026 | LEV | 2040 | TWh | 118 | Sub_sector | Industry | Chemicals | Industry (chemicals, energetic) | Energetic | industry_chemical_demand_oil_energetic | Liquids | EU | Energy demand | 0 | FEC
AT | TYNDP2026 | LEV | 2040 | TWh | 119 | Sub_sector | Industry | Chemicals | Industry (chemicals, energetic) | Energetic | industry_chemical_demand_others_energetic | Others | EU | Energy demand | 0 | FEC
AT | TYNDP2026 | LEV | 2040 | TWh | 120 | Sub_sector | Industry | Chemicals | Industry (chemicals, energetic) | Energetic | industry_chemical_demand_ammonia_energetic | Ammonia | EU | Energy demand | 0 | FEC
AT | TYNDP2026 | LEV | 2040 | TWh | 122 | Sub_sector | Industry | Chemicals | Industry (chemicals, non-energetic) | Non-energetic | industry_chemical_demand_electricity_non_energetic | Electricity | EU | Energy demand | 0 | not_included_in_FEC
AT | TYNDP2026 | LEV | 2040 | TWh | 123 | Sub_sector | Industry | Chemicals | Industry (chemicals, non-energetic) | Non-energetic | industry_chemical_demand_hydrogen_non_energetic | Hydrogen | EU | Energy demand | 0.24662 | not_included_in_FEC
AT | TYNDP2026 | LEV | 2040 | TWh | 124 | Sub_sector | Industry | Chemicals | Industry (chemicals, non-energetic) | Non-energetic | industry_chemical_demand_methane_non_energetic | Methane | EU | Energy demand | 0 | not_included_in_FEC
AT | TYNDP2026 | LEV | 2040 | TWh | 125 | Sub_sector | Industry | Chemicals | Industry (chemicals, non-energetic) | Non-energetic | industry_chemical_demand_heat_non_energetic | Heat | EU | Energy demand | 0 | not_included_in_FEC
AT | TYNDP2026 | LEV | 2040 | TWh | 126 | Sub_sector | Industry | Chemicals | Industry (chemicals, non-energetic) | Non-energetic | industry_chemical_demand_biomass_non_energetic | Biomass | EU | Energy demand | 0 | not_included_in_FEC
AT | TYNDP2026 | LEV | 2040 | TWh | 127 | Sub_sector | Industry | Chemicals | Industry (chemicals, non-energetic) | Non-energetic | industry_chemical_demand_coal_non_energetic | Solids | EU | Energy demand | 0 | not_included_in_FEC
AT | TYNDP2026 | LEV | 2040 | TWh | 128 | Sub_sector | Industry | Chemicals | Industry (chemicals, non-energetic) | Non-energetic | industry_chemical_demand_oil_non_energetic | Liquids | EU | Energy demand | 12.0842 | not_included_in_FEC
AT | TYNDP2026 | LEV | 2040 | TWh | 129 | Sub_sector | Industry | Chemicals | Industry (chemicals, non-energetic) | Non-energetic | industry_chemical_demand_others_non_energetic | Others | EU | Energy demand | 0 | not_included_in_FEC
AT | TYNDP2026 | LEV | 2040 | TWh | 130 | Sub_sector | Industry | Chemicals | Industry (chemicals, non-energetic) | Non-energetic | industry_chemical_demand_ammonia_non_energetic | Ammonia | EU | Energy demand | 0 | not_included_in_FEC
AT | TYNDP2026 | LEV | 2040 | TWh | 132 | Sub_sector | Industry | Fertilizers | Industry (fertilizers, energetic) | Energetic | industry_fertilizers_demand_electricity_energetic | Electricity | EU | Energy demand | 0.086831 | FEC
AT | TYNDP2026 | LEV | 2040 | TWh | 133 | Sub_sector | Industry | Fertilizers | Industry (fertilizers, energetic) | Energetic | industry_fertilizers_demand_hydrogen_energetic | Hydrogen | EU | Energy demand | 0.0831 | FEC
AT | TYNDP2026 | LEV | 2040 | TWh | 134 | Sub_sector | Industry | Fertilizers | Industry (fertilizers, energetic) | Energetic | industry_fertilizers_demand_methane_energetic | Methane | EU | Energy demand | 0.20775 | FEC
AT | TYNDP2026 | LEV | 2040 | TWh | 135 | Sub_sector | Industry | Fertilizers | Industry (fertilizers, energetic) | Energetic | industry_fertilizers_demand_heat_energetic | Heat | EU | Energy demand | 0.086009 | FEC
AT | TYNDP2026 | LEV | 2040 | TWh | 136 | Sub_sector | Industry | Fertilizers | Industry (fertilizers, energetic) | Energetic | industry_fertilizers_demand_biomass_energetic | Biomass | EU | Energy demand | 0.50016 | FEC
AT | TYNDP2026 | LEV | 2040 | TWh | 137 | Sub_sector | Industry | Fertilizers | Industry (fertilizers, energetic) | Energetic | industry_fertilizers_demand_coal_energetic | Solids | EU | Energy demand | 0 | FEC
AT | TYNDP2026 | LEV | 2040 | TWh | 138 | Sub_sector | Industry | Fertilizers | Industry (fertilizers, energetic) | Energetic | industry_fertilizers_demand_oil_energetic | Liquids | EU | Energy demand | 0 | FEC
AT | TYNDP2026 | LEV | 2040 | TWh | 139 | Sub_sector | Industry | Fertilizers | Industry (fertilizers, energetic) | Energetic | industry_fertilizers_demand_others_energetic | Others | EU | Energy demand | 0 | FEC
AT | TYNDP2026 | LEV | 2040 | TWh | 140 | Sub_sector | Industry | Fertilizers | Industry (fertilizers, energetic) | Energetic | industry_fertilizers_demand_ammonia_energetic | Ammonia | EU | Energy demand | 0 | FEC
AT | TYNDP2026 | LEV | 2040 | TWh | 142 | Sub_sector | Industry | Fertilizers | Industry (fertilizers, non-energetic) | Non-energetic | industry_fertilizers_demand_electricity_non_energetic | Electricity | EU | Energy demand | 0 | not_included_in_FEC
AT | TYNDP2026 | LEV | 2040 | TWh | 143 | Sub_sector | Industry | Fertilizers | Industry (fertilizers, non-energetic) | Non-energetic | industry_fertilizers_demand_hydrogen_non_energetic | Hydrogen | EU | Energy demand | 0 | not_included_in_FEC
AT | TYNDP2026 | LEV | 2040 | TWh | 144 | Sub_sector | Industry | Fertilizers | Industry (fertilizers, non-energetic) | Non-energetic | industry_fertilizers_demand_methane_non_energetic | Methane | EU | Energy demand | 1.8495 | not_included_in_FEC
AT | TYNDP2026 | LEV | 2040 | TWh | 145 | Sub_sector | Industry | Fertilizers | Industry (fertilizers, non-energetic) | Non-energetic | industry_fertilizers_demand_heat_non_energetic | Heat | EU | Energy demand | 0 | not_included_in_FEC
AT | TYNDP2026 | LEV | 2040 | TWh | 146 | Sub_sector | Industry | Fertilizers | Industry (fertilizers, non-energetic) | Non-energetic | industry_fertilizers_demand_biomass_non_energetic | Biomass | EU | Energy demand | 0 | not_included_in_FEC
AT | TYNDP2026 | LEV | 2040 | TWh | 147 | Sub_sector | Industry | Fertilizers | Industry (fertilizers, non-energetic) | Non-energetic | industry_fertilizers_demand_coal_non_energetic | Solids | EU | Energy demand | 0 | not_included_in_FEC
AT | TYNDP2026 | LEV | 2040 | TWh | 148 | Sub_sector | Industry | Fertilizers | Industry (fertilizers, non-energetic) | Non-energetic | industry_fertilizers_demand_oil_non_energetic | Liquids | EU | Energy demand | 0 | not_included_in_FEC
AT | TYNDP2026 | LEV | 2040 | TWh | 149 | Sub_sector | Industry | Fertilizers | Industry (fertilizers, non-energetic) | Non-energetic | industry_fertilizers_demand_others_non_energetic | Others | EU | Energy demand | 0 | not_included_in_FEC
AT | TYNDP2026 | LEV | 2040 | TWh | 150 | Sub_sector | Industry | Fertilizers | Industry (fertilizers, non-energetic) | Non-energetic | industry_fertilizers_demand_ammonia_non_energetic | Ammonia | EU | Energy demand | 0 | not_included_in_FEC
AT | TYNDP2026 | LEV | 2040 | TWh | 152 | Sub_sector | Industry | Food | Industry (food) | Energetic | industry_food_demand_electricity_energetic | Electricity | EU | Energy demand | 4.5398 | FEC
AT | TYNDP2026 | LEV | 2040 | TWh | 153 | Sub_sector | Industry | Food | Industry (food) | Energetic | industry_food_demand_hydrogen_energetic | Hydrogen | EU | Energy demand | 0 | FEC
AT | TYNDP2026 | LEV | 2040 | TWh | 154 | Sub_sector | Industry | Food | Industry (food) | Energetic | industry_food_demand_methane_energetic | Methane | EU | Energy demand | 0 | FEC
AT | TYNDP2026 | LEV | 2040 | TWh | 155 | Sub_sector | Industry | Food | Industry (food) | Energetic | industry_food_demand_heat_energetic | Heat | EU | Energy demand | 0 | FEC
AT | TYNDP2026 | LEV | 2040 | TWh | 156 | Sub_sector | Industry | Food | Industry (food) | Energetic | industry_food_demand_biomass_energetic | Biomass | EU | Energy demand | 0.92401 | FEC
AT | TYNDP2026 | LEV | 2040 | TWh | 157 | Sub_sector | Industry | Food | Industry (food) | Energetic | industry_food_demand_coal_energetic | Solids | EU | Energy demand | 0 | FEC
AT | TYNDP2026 | LEV | 2040 | TWh | 158 | Sub_sector | Industry | Food | Industry (food) | Energetic | industry_food_demand_oil_energetic | Liquids | EU | Energy demand | 0 | FEC
AT | TYNDP2026 | LEV | 2040 | TWh | 159 | Sub_sector | Industry | Food | Industry (food) | Energetic | industry_food_demand_others_energetic | Others | EU | Energy demand | 0 | FEC
AT | TYNDP2026 | LEV | 2040 | TWh | 160 | Sub_sector | Industry | Food | Industry (food) | Energetic | industry_food_demand_ammonia_energetic | Ammonia | EU | Energy demand | 0 | FEC
AT | TYNDP2026 | LEV | 2040 | TWh | 162 | Sub_sector | Industry | Metals | Industry (metal) | Energetic | industry_metal_demand_electricity_energetic | Electricity | EU | Energy demand | 1.0693 | FEC
AT | TYNDP2026 | LEV | 2040 | TWh | 163 | Sub_sector | Industry | Metals | Industry (metal) | Energetic | industry_metal_demand_hydrogen_energetic | Hydrogen | EU | Energy demand | 0 | FEC
AT | TYNDP2026 | LEV | 2040 | TWh | 164 | Sub_sector | Industry | Metals | Industry (metal) | Energetic | industry_metal_demand_methane_energetic | Methane | EU | Energy demand | 1.3931 | FEC
AT | TYNDP2026 | LEV | 2040 | TWh | 165 | Sub_sector | Industry | Metals | Industry (metal) | Energetic | industry_metal_demand_heat_energetic | Heat | EU | Energy demand | 0.026602 | FEC
AT | TYNDP2026 | LEV | 2040 | TWh | 166 | Sub_sector | Industry | Metals | Industry (metal) | Energetic | industry_metal_demand_biomass_energetic | Biomass | EU | Energy demand | 0 | FEC
AT | TYNDP2026 | LEV | 2040 | TWh | 167 | Sub_sector | Industry | Metals | Industry (metal) | Energetic | industry_metal_demand_coal_energetic | Solids | EU | Energy demand | 0 | FEC
AT | TYNDP2026 | LEV | 2040 | TWh | 168 | Sub_sector | Industry | Metals | Industry (metal) | Energetic | industry_metal_demand_oil_energetic | Liquids | EU | Energy demand | 0.034214 | FEC
AT | TYNDP2026 | LEV | 2040 | TWh | 169 | Sub_sector | Industry | Metals | Industry (metal) | Energetic | industry_metal_demand_others_energetic | Others | EU | Energy demand | 0 | FEC
AT | TYNDP2026 | LEV | 2040 | TWh | 170 | Sub_sector | Industry | Metals | Industry (metal) | Energetic | industry_metal_demand_ammonia_energetic | Ammonia | EU | Energy demand | 0 | FEC
AT | TYNDP2026 | LEV | 2040 | TWh | 172 | Sub_sector | Industry | Others | Industry (other, energetic) | Energetic | industry_other_demand_electricity_energetic | Electricity | EU | Energy demand | 8.7544 | FEC
AT | TYNDP2026 | LEV | 2040 | TWh | 173 | Sub_sector | Industry | Others | Industry (other, energetic) | Energetic | industry_other_demand_hydrogen_energetic | Hydrogen | EU | Energy demand | 1.3079 | FEC
AT | TYNDP2026 | LEV | 2040 | TWh | 174 | Sub_sector | Industry | Others | Industry (other, energetic) | Energetic | industry_other_demand_methane_energetic | Methane | EU | Energy demand | 2.6046 | FEC
AT | TYNDP2026 | LEV | 2040 | TWh | 175 | Sub_sector | Industry | Others | Industry (other, energetic) | Energetic | industry_other_demand_heat_energetic | Heat | EU | Energy demand | 4.753 | FEC
AT | TYNDP2026 | LEV | 2040 | TWh | 176 | Sub_sector | Industry | Others | Industry (other, energetic) | Energetic | industry_other_demand_biomass_energetic | Biomass | EU | Energy demand | 8.8459 | FEC
AT | TYNDP2026 | LEV | 2040 | TWh | 177 | Sub_sector | Industry | Others | Industry (other, energetic) | Energetic | industry_other_demand_coal_energetic | Solids | EU | Energy demand | 0.13994 | FEC
AT | TYNDP2026 | LEV | 2040 | TWh | 178 | Sub_sector | Industry | Others | Industry (other, energetic) | Energetic | industry_other_demand_oil_energetic | Liquids | EU | Energy demand | 0 | FEC
AT | TYNDP2026 | LEV | 2040 | TWh | 179 | Sub_sector | Industry | Others | Industry (other, energetic) | Energetic | industry_other_demand_others_energetic | Others | EU | Energy demand | 0 | FEC
AT | TYNDP2026 | LEV | 2040 | TWh | 180 | Sub_sector | Industry | Others | Industry (other, energetic) | Energetic | industry_other_demand_ammonia_energetic | Ammonia | EU | Energy demand | 0 | FEC
AT | TYNDP2026 | LEV | 2040 | TWh | 182 | Sub_sector | Industry | Others | Industry (other, non-energetic) | Non-energetic | industry_other_demand_electricity_non_energetic | Electricity | EU | Energy demand | 0 | not_included_in_FEC
AT | TYNDP2026 | LEV | 2040 | TWh | 183 | Sub_sector | Industry | Others | Industry (other, non-energetic) | Non-energetic | industry_other_demand_hydrogen_non_energetic | Hydrogen | EU | Energy demand | 2.1568 | not_included_in_FEC
AT | TYNDP2026 | LEV | 2040 | TWh | 184 | Sub_sector | Industry | Others | Industry (other, non-energetic) | Non-energetic | industry_other_demand_methane_non_energetic | Methane | EU | Energy demand | 0 | not_included_in_FEC
AT | TYNDP2026 | LEV | 2040 | TWh | 185 | Sub_sector | Industry | Others | Industry (other, non-energetic) | Non-energetic | industry_other_demand_heat_non_energetic | Heat | EU | Energy demand | 0 | not_included_in_FEC
AT | TYNDP2026 | LEV | 2040 | TWh | 186 | Sub_sector | Industry | Others | Industry (other, non-energetic) | Non-energetic | industry_other_demand_biomass_non_energetic | Biomass | EU | Energy demand | 0 | not_included_in_FEC
AT | TYNDP2026 | LEV | 2040 | TWh | 187 | Sub_sector | Industry | Others | Industry (other, non-energetic) | Non-energetic | industry_other_demand_coal_non_energetic | Solids | EU | Energy demand | 0 | not_included_in_FEC
AT | TYNDP2026 | LEV | 2040 | TWh | 188 | Sub_sector | Industry | Others | Industry (other, non-energetic) | Non-energetic | industry_other_demand_oil_non_energetic | Liquids | EU | Energy demand | 3.2352 | not_included_in_FEC
AT | TYNDP2026 | LEV | 2040 | TWh | 189 | Sub_sector | Industry | Others | Industry (other, non-energetic) | Non-energetic | industry_other_demand_others_non_energetic | Others | EU | Energy demand | 0 | not_included_in_FEC
AT | TYNDP2026 | LEV | 2040 | TWh | 190 | Sub_sector | Industry | Others | Industry (other, non-energetic) | Non-energetic | industry_other_demand_ammonia_non_energetic | Ammonia | EU | Energy demand | 0 | not_included_in_FEC
AT | TYNDP2026 | LEV | 2040 | TWh | 192 | Sub_sector | Industry | Paper | Industry (paper) | Energetic | industry_paper_demand_electricity_energetic | Electricity | EU | Energy demand | 8.2065 | FEC
AT | TYNDP2026 | LEV | 2040 | TWh | 193 | Sub_sector | Industry | Paper | Industry (paper) | Energetic | industry_paper_demand_hydrogen_energetic | Hydrogen | EU | Energy demand | 0 | FEC
AT | TYNDP2026 | LEV | 2040 | TWh | 194 | Sub_sector | Industry | Paper | Industry (paper) | Energetic | industry_paper_demand_methane_energetic | Methane | EU | Energy demand | 0 | FEC
AT | TYNDP2026 | LEV | 2040 | TWh | 195 | Sub_sector | Industry | Paper | Industry (paper) | Energetic | industry_paper_demand_heat_energetic | Heat | EU | Energy demand | 0.1996 | FEC
AT | TYNDP2026 | LEV | 2040 | TWh | 196 | Sub_sector | Industry | Paper | Industry (paper) | Energetic | industry_paper_demand_biomass_energetic | Biomass | EU | Energy demand | 11.2679 | FEC
AT | TYNDP2026 | LEV | 2040 | TWh | 197 | Sub_sector | Industry | Paper | Industry (paper) | Energetic | industry_paper_demand_coal_energetic | Solids | EU | Energy demand | 0 | FEC
AT | TYNDP2026 | LEV | 2040 | TWh | 198 | Sub_sector | Industry | Paper | Industry (paper) | Energetic | industry_paper_demand_oil_energetic | Liquids | EU | Energy demand | 0 | FEC
AT | TYNDP2026 | LEV | 2040 | TWh | 199 | Sub_sector | Industry | Paper | Industry (paper) | Energetic | industry_paper_demand_others_energetic | Others | EU | Energy demand | 0 | FEC
AT | TYNDP2026 | LEV | 2040 | TWh | 200 | Sub_sector | Industry | Paper | Industry (paper) | Energetic | industry_paper_demand_ammonia_energetic | Ammonia | EU | Energy demand | 0 | FEC
AT | TYNDP2026 | LEV | 2040 | TWh | 202 | Sub_sector | Industry | Refineries | Industry (refineries, energetic) | Energetic | industry_refinery_demand_electricity_energetic | Electricity | EU | Energy demand | 0.2856 | not_included_in_FEC
AT | TYNDP2026 | LEV | 2040 | TWh | 203 | Sub_sector | Industry | Refineries | Industry (refineries, energetic) | Energetic | industry_refinery_demand_hydrogen_energetic | Hydrogen | EU | Energy demand | 0.22698 | not_included_in_FEC
AT | TYNDP2026 | LEV | 2040 | TWh | 204 | Sub_sector | Industry | Refineries | Industry (refineries, energetic) | Energetic | industry_refinery_demand_methane_energetic | Methane | EU | Energy demand | 0.43894 | not_included_in_FEC
AT | TYNDP2026 | LEV | 2040 | TWh | 205 | Sub_sector | Industry | Refineries | Industry (refineries, energetic) | Energetic | industry_refinery_demand_heat_energetic | Heat | EU | Energy demand | 0.22475 | not_included_in_FEC
AT | TYNDP2026 | LEV | 2040 | TWh | 206 | Sub_sector | Industry | Refineries | Industry (refineries, energetic) | Energetic | industry_refinery_demand_biomass_energetic | Biomass | EU | Energy demand | 0.8428 | not_included_in_FEC
AT | TYNDP2026 | LEV | 2040 | TWh | 207 | Sub_sector | Industry | Refineries | Industry (refineries, energetic) | Energetic | industry_refinery_demand_coal_energetic | Solids | EU | Energy demand | 0 | not_included_in_FEC
AT | TYNDP2026 | LEV | 2040 | TWh | 208 | Sub_sector | Industry | Refineries | Industry (refineries, energetic) | Energetic | industry_refinery_demand_oil_energetic | Liquids | EU | Energy demand | 0 | not_included_in_FEC
AT | TYNDP2026 | LEV | 2040 | TWh | 209 | Sub_sector | Industry | Refineries | Industry (refineries, energetic) | Energetic | industry_refinery_demand_others_energetic | Others | EU | Energy demand | 0 | not_included_in_FEC
AT | TYNDP2026 | LEV | 2040 | TWh | 210 | Sub_sector | Industry | Refineries | Industry (refineries, energetic) | Energetic | industry_refinery_demand_ammonia_energetic | Ammonia | EU | Energy demand | 0 | not_included_in_FEC
AT | TYNDP2026 | LEV | 2040 | TWh | 212 | Sub_sector | Industry | Refineries | Industry (refineries, non-energetic) | Non-energetic | industry_refinery_demand_electricity_non_energetic | Electricity | EU | Energy demand | 0 | not_included_in_FEC
AT | TYNDP2026 | LEV | 2040 | TWh | 213 | Sub_sector | Industry | Refineries | Industry (refineries, non-energetic) | Non-energetic | industry_refinery_demand_hydrogen_non_energetic | Hydrogen | EU | Energy demand | 0 | not_included_in_FEC
AT | TYNDP2026 | LEV | 2040 | TWh | 214 | Sub_sector | Industry | Refineries | Industry (refineries, non-energetic) | Non-energetic | industry_refinery_demand_methane_non_energetic | Methane | EU | Energy demand | 0 | not_included_in_FEC
AT | TYNDP2026 | LEV | 2040 | TWh | 215 | Sub_sector | Industry | Refineries | Industry (refineries, non-energetic) | Non-energetic | industry_refinery_demand_heat_non_energetic | Heat | EU | Energy demand | 0 | not_included_in_FEC
AT | TYNDP2026 | LEV | 2040 | TWh | 216 | Sub_sector | Industry | Refineries | Industry (refineries, non-energetic) | Non-energetic | industry_refinery_demand_biomass_non_energetic | Biomass | EU | Energy demand | 0 | not_included_in_FEC
AT | TYNDP2026 | LEV | 2040 | TWh | 217 | Sub_sector | Industry | Refineries | Industry (refineries, non-energetic) | Non-energetic | industry_refinery_demand_coal_non_energetic | Solids | EU | Energy demand | 0 | not_included_in_FEC
AT | TYNDP2026 | LEV | 2040 | TWh | 218 | Sub_sector | Industry | Refineries | Industry (refineries, non-energetic) | Non-energetic | industry_refinery_demand_oil_non_energetic | Liquids | EU | Energy demand | 0 | not_included_in_FEC
AT | TYNDP2026 | LEV | 2040 | TWh | 219 | Sub_sector | Industry | Refineries | Industry (refineries, non-energetic) | Non-energetic | industry_refinery_demand_others_non_energetic | Others | EU | Energy demand | 0 | not_included_in_FEC
AT | TYNDP2026 | LEV | 2040 | TWh | 220 | Sub_sector | Industry | Refineries | Industry (refineries, non-energetic) | Non-energetic | industry_refinery_demand_ammonia_non_energetic | Ammonia | EU | Energy demand | 0 | not_included_in_FEC
AT | TYNDP2026 | LEV | 2040 | TWh | 222 | Sub_sector | Industry | Steel | Industry (steel) | Energetic | industry_steel_demand_electricity_energetic | Electricity | EU | Energy demand | 4.8428 | FEC
AT | TYNDP2026 | LEV | 2040 | TWh | 223 | Sub_sector | Industry | Steel | Industry (steel) | Energetic | industry_steel_demand_hydrogen_energetic | Hydrogen | EU | Energy demand | 1.4112 | FEC
AT | TYNDP2026 | LEV | 2040 | TWh | 224 | Sub_sector | Industry | Steel | Industry (steel) | Energetic | industry_steel_demand_methane_energetic | Methane | EU | Energy demand | 9.5198 | FEC
AT | TYNDP2026 | LEV | 2040 | TWh | 225 | Sub_sector | Industry | Steel | Industry (steel) | Energetic | industry_steel_demand_heat_energetic | Heat | EU | Energy demand | 0.022642 | FEC
AT | TYNDP2026 | LEV | 2040 | TWh | 226 | Sub_sector | Industry | Steel | Industry (steel) | Energetic | industry_steel_demand_biomass_energetic | Biomass | EU | Energy demand | 0.00082985 | FEC
AT | TYNDP2026 | LEV | 2040 | TWh | 227 | Sub_sector | Industry | Steel | Industry (steel) | Energetic | industry_steel_demand_coal_energetic | Solids | EU | Energy demand | 2.3183 | FEC
AT | TYNDP2026 | LEV | 2040 | TWh | 228 | Sub_sector | Industry | Steel | Industry (steel) | Energetic | industry_steel_demand_oil_energetic | Liquids | EU | Energy demand | 0.0061689 | FEC
AT | TYNDP2026 | LEV | 2040 | TWh | 229 | Sub_sector | Industry | Steel | Industry (steel) | Energetic | industry_steel_demand_others_energetic | Others | EU | Energy demand | 0 | FEC
AT | TYNDP2026 | LEV | 2040 | TWh | 230 | Sub_sector | Industry | Steel | Industry (steel) | Energetic | industry_steel_demand_ammonia_energetic | Ammonia | EU | Energy demand | 0 | FEC
AT | TYNDP2026 | LEV | 2040 | TWh | 232 | Sub_sector | Transport | Cars | Transport (cars) | Energetic | transport_cars_final_demand_electricity | Electricity | EU | Energy demand | 5.0739 | FEC
AT | TYNDP2026 | LEV | 2040 | TWh | 233 | Sub_sector | Transport | Cars | Transport (cars) | Energetic | transport_cars_final_demand_hydrogen | Hydrogen | EU | Energy demand | 0.44832 | FEC
AT | TYNDP2026 | LEV | 2040 | TWh | 234 | Sub_sector | Transport | Cars | Transport (cars) | Energetic | transport_cars_final_demand_methane | Methane | EU | Energy demand | 4.9109 | FEC
AT | TYNDP2026 | LEV | 2040 | TWh | 235 | Sub_sector | Transport | Cars | Transport (cars) | Energetic | transport_cars_final_demand_heat | Heat | EU | Energy demand | 0 | FEC
AT | TYNDP2026 | LEV | 2040 | TWh | 236 | Sub_sector | Transport | Cars | Transport (cars) | Energetic | transport_cars_final_demand_biomass | Biomass | EU | Energy demand | 0 | FEC
AT | TYNDP2026 | LEV | 2040 | TWh | 237 | Sub_sector | Transport | Cars | Transport (cars) | Energetic | transport_cars_final_demand_coal | Solids | EU | Energy demand | 0 | FEC
AT | TYNDP2026 | LEV | 2040 | TWh | 238 | Sub_sector | Transport | Cars | Transport (cars) | Energetic | transport_cars_final_demand_oil | Liquids | EU | Energy demand | 11.4784 | FEC
AT | TYNDP2026 | LEV | 2040 | TWh | 239 | Sub_sector | Transport | Cars | Transport (cars) | Energetic | transport_cars_final_demand_other | Others | EU | Energy demand | 0 | FEC
AT | TYNDP2026 | LEV | 2040 | TWh | 240 | Sub_sector | Transport | Cars | Transport (cars) | Energetic | transport_cars_final_demand_ammonia | Ammonia | EU | Energy demand | 0 | FEC
AT | TYNDP2026 | LEV | 2040 | TWh | 242 | Sub_sector | Transport | Busses | Transport (busses) | Energetic | transport_busses_final_demand_electricity | Electricity | EU | Energy demand | 1.7108 | FEC
AT | TYNDP2026 | LEV | 2040 | TWh | 243 | Sub_sector | Transport | Busses | Transport (busses) | Energetic | transport_busses_final_demand_hydrogen | Hydrogen | EU | Energy demand | 0.25921 | FEC
AT | TYNDP2026 | LEV | 2040 | TWh | 244 | Sub_sector | Transport | Busses | Transport (busses) | Energetic | transport_busses_final_demand_methane | Methane | EU | Energy demand | 0 | FEC
AT | TYNDP2026 | LEV | 2040 | TWh | 245 | Sub_sector | Transport | Busses | Transport (busses) | Energetic | transport_busses_final_demand_heat | Heat | EU | Energy demand | 0 | FEC
AT | TYNDP2026 | LEV | 2040 | TWh | 246 | Sub_sector | Transport | Busses | Transport (busses) | Energetic | transport_busses_final_demand_biomass | Biomass | EU | Energy demand | 0 | FEC
AT | TYNDP2026 | LEV | 2040 | TWh | 247 | Sub_sector | Transport | Busses | Transport (busses) | Energetic | transport_busses_final_demand_coal | Solids | EU | Energy demand | 0 | FEC
AT | TYNDP2026 | LEV | 2040 | TWh | 248 | Sub_sector | Transport | Busses | Transport (busses) | Energetic | transport_busses_final_demand_oil | Liquids | EU | Energy demand | 1.4175 | FEC
AT | TYNDP2026 | LEV | 2040 | TWh | 249 | Sub_sector | Transport | Busses | Transport (busses) | Energetic | transport_busses_final_demand_other | Others | EU | Energy demand | 0 | FEC
AT | TYNDP2026 | LEV | 2040 | TWh | 250 | Sub_sector | Transport | Busses | Transport (busses) | Energetic | transport_busses_final_demand_ammonia | Ammonia | EU | Energy demand | 0 | FEC
AT | TYNDP2026 | LEV | 2040 | TWh | 252 | Sub_sector | Transport | Trucks | Transport (trucks) | Energetic | transport_trucks_final_demand_electricity | Electricity | EU | Energy demand | 6.1086 | FEC
AT | TYNDP2026 | LEV | 2040 | TWh | 253 | Sub_sector | Transport | Trucks | Transport (trucks) | Energetic | transport_trucks_final_demand_hydrogen | Hydrogen | EU | Energy demand | 2.8267 | FEC
AT | TYNDP2026 | LEV | 2040 | TWh | 254 | Sub_sector | Transport | Trucks | Transport (trucks) | Energetic | transport_trucks_final_demand_methane | Methane | EU | Energy demand | 3.9686 | FEC
AT | TYNDP2026 | LEV | 2040 | TWh | 255 | Sub_sector | Transport | Trucks | Transport (trucks) | Energetic | transport_trucks_final_demand_heat | Heat | EU | Energy demand | 0 | FEC
AT | TYNDP2026 | LEV | 2040 | TWh | 256 | Sub_sector | Transport | Trucks | Transport (trucks) | Energetic | transport_trucks_final_demand_biomass | Biomass | EU | Energy demand | 0 | FEC
AT | TYNDP2026 | LEV | 2040 | TWh | 257 | Sub_sector | Transport | Trucks | Transport (trucks) | Energetic | transport_trucks_final_demand_coal | Solids | EU | Energy demand | 0 | FEC
AT | TYNDP2026 | LEV | 2040 | TWh | 258 | Sub_sector | Transport | Trucks | Transport (trucks) | Energetic | transport_trucks_final_demand_oil | Liquids | EU | Energy demand | 10.6482 | FEC
AT | TYNDP2026 | LEV | 2040 | TWh | 259 | Sub_sector | Transport | Trucks | Transport (trucks) | Energetic | transport_trucks_final_demand_other | Others | EU | Energy demand | 0 | FEC
AT | TYNDP2026 | LEV | 2040 | TWh | 260 | Sub_sector | Transport | Trucks | Transport (trucks) | Energetic | transport_trucks_final_demand_ammonia | Ammonia | EU | Energy demand | 0 | FEC
AT | TYNDP2026 | LEV | 2040 | TWh | 262 | Sub_sector | Transport | Vans | Transport (vans) | Energetic | transport_vans_final_demand_electricity | Electricity | EU | Energy demand | 1.5925 | FEC
AT | TYNDP2026 | LEV | 2040 | TWh | 263 | Sub_sector | Transport | Vans | Transport (vans) | Energetic | transport_vans_final_demand_hydrogen | Hydrogen | EU | Energy demand | 0 | FEC
AT | TYNDP2026 | LEV | 2040 | TWh | 264 | Sub_sector | Transport | Vans | Transport (vans) | Energetic | transport_vans_final_demand_methane | Methane | EU | Energy demand | 0 | FEC
AT | TYNDP2026 | LEV | 2040 | TWh | 265 | Sub_sector | Transport | Vans | Transport (vans) | Energetic | transport_vans_final_demand_heat | Heat | EU | Energy demand | 0 | FEC
AT | TYNDP2026 | LEV | 2040 | TWh | 266 | Sub_sector | Transport | Vans | Transport (vans) | Energetic | transport_vans_final_demand_biomass | Biomass | EU | Energy demand | 0 | FEC
AT | TYNDP2026 | LEV | 2040 | TWh | 267 | Sub_sector | Transport | Vans | Transport (vans) | Energetic | transport_vans_final_demand_coal | Solids | EU | Energy demand | 0 | FEC
AT | TYNDP2026 | LEV | 2040 | TWh | 268 | Sub_sector | Transport | Vans | Transport (vans) | Energetic | transport_vans_final_demand_oil | Liquids | EU | Energy demand | 1.6577 | FEC
AT | TYNDP2026 | LEV | 2040 | TWh | 269 | Sub_sector | Transport | Vans | Transport (vans) | Energetic | transport_vans_final_demand_other | Others | EU | Energy demand | 0 | FEC
AT | TYNDP2026 | LEV | 2040 | TWh | 270 | Sub_sector | Transport | Vans | Transport (vans) | Energetic | transport_vans_final_demand_ammonia | Ammonia | EU | Energy demand | 0 | FEC
AT | TYNDP2026 | LEV | 2040 | TWh | 272 | Sub_sector | Transport | Freight trains | Transport (trains) | Energetic | transport_trains_final_demand_electricity | Electricity | EU | Energy demand | 7.6492 | FEC
AT | TYNDP2026 | LEV | 2040 | TWh | 273 | Sub_sector | Transport | Freight trains | Transport (trains) | Energetic | transport_trains_final_demand_hydrogen | Hydrogen | EU | Energy demand | 0 | FEC
AT | TYNDP2026 | LEV | 2040 | TWh | 274 | Sub_sector | Transport | Freight trains | Transport (trains) | Energetic | transport_trains_final_demand_methane | Methane | EU | Energy demand | 0 | FEC
AT | TYNDP2026 | LEV | 2040 | TWh | 275 | Sub_sector | Transport | Freight trains | Transport (trains) | Energetic | transport_trains_final_demand_heat | Heat | EU | Energy demand | 0 | FEC
AT | TYNDP2026 | LEV | 2040 | TWh | 276 | Sub_sector | Transport | Freight trains | Transport (trains) | Energetic | transport_trains_final_demand_biomass | Biomass | EU | Energy demand | 0 | FEC
AT | TYNDP2026 | LEV | 2040 | TWh | 277 | Sub_sector | Transport | Freight trains | Transport (trains) | Energetic | transport_trains_final_demand_coal | Solids | EU | Energy demand | 0.0026289 | FEC
AT | TYNDP2026 | LEV | 2040 | TWh | 278 | Sub_sector | Transport | Freight trains | Transport (trains) | Energetic | transport_trains_final_demand_oil | Liquids | EU | Energy demand | 0.55856 | FEC
AT | TYNDP2026 | LEV | 2040 | TWh | 279 | Sub_sector | Transport | Freight trains | Transport (trains) | Energetic | transport_trains_final_demand_other | Others | EU | Energy demand | 0 | FEC
AT | TYNDP2026 | LEV | 2040 | TWh | 280 | Sub_sector | Transport | Freight trains | Transport (trains) | Energetic | transport_trains_final_demand_ammonia | Ammonia | EU | Energy demand | 0 | FEC
AT | TYNDP2026 | LEV | 2040 | TWh | 282 | Sub_sector | Transport | Ships | Transport (ships) | Energetic | transport_ships_final_demand_electricity | Electricity | EU | Energy demand | 0 | FEC
AT | TYNDP2026 | LEV | 2040 | TWh | 283 | Sub_sector | Transport | Ships | Transport (ships) | Energetic | transport_ships_final_demand_hydrogen | Hydrogen | EU | Energy demand | 0 | FEC
AT | TYNDP2026 | LEV | 2040 | TWh | 284 | Sub_sector | Transport | Ships | Transport (ships) | Energetic | transport_ships_final_demand_methane | Methane | EU | Energy demand | 0 | FEC
AT | TYNDP2026 | LEV | 2040 | TWh | 285 | Sub_sector | Transport | Ships | Transport (ships) | Energetic | transport_ships_final_demand_heat | Heat | EU | Energy demand | 0 | FEC
AT | TYNDP2026 | LEV | 2040 | TWh | 286 | Sub_sector | Transport | Ships | Transport (ships) | Energetic | transport_ships_final_demand_biomass | Biomass | EU | Energy demand | 0 | FEC
AT | TYNDP2026 | LEV | 2040 | TWh | 287 | Sub_sector | Transport | Ships | Transport (ships) | Energetic | transport_ships_final_demand_coal | Solids | EU | Energy demand | 0 | FEC
AT | TYNDP2026 | LEV | 2040 | TWh | 288 | Sub_sector | Transport | Ships | Transport (ships) | Energetic | transport_ships_final_demand_oil | Liquids | EU | Energy demand | 0.35024 | FEC
AT | TYNDP2026 | LEV | 2040 | TWh | 289 | Sub_sector | Transport | Ships | Transport (ships) | Energetic | transport_ships_final_demand_other | Others | EU | Energy demand | 0 | FEC
AT | TYNDP2026 | LEV | 2040 | TWh | 290 | Sub_sector | Transport | Ships | Transport (ships) | Energetic | transport_ships_final_demand_ammonia | Ammonia | EU | Energy demand | 0 | FEC
AT | TYNDP2026 | LEV | 2040 | TWh | 292 | Sub_sector | Transport | Planes | Transport (planes) | Energetic | transport_planes_final_demand_electricity | Electricity | EU | Energy demand | 0 | FEC
AT | TYNDP2026 | LEV | 2040 | TWh | 293 | Sub_sector | Transport | Planes | Transport (planes) | Energetic | transport_planes_final_demand_hydrogen | Hydrogen | EU | Energy demand | 0 | FEC
AT | TYNDP2026 | LEV | 2040 | TWh | 294 | Sub_sector | Transport | Planes | Transport (planes) | Energetic | transport_planes_final_demand_methane | Methane | EU | Energy demand | 0 | FEC
AT | TYNDP2026 | LEV | 2040 | TWh | 295 | Sub_sector | Transport | Planes | Transport (planes) | Energetic | transport_planes_final_demand_heat | Heat | EU | Energy demand | 0 | FEC
AT | TYNDP2026 | LEV | 2040 | TWh | 296 | Sub_sector | Transport | Planes | Transport (planes) | Energetic | transport_planes_final_demand_biomass | Biomass | EU | Energy demand | 0 | FEC
AT | TYNDP2026 | LEV | 2040 | TWh | 297 | Sub_sector | Transport | Planes | Transport (planes) | Energetic | transport_planes_final_demand_coal | Solids | EU | Energy demand | 0 | FEC
AT | TYNDP2026 | LEV | 2040 | TWh | 298 | Sub_sector | Transport | Planes | Transport (planes) | Energetic | transport_planes_final_demand_oil | Liquids | EU | Energy demand | 0 | FEC
AT | TYNDP2026 | LEV | 2040 | TWh | 299 | Sub_sector | Transport | Planes | Transport (planes) | Energetic | transport_planes_final_demand_other | Others | EU | Energy demand | 0 | FEC
AT | TYNDP2026 | LEV | 2040 | TWh | 300 | Sub_sector | Transport | Planes | Transport (planes) | Energetic | transport_planes_final_demand_ammonia | Ammonia | EU | Energy demand | 0 | FEC
AT | TYNDP2026 | LEV | 2040 | TWh | 302 | Sub_sector | Transport | Others | Transport (others) | Energetic | transport_other_final_demand_electricity | Electricity | EU | Energy demand | 0.070435 | FEC
AT | TYNDP2026 | LEV | 2040 | TWh | 303 | Sub_sector | Transport | Others | Transport (others) | Energetic | transport_other_final_demand_hydrogen | Hydrogen | EU | Energy demand | 0 | FEC
AT | TYNDP2026 | LEV | 2040 | TWh | 304 | Sub_sector | Transport | Others | Transport (others) | Energetic | transport_other_final_demand_methane | Methane | EU | Energy demand | 0 | FEC
AT | TYNDP2026 | LEV | 2040 | TWh | 305 | Sub_sector | Transport | Others | Transport (others) | Energetic | transport_other_final_demand_heat | Heat | EU | Energy demand | 0 | FEC
AT | TYNDP2026 | LEV | 2040 | TWh | 306 | Sub_sector | Transport | Others | Transport (others) | Energetic | transport_other_final_demand_biomass | Biomass | EU | Energy demand | 0 | FEC
AT | TYNDP2026 | LEV | 2040 | TWh | 307 | Sub_sector | Transport | Others | Transport (others) | Energetic | transport_other_final_demand_coal | Solids | EU | Energy demand | 0 | FEC
AT | TYNDP2026 | LEV | 2040 | TWh | 308 | Sub_sector | Transport | Others | Transport (others) | Energetic | transport_other_final_demand_oil | Liquids | EU | Energy demand | 3.517 | FEC
AT | TYNDP2026 | LEV | 2040 | TWh | 309 | Sub_sector | Transport | Others | Transport (others) | Energetic | transport_other_final_demand_other | Others | EU | Energy demand | 0 | FEC
AT | TYNDP2026 | LEV | 2040 | TWh | 310 | Sub_sector | Transport | Others | Transport (others) | Energetic | transport_other_final_demand_ammonia | Ammonia | EU | Energy demand | 0 | FEC
AT | TYNDP2026 | LEV | 2040 | TWh | 312 | Sub_sector | International transport | International aviation | Transport (int. aviation) | Energetic | transport_int_aviation_final_demand_electricity | Electricity | EU | Energy demand | 0 | FEC
AT | TYNDP2026 | LEV | 2040 | TWh | 313 | Sub_sector | International transport | International aviation | Transport (int. aviation) | Energetic | transport_int_aviation_final_demand_hydrogen | Hydrogen | EU | Energy demand | 0 | FEC
AT | TYNDP2026 | LEV | 2040 | TWh | 314 | Sub_sector | International transport | International aviation | Transport (int. aviation) | Energetic | transport_int_aviation_final_demand_methane | Methane | EU | Energy demand | 0 | FEC
AT | TYNDP2026 | LEV | 2040 | TWh | 315 | Sub_sector | International transport | International aviation | Transport (int. aviation) | Energetic | transport_int_aviation_final_demand_heat | Heat | EU | Energy demand | 0 | FEC
AT | TYNDP2026 | LEV | 2040 | TWh | 316 | Sub_sector | International transport | International aviation | Transport (int. aviation) | Energetic | transport_int_aviation_final_demand_biofuels | Biomass | EU | Energy demand | 0 | FEC
AT | TYNDP2026 | LEV | 2040 | TWh | 317 | Sub_sector | International transport | International aviation | Transport (int. aviation) | Energetic | transport_int_aviation_final_demand_coal | Solids | EU | Energy demand | 0 | FEC
AT | TYNDP2026 | LEV | 2040 | TWh | 318 | Sub_sector | International transport | International aviation | Transport (int. aviation) | Energetic | transport_int_aviation_final_demand_oil | Liquids | EU | Energy demand | 5.7312 | FEC
AT | TYNDP2026 | LEV | 2040 | TWh | 319 | Sub_sector | International transport | International aviation | Transport (int. aviation) | Energetic | transport_int_aviation_final_demand_other | Others | EU | Energy demand | 0 | FEC
AT | TYNDP2026 | LEV | 2040 | TWh | 320 | Sub_sector | International transport | International aviation | Transport (int. aviation) | Energetic | transport_int_aviation_final_demand_ammonia | Ammonia | EU | Energy demand | 0 | FEC
AT | TYNDP2026 | LEV | 2040 | TWh | 322 | Sub_sector | International transport | International shipping | Transport (int. shipping) | Energetic | transport_int_shipping_final_demand_electricity | Electricity | EU | Energy demand | 0 | not_included_in_FEC
AT | TYNDP2026 | LEV | 2040 | TWh | 323 | Sub_sector | International transport | International shipping | Transport (int. shipping) | Energetic | transport_int_shipping_final_demand_hydrogen | Hydrogen | EU | Energy demand | 0 | not_included_in_FEC
AT | TYNDP2026 | LEV | 2040 | TWh | 324 | Sub_sector | International transport | International shipping | Transport (int. shipping) | Energetic | transport_int_shipping_final_demand_methane | Methane | EU | Energy demand | 0 | not_included_in_FEC
AT | TYNDP2026 | LEV | 2040 | TWh | 325 | Sub_sector | International transport | International shipping | Transport (int. shipping) | Energetic | transport_int_shipping_final_demand_heat | Heat | EU | Energy demand | 0 | not_included_in_FEC
AT | TYNDP2026 | LEV | 2040 | TWh | 326 | Sub_sector | International transport | International shipping | Transport (int. shipping) | Energetic | transport_int_shipping_final_demand_biofuels | Biomass | EU | Energy demand | 0 | not_included_in_FEC
AT | TYNDP2026 | LEV | 2040 | TWh | 327 | Sub_sector | International transport | International shipping | Transport (int. shipping) | Energetic | transport_int_shipping_final_demand_coal | Solids | EU | Energy demand | 0 | not_included_in_FEC
AT | TYNDP2026 | LEV | 2040 | TWh | 328 | Sub_sector | International transport | International shipping | Transport (int. shipping) | Energetic | transport_int_shipping_final_demand_oil | Liquids | EU | Energy demand | 0 | not_included_in_FEC
AT | TYNDP2026 | LEV | 2040 | TWh | 329 | Sub_sector | International transport | International shipping | Transport (int. shipping) | Energetic | transport_int_shipping_final_demand_other | Others | EU | Energy demand | 0 | not_included_in_FEC
AT | TYNDP2026 | LEV | 2040 | TWh | 330 | Sub_sector | International transport | International shipping | Transport (int. shipping) | Energetic | transport_int_shipping_final_demand_ammonia | Ammonia | EU | Energy demand | 0 | not_included_in_FEC
AT | TYNDP2026 | LEV | 2040 | TWh | 332 | Sub_sector | Households | Space heating | Households (heating) | Energetic | households_heating_final_demand_electricity | Electricity | EU | Energy demand | 3.9291 | FEC
AT | TYNDP2026 | LEV | 2040 | TWh | 333 | Sub_sector | Households | Space heating | Households (heating) | Energetic | households_heating_final_demand_hydrogen | Hydrogen | EU | Energy demand | 0 | FEC
AT | TYNDP2026 | LEV | 2040 | TWh | 334 | Sub_sector | Households | Space heating | Households (heating) | Energetic | households_heating_final_demand_methane | Methane | EU | Energy demand | 0 | FEC
AT | TYNDP2026 | LEV | 2040 | TWh | 335 | Sub_sector | Households | Space heating | Households (heating) | Energetic | households_heating_final_demand_heat | Heat | EU | Energy demand | 25.082 | FEC
AT | TYNDP2026 | LEV | 2040 | TWh | 336 | Sub_sector | Households | Space heating | Households (heating) | Energetic | households_heating_final_demand_biomass | Biomass | EU | Energy demand | 16.9903 | FEC
AT | TYNDP2026 | LEV | 2040 | TWh | 337 | Sub_sector | Households | Space heating | Households (heating) | Energetic | households_heating_final_demand_coal | Solids | EU | Energy demand | 0 | FEC
AT | TYNDP2026 | LEV | 2040 | TWh | 338 | Sub_sector | Households | Space heating | Households (heating) | Energetic | households_heating_final_demand_oil | Liquids | EU | Energy demand | 0 | FEC
AT | TYNDP2026 | LEV | 2040 | TWh | 339 | Sub_sector | Households | Space heating | Households (heating) | Energetic | households_heating_final_demand_other | Others | EU | Energy demand | 0 | FEC
AT | TYNDP2026 | LEV | 2040 | TWh | 340 | Sub_sector | Households | Space heating | Households (heating) | Energetic | households_heating_final_demand_ammonia | Ammonia | EU | Energy demand | 0 | FEC
AT | TYNDP2026 | LEV | 2040 | TWh | 343 | Sub_sector | Households | Cooling | Households (cooling) | Energetic | households_cooling_final_demand_electricity | Electricity | EU | Energy demand | 0.013319 | FEC
AT | TYNDP2026 | LEV | 2040 | TWh | 344 | Sub_sector | Households | Cooling | Households (cooling) | Energetic | households_cooling_final_demand_hydrogen | Hydrogen | EU | Energy demand | 0 | FEC
AT | TYNDP2026 | LEV | 2040 | TWh | 345 | Sub_sector | Households | Cooling | Households (cooling) | Energetic | households_cooling_final_demand_methane | Methane | EU | Energy demand | 0 | FEC
AT | TYNDP2026 | LEV | 2040 | TWh | 346 | Sub_sector | Households | Cooling | Households (cooling) | Energetic | households_cooling_final_demand_heat | Heat | EU | Energy demand | 0 | FEC
AT | TYNDP2026 | LEV | 2040 | TWh | 347 | Sub_sector | Households | Cooling | Households (cooling) | Energetic | households_cooling_final_demand_biomass | Biomass | EU | Energy demand | 0 | FEC
AT | TYNDP2026 | LEV | 2040 | TWh | 348 | Sub_sector | Households | Cooling | Households (cooling) | Energetic | households_cooling_final_demand_coal | Solids | EU | Energy demand | 0 | FEC
AT | TYNDP2026 | LEV | 2040 | TWh | 349 | Sub_sector | Households | Cooling | Households (cooling) | Energetic | households_cooling_final_demand_oil | Liquids | EU | Energy demand | 0 | FEC
AT | TYNDP2026 | LEV | 2040 | TWh | 350 | Sub_sector | Households | Cooling | Households (cooling) | Energetic | households_cooling_final_demand_other | Others | EU | Energy demand | 0 | FEC
AT | TYNDP2026 | LEV | 2040 | TWh | 351 | Sub_sector | Households | Cooling | Households (cooling) | Energetic | households_cooling_final_demand_ammonia | Ammonia | EU | Energy demand | 0 | FEC
AT | TYNDP2026 | LEV | 2040 | TWh | 354 | Sub_sector | Households | Hot water | Households (hot water) | Energetic | households_hot_water_final_demand_electricity | Electricity | EU | Energy demand | 1.247 | FEC
AT | TYNDP2026 | LEV | 2040 | TWh | 355 | Sub_sector | Households | Hot water | Households (hot water) | Energetic | households_hot_water_final_demand_hydrogen | Hydrogen | EU | Energy demand | 0 | FEC
AT | TYNDP2026 | LEV | 2040 | TWh | 356 | Sub_sector | Households | Hot water | Households (hot water) | Energetic | households_hot_water_final_demand_methane | Methane | EU | Energy demand | 0 | FEC
AT | TYNDP2026 | LEV | 2040 | TWh | 357 | Sub_sector | Households | Hot water | Households (hot water) | Energetic | households_hot_water_final_demand_heat | Heat | EU | Energy demand | 6.3837 | FEC
AT | TYNDP2026 | LEV | 2040 | TWh | 358 | Sub_sector | Households | Hot water | Households (hot water) | Energetic | households_hot_water_final_demand_biomass | Biomass | EU | Energy demand | 3.501 | FEC
AT | TYNDP2026 | LEV | 2040 | TWh | 359 | Sub_sector | Households | Hot water | Households (hot water) | Energetic | households_hot_water_final_demand_coal | Solids | EU | Energy demand | 0 | FEC
AT | TYNDP2026 | LEV | 2040 | TWh | 360 | Sub_sector | Households | Hot water | Households (hot water) | Energetic | households_hot_water_final_demand_oil | Liquids | EU | Energy demand | 0 | FEC
AT | TYNDP2026 | LEV | 2040 | TWh | 361 | Sub_sector | Households | Hot water | Households (hot water) | Energetic | households_hot_water_final_demand_other | Others | EU | Energy demand | 0 | FEC
AT | TYNDP2026 | LEV | 2040 | TWh | 362 | Sub_sector | Households | Hot water | Households (hot water) | Energetic | households_hot_water_final_demand_ammonia | Ammonia | EU | Energy demand | 0 | FEC
AT | TYNDP2026 | LEV | 2040 | TWh | 365 | Sub_sector | Households | Appliances | Households (appliances) | Energetic | households_appliances_final_demand_electricity | Electricity | EU | Energy demand | 12.3902 | FEC
AT | TYNDP2026 | LEV | 2040 | TWh | 366 | Sub_sector | Households | Appliances | Households (appliances) | Energetic | households_appliances_final_demand_hydrogen | Hydrogen | EU | Energy demand | 0 | FEC
AT | TYNDP2026 | LEV | 2040 | TWh | 367 | Sub_sector | Households | Appliances | Households (appliances) | Energetic | households_appliances_final_demand_methane | Methane | EU | Energy demand | 0 | FEC
AT | TYNDP2026 | LEV | 2040 | TWh | 368 | Sub_sector | Households | Appliances | Households (appliances) | Energetic | households_appliances_final_demand_heat | Heat | EU | Energy demand | 0 | FEC
AT | TYNDP2026 | LEV | 2040 | TWh | 369 | Sub_sector | Households | Appliances | Households (appliances) | Energetic | households_appliances_final_demand_biomass | Biomass | EU | Energy demand | 0 | FEC
AT | TYNDP2026 | LEV | 2040 | TWh | 370 | Sub_sector | Households | Appliances | Households (appliances) | Energetic | households_appliances_final_demand_coal | Solids | EU | Energy demand | 0 | FEC
AT | TYNDP2026 | LEV | 2040 | TWh | 371 | Sub_sector | Households | Appliances | Households (appliances) | Energetic | households_appliances_final_demand_oil | Liquids | EU | Energy demand | 0 | FEC
AT | TYNDP2026 | LEV | 2040 | TWh | 372 | Sub_sector | Households | Appliances | Households (appliances) | Energetic | households_appliances_final_demand_other | Others | EU | Energy demand | 0 | FEC
AT | TYNDP2026 | LEV | 2040 | TWh | 373 | Sub_sector | Households | Appliances | Households (appliances) | Energetic | households_appliances_final_demand_ammonia | Ammonia | EU | Energy demand | 0 | FEC
AT | TYNDP2026 | LEV | 2040 | TWh | 375 | Sub_sector | Buildings | Space heating | Buildings (heat) | Energetic | buildings_heat_final_demand_electricity | Electricity | EU | Energy demand | 3.9924 | FEC
AT | TYNDP2026 | LEV | 2040 | TWh | 376 | Sub_sector | Buildings | Space heating | Buildings (heat) | Energetic | buildings_heat_final_demand_hydrogen | Hydrogen | EU | Energy demand | 0 | FEC
AT | TYNDP2026 | LEV | 2040 | TWh | 377 | Sub_sector | Buildings | Space heating | Buildings (heat) | Energetic | buildings_heat_final_demand_methane | Methane | EU | Energy demand | 0 | FEC
AT | TYNDP2026 | LEV | 2040 | TWh | 378 | Sub_sector | Buildings | Space heating | Buildings (heat) | Energetic | buildings_heat_final_demand_heat | Heat | EU | Energy demand | 9.5205 | FEC
AT | TYNDP2026 | LEV | 2040 | TWh | 379 | Sub_sector | Buildings | Space heating | Buildings (heat) | Energetic | buildings_heat_final_demand_biomass | Biomass | EU | Energy demand | 0.32229 | FEC
AT | TYNDP2026 | LEV | 2040 | TWh | 380 | Sub_sector | Buildings | Space heating | Buildings (heat) | Energetic | buildings_heat_final_demand_coal | Solids | EU | Energy demand | 0 | FEC
AT | TYNDP2026 | LEV | 2040 | TWh | 381 | Sub_sector | Buildings | Space heating | Buildings (heat) | Energetic | buildings_heat_final_demand_oil | Liquids | EU | Energy demand | 0 | FEC
AT | TYNDP2026 | LEV | 2040 | TWh | 382 | Sub_sector | Buildings | Space heating | Buildings (heat) | Energetic | buildings_heat_final_demand_other | Others | EU | Energy demand | 0 | FEC
AT | TYNDP2026 | LEV | 2040 | TWh | 383 | Sub_sector | Buildings | Space heating | Buildings (heat) | Energetic | buildings_heat_final_demand_ammonia | Ammonia | EU | Energy demand | 0 | FEC
AT | TYNDP2026 | LEV | 2040 | TWh | 386 | Sub_sector | Buildings | Cooling | Buildings (cooling) | Energetic | buildings_cooling_final_demand_electricity | Electricity | EU | Energy demand | 0.74899 | FEC
AT | TYNDP2026 | LEV | 2040 | TWh | 387 | Sub_sector | Buildings | Cooling | Buildings (cooling) | Energetic | buildings_cooling_final_demand_hydrogen | Hydrogen | EU | Energy demand | 0 | FEC
AT | TYNDP2026 | LEV | 2040 | TWh | 388 | Sub_sector | Buildings | Cooling | Buildings (cooling) | Energetic | buildings_cooling_final_demand_methane | Methane | EU | Energy demand | 0 | FEC
AT | TYNDP2026 | LEV | 2040 | TWh | 389 | Sub_sector | Buildings | Cooling | Buildings (cooling) | Energetic | buildings_cooling_final_demand_heat | Heat | EU | Energy demand | 0 | FEC
AT | TYNDP2026 | LEV | 2040 | TWh | 390 | Sub_sector | Buildings | Cooling | Buildings (cooling) | Energetic | buildings_cooling_final_demand_biomass | Biomass | EU | Energy demand | 0 | FEC
AT | TYNDP2026 | LEV | 2040 | TWh | 391 | Sub_sector | Buildings | Cooling | Buildings (cooling) | Energetic | buildings_cooling_final_demand_coal | Solids | EU | Energy demand | 0 | FEC
AT | TYNDP2026 | LEV | 2040 | TWh | 392 | Sub_sector | Buildings | Cooling | Buildings (cooling) | Energetic | buildings_cooling_final_demand_oil | Liquids | EU | Energy demand | 0 | FEC
AT | TYNDP2026 | LEV | 2040 | TWh | 393 | Sub_sector | Buildings | Cooling | Buildings (cooling) | Energetic | buildings_cooling_final_demand_other | Others | EU | Energy demand | 0 | FEC
AT | TYNDP2026 | LEV | 2040 | TWh | 394 | Sub_sector | Buildings | Cooling | Buildings (cooling) | Energetic | buildings_cooling_final_demand_ammonia | Ammonia | EU | Energy demand | 0 | FEC
AT | TYNDP2026 | LEV | 2040 | TWh | 397 | Sub_sector | Buildings | Appliances | Buildings (appliances) | Energetic | buildings_appliances_final_demand_electricity | Electricity | EU | Energy demand | 7.6545 | FEC
AT | TYNDP2026 | LEV | 2040 | TWh | 398 | Sub_sector | Buildings | Appliances | Buildings (appliances) | Energetic | buildings_appliances_final_demand_hydrogen | Hydrogen | EU | Energy demand | 0 | FEC
AT | TYNDP2026 | LEV | 2040 | TWh | 399 | Sub_sector | Buildings | Appliances | Buildings (appliances) | Energetic | buildings_appliances_final_demand_methane | Methane | EU | Energy demand | 1.7806 | FEC
AT | TYNDP2026 | LEV | 2040 | TWh | 400 | Sub_sector | Buildings | Appliances | Buildings (appliances) | Energetic | buildings_appliances_final_demand_heat | Heat | EU | Energy demand | 0 | FEC
AT | TYNDP2026 | LEV | 2040 | TWh | 401 | Sub_sector | Buildings | Appliances | Buildings (appliances) | Energetic | buildings_appliances_final_demand_biomass | Biomass | EU | Energy demand | 0 | FEC
AT | TYNDP2026 | LEV | 2040 | TWh | 402 | Sub_sector | Buildings | Appliances | Buildings (appliances) | Energetic | buildings_appliances_final_demand_coal | Solids | EU | Energy demand | 0 | FEC
AT | TYNDP2026 | LEV | 2040 | TWh | 403 | Sub_sector | Buildings | Appliances | Buildings (appliances) | Energetic | buildings_appliances_final_demand_oil | Liquids | EU | Energy demand | 0 | FEC
AT | TYNDP2026 | LEV | 2040 | TWh | 404 | Sub_sector | Buildings | Appliances | Buildings (appliances) | Energetic | buildings_appliances_final_demand_other | Others | EU | Energy demand | 0 | FEC
AT | TYNDP2026 | LEV | 2040 | TWh | 405 | Sub_sector | Buildings | Appliances | Buildings (appliances) | Energetic | buildings_appliances_final_demand_ammonia | Ammonia | EU | Energy demand | 0 | FEC
AT | TYNDP2026 | LEV | 2040 | TWh | 407 | Sub_sector | Buildings | Datacenters | Datacenters & ICT | Energetic | datacentres_final_demand_electricity_energetic | Electricity | EU | Energy demand | 1.3605 | FEC
AT | TYNDP2026 | LEV | 2040 | TWh | 408 | Sub_sector | Buildings | Datacenters | Datacenters & ICT | Energetic | datacentres_final_demand_hydrogen_energetic | Hydrogen | EU | Energy demand | 0 | FEC
AT | TYNDP2026 | LEV | 2040 | TWh | 409 | Sub_sector | Buildings | Datacenters | Datacenters & ICT | Energetic | datacentres_final_demand_methane_energetic | Methane | EU | Energy demand | 0 | FEC
AT | TYNDP2026 | LEV | 2040 | TWh | 410 | Sub_sector | Buildings | Datacenters | Datacenters & ICT | Energetic | datacentres_final_demand_heat_energetic | Heat | EU | Energy demand | 0 | FEC
AT | TYNDP2026 | LEV | 2040 | TWh | 411 | Sub_sector | Buildings | Datacenters | Datacenters & ICT | Energetic | datacentres_final_demand_biomass_energetic | Biomass | EU | Energy demand | 0 | FEC
AT | TYNDP2026 | LEV | 2040 | TWh | 412 | Sub_sector | Buildings | Datacenters | Datacenters & ICT | Energetic | datacentres_final_demand_coal_energetic | Solids | EU | Energy demand | 0 | FEC
AT | TYNDP2026 | LEV | 2040 | TWh | 413 | Sub_sector | Buildings | Datacenters | Datacenters & ICT | Energetic | datacentres_final_demand_oil_energetic | Liquids | EU | Energy demand | 0 | FEC
AT | TYNDP2026 | LEV | 2040 | TWh | 414 | Sub_sector | Buildings | Datacenters | Datacenters & ICT | Energetic | datacentres_final_demand_other_energetic | Others | EU | Energy demand | 0 | FEC
AT | TYNDP2026 | LEV | 2040 | TWh | 415 | Sub_sector | Buildings | Datacenters | Datacenters & ICT | Energetic | datacentres_final_demand_ammonia_energetic | Ammonia | EU | Energy demand | 0 | FEC
AT | TYNDP2026 | LEV | 2040 | TWh | 417 | Sub_sector | Transport | Others_Sector | Others_Sector | Energetic | other_final_demand_electricity_energetic | Electricity | EU | Energy demand | 0 | FEC
AT | TYNDP2026 | LEV | 2040 | TWh | 418 | Sub_sector | Transport | Others_Sector | Others_Sector | Energetic | other_final_demand_hydrogen_energetic | Hydrogen | EU | Energy demand | 0 | FEC
AT | TYNDP2026 | LEV | 2040 | TWh | 419 | Sub_sector | Transport | Pipeline Transport | Others_Sector | Energetic | other_final_demand_methane_energetic | Methane | EU | Energy demand | 2.9474 | FEC
AT | TYNDP2026 | LEV | 2040 | TWh | 420 | Sub_sector | Transport | Others_Sector | Others_Sector | Energetic | other_final_demand_heat_energetic | Heat | EU | Energy demand | 0 | FEC
AT | TYNDP2026 | LEV | 2040 | TWh | 421 | Sub_sector | Transport | Others_Sector | Others_Sector | Energetic | other_final_demand_biomass_energetic | Biomass | EU | Energy demand | 0 | FEC
AT | TYNDP2026 | LEV | 2040 | TWh | 422 | Sub_sector | Transport | Others_Sector | Others_Sector | Energetic | other_final_demand_coal_energetic | Solids | EU | Energy demand | 0 | FEC
AT | TYNDP2026 | LEV | 2040 | TWh | 423 | Sub_sector | Transport | Others_Sector | Others_Sector | Energetic | other_final_demand_oil_energetic | Liquids | EU | Energy demand | 1.0367 | FEC
AT | TYNDP2026 | LEV | 2040 | TWh | 424 | Sub_sector | Others_Sector | Others_Sector | Others_Sector | Non-energetic | other_final_demand_oil_non_energetic | Liquids | EU | Energy demand | 0.17083 | not_included_in_FEC
AT | TYNDP2026 | LEV | 2040 | TWh | 425 | Sub_sector | Transport | Others_Sector | Others_Sector | Energetic | other_final_demand_other_energetic | Others | EU | Energy demand | 0 | FEC
AT | TYNDP2026 | LEV | 2040 | TWh | 426 | Sub_sector | Transport | Others_Sector | Others_Sector | Energetic | other_final_demand_ammonia_energetic | Ammonia | EU | Energy demand | 0 | FEC
AT | TYNDP2026 | LEV | 2040 | TWh | 427 | Sub_sector | Industry | Surplus_Heat_in_Industry | Surplus_Heat_in_Industry | Energetic | final_demand_of_industry_unused_local_production_steam_hot_water | Heat | EU | Energy demand | 0 | FEC
AT | TYNDP2026 | LEV | 2040 | TWh | 429 | Sub_sector | Agriculture | Total | Agriculture | Energetic | agriculture_final_demand_electricity_energetic | Electricity | EU | Energy demand | 1.3365 | FEC
AT | TYNDP2026 | LEV | 2040 | TWh | 430 | Sub_sector | Agriculture | Total | Agriculture | Energetic | agriculture_final_demand_hydrogen_energetic | Hydrogen | EU | Energy demand | 0 | FEC
AT | TYNDP2026 | LEV | 2040 | TWh | 431 | Sub_sector | Agriculture | Total | Agriculture | Energetic | agriculture_final_demand_methane_energetic | Methane | EU | Energy demand | 0 | FEC
AT | TYNDP2026 | LEV | 2040 | TWh | 432 | Sub_sector | Agriculture | Total | Agriculture | Energetic | agriculture_final_demand_heat_energetic | Heat | EU | Energy demand | 0 | FEC
AT | TYNDP2026 | LEV | 2040 | TWh | 433 | Sub_sector | Agriculture | Total | Agriculture | Energetic | agriculture_final_demand_biomass_energetic | Biomass | EU | Energy demand | 2.065 | FEC
AT | TYNDP2026 | LEV | 2040 | TWh | 434 | Sub_sector | Agriculture | Total | Agriculture | Energetic | agriculture_final_demand_coal_energetic | Solids | EU | Energy demand | 0 | FEC
AT | TYNDP2026 | LEV | 2040 | TWh | 435 | Sub_sector | Agriculture | Total | Agriculture | Energetic | agriculture_final_demand_oil_energetic | Liquids | EU | Energy demand | 0 | FEC
AT | TYNDP2026 | LEV | 2040 | TWh | 436 | Sub_sector | Agriculture | Total | Agriculture | Energetic | agriculture_final_demand_other_energetic | Others | EU | Energy demand | 0 | FEC
AT | TYNDP2026 | LEV | 2040 | TWh | 437 | Sub_sector | Agriculture | Total | Agriculture | Energetic | agriculture_final_demand_ammonia_energetic | Ammonia | EU | Energy demand | 0 | FEC
AT | TYNDP2026 | LEV | 2040 | TWh | 447 | Sub_sector | Buildings | Surplus Energy | Buildings | Energetic | GAP | Electricity | EU | Energy demand | 0 | FEC
AT | TYNDP2026 | LEV | 2040 | TWh | 448 | Sub_sector | Buildings | Surplus Energy | Buildings | Energetic | GAP | Hydrogen | EU | Energy demand | 0 | FEC
AT | TYNDP2026 | LEV | 2040 | TWh | 449 | Sub_sector | Buildings | Surplus Energy | Buildings | Energetic | GAP | Methane | EU | Energy demand | 0 | FEC
AT | TYNDP2026 | LEV | 2040 | TWh | 450 | Sub_sector | Buildings | Surplus Energy | Buildings | Energetic | GAP | Heat | EU | Energy demand | 0 | FEC
AT | TYNDP2026 | LEV | 2040 | TWh | 451 | Sub_sector | Buildings | Surplus Energy | Buildings | Energetic | GAP | Biomass | EU | Energy demand | 0.17835 | FEC
AT | TYNDP2026 | LEV | 2040 | TWh | 452 | Sub_sector | Buildings | Surplus Energy | Buildings | Energetic | GAP | Solids | EU | Energy demand | 0 | FEC
AT | TYNDP2026 | LEV | 2040 | TWh | 453 | Sub_sector | Buildings | Surplus Energy | Buildings | Energetic | GAP | Liquids | EU | Energy demand | 0.26214 | FEC
AT | TYNDP2026 | LEV | 2040 | TWh | 454 | Sub_sector | Buildings | Surplus Energy | Buildings | Energetic | GAP | Others | EU | Energy demand | 0 | FEC
AT | TYNDP2026 | LEV | 2040 | TWh | 455 | Sub_sector | Buildings | Surplus Energy | Buildings | Energetic | GAP | Ammonia | EU | Energy demand | 0 | FEC
AT | TYNDP2026 | LEV | 2040 | TWh | 456 | Sub_sector | Households | Surplus Energy | Households | Energetic | GAP | Electricity | EU | Energy demand | 0 | FEC
AT | TYNDP2026 | LEV | 2040 | TWh | 457 | Sub_sector | Households | Surplus Energy | Households | Energetic | GAP | Hydrogen | EU | Energy demand | 0 | FEC
AT | TYNDP2026 | LEV | 2040 | TWh | 458 | Sub_sector | Households | Surplus Energy | Households | Energetic | GAP | Methane | EU | Energy demand | 0 | FEC
AT | TYNDP2026 | LEV | 2040 | TWh | 459 | Sub_sector | Households | Surplus Energy | Households | Energetic | GAP | Heat | EU | Energy demand | 0 | FEC
AT | TYNDP2026 | LEV | 2040 | TWh | 460 | Sub_sector | Households | Surplus Energy | Households | Energetic | GAP | Biomass | EU | Energy demand | 0 | FEC
AT | TYNDP2026 | LEV | 2040 | TWh | 461 | Sub_sector | Households | Surplus Energy | Households | Energetic | GAP | Solids | EU | Energy demand | 0 | FEC
AT | TYNDP2026 | LEV | 2040 | TWh | 462 | Sub_sector | Households | Surplus Energy | Households | Energetic | GAP | Liquids | EU | Energy demand | 0 | FEC
AT | TYNDP2026 | LEV | 2040 | TWh | 463 | Sub_sector | Households | Surplus Energy | Households | Energetic | GAP | Others | EU | Energy demand | 0 | FEC
AT | TYNDP2026 | LEV | 2040 | TWh | 464 | Sub_sector | Households | Surplus Energy | Households | Energetic | GAP | Ammonia | EU | Energy demand | 0 | FEC
BE | TYNDP2026 | NT | 2030 | TWh | 102 | Sub_sector | Industry | Aluminium | Industry (aluminium) | Energetic | industry_aluminium_demand_electricity_energetic | Electricity | EU | Energy demand | 0 | FEC
BE | TYNDP2026 | NT | 2030 | TWh | 103 | Sub_sector | Industry | Aluminium | Industry (aluminium) | Energetic | industry_aluminium_demand_hydrogen_energetic | Hydrogen | EU | Energy demand | 0 | FEC
BE | TYNDP2026 | NT | 2030 | TWh | 104 | Sub_sector | Industry | Aluminium | Industry (aluminium) | Energetic | industry_aluminium_demand_methane_energetic | Methane | EU | Energy demand | 0 | FEC
BE | TYNDP2026 | NT | 2030 | TWh | 105 | Sub_sector | Industry | Aluminium | Industry (aluminium) | Energetic | industry_aluminium_demand_heat_energetic | Heat | EU | Energy demand | 0 | FEC
BE | TYNDP2026 | NT | 2030 | TWh | 106 | Sub_sector | Industry | Aluminium | Industry (aluminium) | Energetic | industry_aluminium_demand_biomass_energetic | Biomass | EU | Energy demand | 0 | FEC
BE | TYNDP2026 | NT | 2030 | TWh | 107 | Sub_sector | Industry | Aluminium | Industry (aluminium) | Energetic | industry_aluminium_demand_coal_energetic | Solids | EU | Energy demand | 0 | FEC
BE | TYNDP2026 | NT | 2030 | TWh | 108 | Sub_sector | Industry | Aluminium | Industry (aluminium) | Energetic | industry_aluminium_demand_oil_energetic | Liquids | EU | Energy demand | 0 | FEC
BE | TYNDP2026 | NT | 2030 | TWh | 109 | Sub_sector | Industry | Aluminium | Industry (aluminium) | Energetic | industry_aluminium_demand_others_energetic | Others | EU | Energy demand | 0 | FEC
BE | TYNDP2026 | NT | 2030 | TWh | 110 | Sub_sector | Industry | Aluminium | Industry (aluminium) | Energetic | industry_ammonia_demand_others_energetic | Ammonia | EU | Energy demand | 0 | FEC
BE | TYNDP2026 | NT | 2030 | TWh | 112 | Sub_sector | Industry | Chemicals | Industry (chemicals, energetic) | Energetic | industry_chemical_demand_electricity_energetic | Electricity | EU | Energy demand | 16.275 | FEC
BE | TYNDP2026 | NT | 2030 | TWh | 113 | Sub_sector | Industry | Chemicals | Industry (chemicals, energetic) | Energetic | industry_chemical_demand_hydrogen_energetic | Hydrogen | EU | Energy demand | 0 | FEC
BE | TYNDP2026 | NT | 2030 | TWh | 114 | Sub_sector | Industry | Chemicals | Industry (chemicals, energetic) | Energetic | industry_chemical_demand_methane_energetic | Methane | EU | Energy demand | 10.0974 | FEC
BE | TYNDP2026 | NT | 2030 | TWh | 115 | Sub_sector | Industry | Chemicals | Industry (chemicals, energetic) | Energetic | industry_chemical_demand_heat_energetic | Heat | EU | Energy demand | 3.7649 | FEC
BE | TYNDP2026 | NT | 2030 | TWh | 116 | Sub_sector | Industry | Chemicals | Industry (chemicals, energetic) | Energetic | industry_chemical_demand_biomass_energetic | Biomass | EU | Energy demand | 0.48684 | FEC
BE | TYNDP2026 | NT | 2030 | TWh | 117 | Sub_sector | Industry | Chemicals | Industry (chemicals, energetic) | Energetic | industry_chemical_demand_coal_energetic | Solids | EU | Energy demand | 0 | FEC
BE | TYNDP2026 | NT | 2030 | TWh | 118 | Sub_sector | Industry | Chemicals | Industry (chemicals, energetic) | Energetic | industry_chemical_demand_oil_energetic | Liquids | EU | Energy demand | 11.5747 | FEC
BE | TYNDP2026 | NT | 2030 | TWh | 119 | Sub_sector | Industry | Chemicals | Industry (chemicals, energetic) | Energetic | industry_chemical_demand_others_energetic | Others | EU | Energy demand | 0 | FEC
BE | TYNDP2026 | NT | 2030 | TWh | 120 | Sub_sector | Industry | Chemicals | Industry (chemicals, energetic) | Energetic | industry_chemical_demand_ammonia_energetic | Ammonia | EU | Energy demand | 0 | FEC
BE | TYNDP2026 | NT | 2030 | TWh | 122 | Sub_sector | Industry | Chemicals | Industry (chemicals, non-energetic) | Non-energetic | industry_chemical_demand_electricity_non_energetic | Electricity | EU | Energy demand | 0 | not_included_in_FEC
BE | TYNDP2026 | NT | 2030 | TWh | 123 | Sub_sector | Industry | Chemicals | Industry (chemicals, non-energetic) | Non-energetic | industry_chemical_demand_hydrogen_non_energetic | Hydrogen | EU | Energy demand | 6.0719 | not_included_in_FEC
BE | TYNDP2026 | NT | 2030 | TWh | 124 | Sub_sector | Industry | Chemicals | Industry (chemicals, non-energetic) | Non-energetic | industry_chemical_demand_methane_non_energetic | Methane | EU | Energy demand | 3.7949 | not_included_in_FEC
BE | TYNDP2026 | NT | 2030 | TWh | 125 | Sub_sector | Industry | Chemicals | Industry (chemicals, non-energetic) | Non-energetic | industry_chemical_demand_heat_non_energetic | Heat | EU | Energy demand | 0 | not_included_in_FEC
BE | TYNDP2026 | NT | 2030 | TWh | 126 | Sub_sector | Industry | Chemicals | Industry (chemicals, non-energetic) | Non-energetic | industry_chemical_demand_biomass_non_energetic | Biomass | EU | Energy demand | 0 | not_included_in_FEC
BE | TYNDP2026 | NT | 2030 | TWh | 127 | Sub_sector | Industry | Chemicals | Industry (chemicals, non-energetic) | Non-energetic | industry_chemical_demand_coal_non_energetic | Solids | EU | Energy demand | 0 | not_included_in_FEC
BE | TYNDP2026 | NT | 2030 | TWh | 128 | Sub_sector | Industry | Chemicals | Industry (chemicals, non-energetic) | Non-energetic | industry_chemical_demand_oil_non_energetic | Liquids | EU | Energy demand | 66.0321 | not_included_in_FEC
BE | TYNDP2026 | NT | 2030 | TWh | 129 | Sub_sector | Industry | Chemicals | Industry (chemicals, non-energetic) | Non-energetic | industry_chemical_demand_others_non_energetic | Others | EU | Energy demand | 0 | not_included_in_FEC
BE | TYNDP2026 | NT | 2030 | TWh | 130 | Sub_sector | Industry | Chemicals | Industry (chemicals, non-energetic) | Non-energetic | industry_chemical_demand_ammonia_non_energetic | Ammonia | EU | Energy demand | 0 | not_included_in_FEC
BE | TYNDP2026 | NT | 2030 | TWh | 132 | Sub_sector | Industry | Fertilizers | Industry (fertilizers, energetic) | Energetic | industry_fertilizers_demand_electricity_energetic | Electricity | EU | Energy demand | 0.21708 | FEC
BE | TYNDP2026 | NT | 2030 | TWh | 133 | Sub_sector | Industry | Fertilizers | Industry (fertilizers, energetic) | Energetic | industry_fertilizers_demand_hydrogen_energetic | Hydrogen | EU | Energy demand | 0 | FEC
BE | TYNDP2026 | NT | 2030 | TWh | 134 | Sub_sector | Industry | Fertilizers | Industry (fertilizers, energetic) | Energetic | industry_fertilizers_demand_methane_energetic | Methane | EU | Energy demand | 0.88642 | FEC
BE | TYNDP2026 | NT | 2030 | TWh | 135 | Sub_sector | Industry | Fertilizers | Industry (fertilizers, energetic) | Energetic | industry_fertilizers_demand_heat_energetic | Heat | EU | Energy demand | 0 | FEC
BE | TYNDP2026 | NT | 2030 | TWh | 136 | Sub_sector | Industry | Fertilizers | Industry (fertilizers, energetic) | Energetic | industry_fertilizers_demand_biomass_energetic | Biomass | EU | Energy demand | 0 | FEC
BE | TYNDP2026 | NT | 2030 | TWh | 137 | Sub_sector | Industry | Fertilizers | Industry (fertilizers, energetic) | Energetic | industry_fertilizers_demand_coal_energetic | Solids | EU | Energy demand | 0 | FEC
BE | TYNDP2026 | NT | 2030 | TWh | 138 | Sub_sector | Industry | Fertilizers | Industry (fertilizers, energetic) | Energetic | industry_fertilizers_demand_oil_energetic | Liquids | EU | Energy demand | 0 | FEC
BE | TYNDP2026 | NT | 2030 | TWh | 139 | Sub_sector | Industry | Fertilizers | Industry (fertilizers, energetic) | Energetic | industry_fertilizers_demand_others_energetic | Others | EU | Energy demand | 0 | FEC
BE | TYNDP2026 | NT | 2030 | TWh | 140 | Sub_sector | Industry | Fertilizers | Industry (fertilizers, energetic) | Energetic | industry_fertilizers_demand_ammonia_energetic | Ammonia | EU | Energy demand | 0 | FEC
BE | TYNDP2026 | NT | 2030 | TWh | 142 | Sub_sector | Industry | Fertilizers | Industry (fertilizers, non-energetic) | Non-energetic | industry_fertilizers_demand_electricity_non_energetic | Electricity | EU | Energy demand | 0 | not_included_in_FEC
BE | TYNDP2026 | NT | 2030 | TWh | 143 | Sub_sector | Industry | Fertilizers | Industry (fertilizers, non-energetic) | Non-energetic | industry_fertilizers_demand_hydrogen_non_energetic | Hydrogen | EU | Energy demand | 1.25 | not_included_in_FEC
BE | TYNDP2026 | NT | 2030 | TWh | 144 | Sub_sector | Industry | Fertilizers | Industry (fertilizers, non-energetic) | Non-energetic | industry_fertilizers_demand_methane_non_energetic | Methane | EU | Energy demand | 0 | not_included_in_FEC
BE | TYNDP2026 | NT | 2030 | TWh | 145 | Sub_sector | Industry | Fertilizers | Industry (fertilizers, non-energetic) | Non-energetic | industry_fertilizers_demand_heat_non_energetic | Heat | EU | Energy demand | 0 | not_included_in_FEC
BE | TYNDP2026 | NT | 2030 | TWh | 146 | Sub_sector | Industry | Fertilizers | Industry (fertilizers, non-energetic) | Non-energetic | industry_fertilizers_demand_biomass_non_energetic | Biomass | EU | Energy demand | 0 | not_included_in_FEC
BE | TYNDP2026 | NT | 2030 | TWh | 147 | Sub_sector | Industry | Fertilizers | Industry (fertilizers, non-energetic) | Non-energetic | industry_fertilizers_demand_coal_non_energetic | Solids | EU | Energy demand | 0 | not_included_in_FEC
BE | TYNDP2026 | NT | 2030 | TWh | 148 | Sub_sector | Industry | Fertilizers | Industry (fertilizers, non-energetic) | Non-energetic | industry_fertilizers_demand_oil_non_energetic | Liquids | EU | Energy demand | 0 | not_included_in_FEC
BE | TYNDP2026 | NT | 2030 | TWh | 149 | Sub_sector | Industry | Fertilizers | Industry (fertilizers, non-energetic) | Non-energetic | industry_fertilizers_demand_others_non_energetic | Others | EU | Energy demand | 0 | not_included_in_FEC
BE | TYNDP2026 | NT | 2030 | TWh | 150 | Sub_sector | Industry | Fertilizers | Industry (fertilizers, non-energetic) | Non-energetic | industry_fertilizers_demand_ammonia_non_energetic | Ammonia | EU | Energy demand | 3.2625 | not_included_in_FEC
BE | TYNDP2026 | NT | 2030 | TWh | 152 | Sub_sector | Industry | Food | Industry (food) | Energetic | industry_food_demand_electricity_energetic | Electricity | EU | Energy demand | 6.9909 | FEC
BE | TYNDP2026 | NT | 2030 | TWh | 153 | Sub_sector | Industry | Food | Industry (food) | Energetic | industry_food_demand_hydrogen_energetic | Hydrogen | EU | Energy demand | 0 | FEC
BE | TYNDP2026 | NT | 2030 | TWh | 154 | Sub_sector | Industry | Food | Industry (food) | Energetic | industry_food_demand_methane_energetic | Methane | EU | Energy demand | 10.6661 | FEC
BE | TYNDP2026 | NT | 2030 | TWh | 155 | Sub_sector | Industry | Food | Industry (food) | Energetic | industry_food_demand_heat_energetic | Heat | EU | Energy demand | 0.57828 | FEC
BE | TYNDP2026 | NT | 2030 | TWh | 156 | Sub_sector | Industry | Food | Industry (food) | Energetic | industry_food_demand_biomass_energetic | Biomass | EU | Energy demand | 0.72285 | FEC
BE | TYNDP2026 | NT | 2030 | TWh | 157 | Sub_sector | Industry | Food | Industry (food) | Energetic | industry_food_demand_coal_energetic | Solids | EU | Energy demand | 0 | FEC
BE | TYNDP2026 | NT | 2030 | TWh | 158 | Sub_sector | Industry | Food | Industry (food) | Energetic | industry_food_demand_oil_energetic | Liquids | EU | Energy demand | 0 | FEC
BE | TYNDP2026 | NT | 2030 | TWh | 159 | Sub_sector | Industry | Food | Industry (food) | Energetic | industry_food_demand_others_energetic | Others | EU | Energy demand | 0 | FEC
BE | TYNDP2026 | NT | 2030 | TWh | 160 | Sub_sector | Industry | Food | Industry (food) | Energetic | industry_food_demand_ammonia_energetic | Ammonia | EU | Energy demand | 0 | FEC
BE | TYNDP2026 | NT | 2030 | TWh | 162 | Sub_sector | Industry | Metals | Industry (metal) | Energetic | industry_metal_demand_electricity_energetic | Electricity | EU | Energy demand | 2.0648 | FEC
BE | TYNDP2026 | NT | 2030 | TWh | 163 | Sub_sector | Industry | Metals | Industry (metal) | Energetic | industry_metal_demand_hydrogen_energetic | Hydrogen | EU | Energy demand | 0 | FEC
BE | TYNDP2026 | NT | 2030 | TWh | 164 | Sub_sector | Industry | Metals | Industry (metal) | Energetic | industry_metal_demand_methane_energetic | Methane | EU | Energy demand | 1.3542 | FEC
BE | TYNDP2026 | NT | 2030 | TWh | 165 | Sub_sector | Industry | Metals | Industry (metal) | Energetic | industry_metal_demand_heat_energetic | Heat | EU | Energy demand | 0 | FEC
BE | TYNDP2026 | NT | 2030 | TWh | 166 | Sub_sector | Industry | Metals | Industry (metal) | Energetic | industry_metal_demand_biomass_energetic | Biomass | EU | Energy demand | 0 | FEC
BE | TYNDP2026 | NT | 2030 | TWh | 167 | Sub_sector | Industry | Metals | Industry (metal) | Energetic | industry_metal_demand_coal_energetic | Solids | EU | Energy demand | 0 | FEC
BE | TYNDP2026 | NT | 2030 | TWh | 168 | Sub_sector | Industry | Metals | Industry (metal) | Energetic | industry_metal_demand_oil_energetic | Liquids | EU | Energy demand | 0.0034056 | FEC
BE | TYNDP2026 | NT | 2030 | TWh | 169 | Sub_sector | Industry | Metals | Industry (metal) | Energetic | industry_metal_demand_others_energetic | Others | EU | Energy demand | 0 | FEC
BE | TYNDP2026 | NT | 2030 | TWh | 170 | Sub_sector | Industry | Metals | Industry (metal) | Energetic | industry_metal_demand_ammonia_energetic | Ammonia | EU | Energy demand | 0 | FEC
BE | TYNDP2026 | NT | 2030 | TWh | 172 | Sub_sector | Industry | Others | Industry (other, energetic) | Energetic | industry_other_demand_electricity_energetic | Electricity | EU | Energy demand | 10.0239 | FEC
BE | TYNDP2026 | NT | 2030 | TWh | 173 | Sub_sector | Industry | Others | Industry (other, energetic) | Energetic | industry_other_demand_hydrogen_energetic | Hydrogen | EU | Energy demand | 0.6265 | FEC
BE | TYNDP2026 | NT | 2030 | TWh | 174 | Sub_sector | Industry | Others | Industry (other, energetic) | Energetic | industry_other_demand_methane_energetic | Methane | EU | Energy demand | 11.5902 | FEC
BE | TYNDP2026 | NT | 2030 | TWh | 175 | Sub_sector | Industry | Others | Industry (other, energetic) | Energetic | industry_other_demand_heat_energetic | Heat | EU | Energy demand | 0.31325 | FEC
BE | TYNDP2026 | NT | 2030 | TWh | 176 | Sub_sector | Industry | Others | Industry (other, energetic) | Energetic | industry_other_demand_biomass_energetic | Biomass | EU | Energy demand | 3.4457 | FEC
BE | TYNDP2026 | NT | 2030 | TWh | 177 | Sub_sector | Industry | Others | Industry (other, energetic) | Energetic | industry_other_demand_coal_energetic | Solids | EU | Energy demand | 2.8192 | FEC
BE | TYNDP2026 | NT | 2030 | TWh | 178 | Sub_sector | Industry | Others | Industry (other, energetic) | Energetic | industry_other_demand_oil_energetic | Liquids | EU | Energy demand | 2.506 | FEC
BE | TYNDP2026 | NT | 2030 | TWh | 179 | Sub_sector | Industry | Others | Industry (other, energetic) | Energetic | industry_other_demand_others_energetic | Others | EU | Energy demand | 0 | FEC
BE | TYNDP2026 | NT | 2030 | TWh | 180 | Sub_sector | Industry | Others | Industry (other, energetic) | Energetic | industry_other_demand_ammonia_energetic | Ammonia | EU | Energy demand | 0 | FEC
BE | TYNDP2026 | NT | 2030 | TWh | 182 | Sub_sector | Industry | Others | Industry (other, non-energetic) | Non-energetic | industry_other_demand_electricity_non_energetic | Electricity | EU | Energy demand | 0 | not_included_in_FEC
BE | TYNDP2026 | NT | 2030 | TWh | 183 | Sub_sector | Industry | Others | Industry (other, non-energetic) | Non-energetic | industry_other_demand_hydrogen_non_energetic | Hydrogen | EU | Energy demand | 0.27973 | not_included_in_FEC
BE | TYNDP2026 | NT | 2030 | TWh | 184 | Sub_sector | Industry | Others | Industry (other, non-energetic) | Non-energetic | industry_other_demand_methane_non_energetic | Methane | EU | Energy demand | 0.17483 | not_included_in_FEC
BE | TYNDP2026 | NT | 2030 | TWh | 185 | Sub_sector | Industry | Others | Industry (other, non-energetic) | Non-energetic | industry_other_demand_heat_non_energetic | Heat | EU | Energy demand | 0 | not_included_in_FEC
BE | TYNDP2026 | NT | 2030 | TWh | 186 | Sub_sector | Industry | Others | Industry (other, non-energetic) | Non-energetic | industry_other_demand_biomass_non_energetic | Biomass | EU | Energy demand | 0 | not_included_in_FEC
BE | TYNDP2026 | NT | 2030 | TWh | 187 | Sub_sector | Industry | Others | Industry (other, non-energetic) | Non-energetic | industry_other_demand_coal_non_energetic | Solids | EU | Energy demand | 0 | not_included_in_FEC
BE | TYNDP2026 | NT | 2030 | TWh | 188 | Sub_sector | Industry | Others | Industry (other, non-energetic) | Non-energetic | industry_other_demand_oil_non_energetic | Liquids | EU | Energy demand | 3.0421 | not_included_in_FEC
BE | TYNDP2026 | NT | 2030 | TWh | 189 | Sub_sector | Industry | Others | Industry (other, non-energetic) | Non-energetic | industry_other_demand_others_non_energetic | Others | EU | Energy demand | 0 | not_included_in_FEC
BE | TYNDP2026 | NT | 2030 | TWh | 190 | Sub_sector | Industry | Others | Industry (other, non-energetic) | Non-energetic | industry_other_demand_ammonia_non_energetic | Ammonia | EU | Energy demand | 0 | not_included_in_FEC
BE | TYNDP2026 | NT | 2030 | TWh | 192 | Sub_sector | Industry | Paper | Industry (paper) | Energetic | industry_paper_demand_electricity_energetic | Electricity | EU | Energy demand | 2.4499 | FEC
BE | TYNDP2026 | NT | 2030 | TWh | 193 | Sub_sector | Industry | Paper | Industry (paper) | Energetic | industry_paper_demand_hydrogen_energetic | Hydrogen | EU | Energy demand | 0 | FEC
BE | TYNDP2026 | NT | 2030 | TWh | 194 | Sub_sector | Industry | Paper | Industry (paper) | Energetic | industry_paper_demand_methane_energetic | Methane | EU | Energy demand | 1.3683 | FEC
BE | TYNDP2026 | NT | 2030 | TWh | 195 | Sub_sector | Industry | Paper | Industry (paper) | Energetic | industry_paper_demand_heat_energetic | Heat | EU | Energy demand | 0.31361 | FEC
BE | TYNDP2026 | NT | 2030 | TWh | 196 | Sub_sector | Industry | Paper | Industry (paper) | Energetic | industry_paper_demand_biomass_energetic | Biomass | EU | Energy demand | 3.035 | FEC
BE | TYNDP2026 | NT | 2030 | TWh | 197 | Sub_sector | Industry | Paper | Industry (paper) | Energetic | industry_paper_demand_coal_energetic | Solids | EU | Energy demand | 0 | FEC
BE | TYNDP2026 | NT | 2030 | TWh | 198 | Sub_sector | Industry | Paper | Industry (paper) | Energetic | industry_paper_demand_oil_energetic | Liquids | EU | Energy demand | 0 | FEC
BE | TYNDP2026 | NT | 2030 | TWh | 199 | Sub_sector | Industry | Paper | Industry (paper) | Energetic | industry_paper_demand_others_energetic | Others | EU | Energy demand | 0 | FEC
BE | TYNDP2026 | NT | 2030 | TWh | 200 | Sub_sector | Industry | Paper | Industry (paper) | Energetic | industry_paper_demand_ammonia_energetic | Ammonia | EU | Energy demand | 0 | FEC
BE | TYNDP2026 | NT | 2030 | TWh | 202 | Sub_sector | Industry | Refineries | Industry (refineries, energetic) | Energetic | industry_refinery_demand_electricity_energetic | Electricity | EU | Energy demand | 1.6674 | not_included_in_FEC
BE | TYNDP2026 | NT | 2030 | TWh | 203 | Sub_sector | Industry | Refineries | Industry (refineries, energetic) | Energetic | industry_refinery_demand_hydrogen_energetic | Hydrogen | EU | Energy demand | 0 | not_included_in_FEC
BE | TYNDP2026 | NT | 2030 | TWh | 204 | Sub_sector | Industry | Refineries | Industry (refineries, energetic) | Energetic | industry_refinery_demand_methane_energetic | Methane | EU | Energy demand | 8.8367 | not_included_in_FEC
BE | TYNDP2026 | NT | 2030 | TWh | 205 | Sub_sector | Industry | Refineries | Industry (refineries, energetic) | Energetic | industry_refinery_demand_heat_energetic | Heat | EU | Energy demand | 0 | not_included_in_FEC
BE | TYNDP2026 | NT | 2030 | TWh | 206 | Sub_sector | Industry | Refineries | Industry (refineries, energetic) | Energetic | industry_refinery_demand_biomass_energetic | Biomass | EU | Energy demand | 0.47339 | not_included_in_FEC
BE | TYNDP2026 | NT | 2030 | TWh | 207 | Sub_sector | Industry | Refineries | Industry (refineries, energetic) | Energetic | industry_refinery_demand_coal_energetic | Solids | EU | Energy demand | 0 | not_included_in_FEC
BE | TYNDP2026 | NT | 2030 | TWh | 208 | Sub_sector | Industry | Refineries | Industry (refineries, energetic) | Energetic | industry_refinery_demand_oil_energetic | Liquids | EU | Energy demand | 12.7759 | not_included_in_FEC
BE | TYNDP2026 | NT | 2030 | TWh | 209 | Sub_sector | Industry | Refineries | Industry (refineries, energetic) | Energetic | industry_refinery_demand_others_energetic | Others | EU | Energy demand | 0 | not_included_in_FEC
BE | TYNDP2026 | NT | 2030 | TWh | 210 | Sub_sector | Industry | Refineries | Industry (refineries, energetic) | Energetic | industry_refinery_demand_ammonia_energetic | Ammonia | EU | Energy demand | 0 | not_included_in_FEC
BE | TYNDP2026 | NT | 2030 | TWh | 212 | Sub_sector | Industry | Refineries | Industry (refineries, non-energetic) | Non-energetic | industry_refinery_demand_electricity_non_energetic | Electricity | EU | Energy demand | 0 | not_included_in_FEC
BE | TYNDP2026 | NT | 2030 | TWh | 213 | Sub_sector | Industry | Refineries | Industry (refineries, non-energetic) | Non-energetic | industry_refinery_demand_hydrogen_non_energetic | Hydrogen | EU | Energy demand | 0 | not_included_in_FEC
BE | TYNDP2026 | NT | 2030 | TWh | 214 | Sub_sector | Industry | Refineries | Industry (refineries, non-energetic) | Non-energetic | industry_refinery_demand_methane_non_energetic | Methane | EU | Energy demand | 0 | not_included_in_FEC
BE | TYNDP2026 | NT | 2030 | TWh | 215 | Sub_sector | Industry | Refineries | Industry (refineries, non-energetic) | Non-energetic | industry_refinery_demand_heat_non_energetic | Heat | EU | Energy demand | 0 | not_included_in_FEC
BE | TYNDP2026 | NT | 2030 | TWh | 216 | Sub_sector | Industry | Refineries | Industry (refineries, non-energetic) | Non-energetic | industry_refinery_demand_biomass_non_energetic | Biomass | EU | Energy demand | 0 | not_included_in_FEC
BE | TYNDP2026 | NT | 2030 | TWh | 217 | Sub_sector | Industry | Refineries | Industry (refineries, non-energetic) | Non-energetic | industry_refinery_demand_coal_non_energetic | Solids | EU | Energy demand | 0 | not_included_in_FEC
BE | TYNDP2026 | NT | 2030 | TWh | 218 | Sub_sector | Industry | Refineries | Industry (refineries, non-energetic) | Non-energetic | industry_refinery_demand_oil_non_energetic | Liquids | EU | Energy demand | 0 | not_included_in_FEC
BE | TYNDP2026 | NT | 2030 | TWh | 219 | Sub_sector | Industry | Refineries | Industry (refineries, non-energetic) | Non-energetic | industry_refinery_demand_others_non_energetic | Others | EU | Energy demand | 0 | not_included_in_FEC
BE | TYNDP2026 | NT | 2030 | TWh | 220 | Sub_sector | Industry | Refineries | Industry (refineries, non-energetic) | Non-energetic | industry_refinery_demand_ammonia_non_energetic | Ammonia | EU | Energy demand | 0 | not_included_in_FEC
BE | TYNDP2026 | NT | 2030 | TWh | 222 | Sub_sector | Industry | Steel | Industry (steel) | Energetic | industry_steel_demand_electricity_energetic | Electricity | EU | Energy demand | 5.8156 | FEC
BE | TYNDP2026 | NT | 2030 | TWh | 223 | Sub_sector | Industry | Steel | Industry (steel) | Energetic | industry_steel_demand_hydrogen_energetic | Hydrogen | EU | Energy demand | 0 | FEC
BE | TYNDP2026 | NT | 2030 | TWh | 224 | Sub_sector | Industry | Steel | Industry (steel) | Energetic | industry_steel_demand_methane_energetic | Methane | EU | Energy demand | 10.4728 | FEC
BE | TYNDP2026 | NT | 2030 | TWh | 225 | Sub_sector | Industry | Steel | Industry (steel) | Energetic | industry_steel_demand_heat_energetic | Heat | EU | Energy demand | 0 | FEC
BE | TYNDP2026 | NT | 2030 | TWh | 226 | Sub_sector | Industry | Steel | Industry (steel) | Energetic | industry_steel_demand_biomass_energetic | Biomass | EU | Energy demand | 0 | FEC
BE | TYNDP2026 | NT | 2030 | TWh | 227 | Sub_sector | Industry | Steel | Industry (steel) | Energetic | industry_steel_demand_coal_energetic | Solids | EU | Energy demand | 2.1323 | FEC
BE | TYNDP2026 | NT | 2030 | TWh | 228 | Sub_sector | Industry | Steel | Industry (steel) | Energetic | industry_steel_demand_oil_energetic | Liquids | EU | Energy demand | 0.073049 | FEC
BE | TYNDP2026 | NT | 2030 | TWh | 229 | Sub_sector | Industry | Steel | Industry (steel) | Energetic | industry_steel_demand_others_energetic | Others | EU | Energy demand | 0 | FEC
BE | TYNDP2026 | NT | 2030 | TWh | 230 | Sub_sector | Industry | Steel | Industry (steel) | Energetic | industry_steel_demand_ammonia_energetic | Ammonia | EU | Energy demand | 0 | FEC
BE | TYNDP2026 | NT | 2030 | TWh | 232 | Sub_sector | Transport | Cars | Transport (cars) | Energetic | transport_cars_final_demand_electricity | Electricity | EU | Energy demand | 6.3356 | FEC
BE | TYNDP2026 | NT | 2030 | TWh | 233 | Sub_sector | Transport | Cars | Transport (cars) | Energetic | transport_cars_final_demand_hydrogen | Hydrogen | EU | Energy demand | 0 | FEC
BE | TYNDP2026 | NT | 2030 | TWh | 234 | Sub_sector | Transport | Cars | Transport (cars) | Energetic | transport_cars_final_demand_methane | Methane | EU | Energy demand | 0.25232 | FEC
BE | TYNDP2026 | NT | 2030 | TWh | 235 | Sub_sector | Transport | Cars | Transport (cars) | Energetic | transport_cars_final_demand_heat | Heat | EU | Energy demand | 0 | FEC
BE | TYNDP2026 | NT | 2030 | TWh | 236 | Sub_sector | Transport | Cars | Transport (cars) | Energetic | transport_cars_final_demand_biomass | Biomass | EU | Energy demand | 0 | FEC
BE | TYNDP2026 | NT | 2030 | TWh | 237 | Sub_sector | Transport | Cars | Transport (cars) | Energetic | transport_cars_final_demand_coal | Solids | EU | Energy demand | 0 | FEC
BE | TYNDP2026 | NT | 2030 | TWh | 238 | Sub_sector | Transport | Cars | Transport (cars) | Energetic | transport_cars_final_demand_oil | Liquids | EU | Energy demand | 40.9636 | FEC
BE | TYNDP2026 | NT | 2030 | TWh | 239 | Sub_sector | Transport | Cars | Transport (cars) | Energetic | transport_cars_final_demand_other | Others | EU | Energy demand | 0 | FEC
BE | TYNDP2026 | NT | 2030 | TWh | 240 | Sub_sector | Transport | Cars | Transport (cars) | Energetic | transport_cars_final_demand_ammonia | Ammonia | EU | Energy demand | 0 | FEC
BE | TYNDP2026 | NT | 2030 | TWh | 242 | Sub_sector | Transport | Busses | Transport (busses) | Energetic | transport_busses_final_demand_electricity | Electricity | EU | Energy demand | 0.63371 | FEC
BE | TYNDP2026 | NT | 2030 | TWh | 243 | Sub_sector | Transport | Busses | Transport (busses) | Energetic | transport_busses_final_demand_hydrogen | Hydrogen | EU | Energy demand | 0 | FEC
BE | TYNDP2026 | NT | 2030 | TWh | 244 | Sub_sector | Transport | Busses | Transport (busses) | Energetic | transport_busses_final_demand_methane | Methane | EU | Energy demand | 0.093023 | FEC
BE | TYNDP2026 | NT | 2030 | TWh | 245 | Sub_sector | Transport | Busses | Transport (busses) | Energetic | transport_busses_final_demand_heat | Heat | EU | Energy demand | 0 | FEC
BE | TYNDP2026 | NT | 2030 | TWh | 246 | Sub_sector | Transport | Busses | Transport (busses) | Energetic | transport_busses_final_demand_biomass | Biomass | EU | Energy demand | 0 | FEC
BE | TYNDP2026 | NT | 2030 | TWh | 247 | Sub_sector | Transport | Busses | Transport (busses) | Energetic | transport_busses_final_demand_coal | Solids | EU | Energy demand | 0 | FEC
BE | TYNDP2026 | NT | 2030 | TWh | 248 | Sub_sector | Transport | Busses | Transport (busses) | Energetic | transport_busses_final_demand_oil | Liquids | EU | Energy demand | 3.562 | FEC
BE | TYNDP2026 | NT | 2030 | TWh | 249 | Sub_sector | Transport | Busses | Transport (busses) | Energetic | transport_busses_final_demand_other | Others | EU | Energy demand | 0 | FEC
BE | TYNDP2026 | NT | 2030 | TWh | 250 | Sub_sector | Transport | Busses | Transport (busses) | Energetic | transport_busses_final_demand_ammonia | Ammonia | EU | Energy demand | 0 | FEC
BE | TYNDP2026 | NT | 2030 | TWh | 252 | Sub_sector | Transport | Trucks | Transport (trucks) | Energetic | transport_trucks_final_demand_electricity | Electricity | EU | Energy demand | 0.60128 | FEC
BE | TYNDP2026 | NT | 2030 | TWh | 253 | Sub_sector | Transport | Trucks | Transport (trucks) | Energetic | transport_trucks_final_demand_hydrogen | Hydrogen | EU | Energy demand | 0.095475 | FEC
BE | TYNDP2026 | NT | 2030 | TWh | 254 | Sub_sector | Transport | Trucks | Transport (trucks) | Energetic | transport_trucks_final_demand_methane | Methane | EU | Energy demand | 0.16784 | FEC
BE | TYNDP2026 | NT | 2030 | TWh | 255 | Sub_sector | Transport | Trucks | Transport (trucks) | Energetic | transport_trucks_final_demand_heat | Heat | EU | Energy demand | 0 | FEC
BE | TYNDP2026 | NT | 2030 | TWh | 256 | Sub_sector | Transport | Trucks | Transport (trucks) | Energetic | transport_trucks_final_demand_biomass | Biomass | EU | Energy demand | 0 | FEC
BE | TYNDP2026 | NT | 2030 | TWh | 257 | Sub_sector | Transport | Trucks | Transport (trucks) | Energetic | transport_trucks_final_demand_coal | Solids | EU | Energy demand | 0 | FEC
BE | TYNDP2026 | NT | 2030 | TWh | 258 | Sub_sector | Transport | Trucks | Transport (trucks) | Energetic | transport_trucks_final_demand_oil | Liquids | EU | Energy demand | 17.2986 | FEC
BE | TYNDP2026 | NT | 2030 | TWh | 259 | Sub_sector | Transport | Trucks | Transport (trucks) | Energetic | transport_trucks_final_demand_other | Others | EU | Energy demand | 0 | FEC
BE | TYNDP2026 | NT | 2030 | TWh | 260 | Sub_sector | Transport | Trucks | Transport (trucks) | Energetic | transport_trucks_final_demand_ammonia | Ammonia | EU | Energy demand | 0 | FEC
BE | TYNDP2026 | NT | 2030 | TWh | 262 | Sub_sector | Transport | Vans | Transport (vans) | Energetic | transport_vans_final_demand_electricity | Electricity | EU | Energy demand | 1.1661 | FEC
BE | TYNDP2026 | NT | 2030 | TWh | 263 | Sub_sector | Transport | Vans | Transport (vans) | Energetic | transport_vans_final_demand_hydrogen | Hydrogen | EU | Energy demand | 0 | FEC
BE | TYNDP2026 | NT | 2030 | TWh | 264 | Sub_sector | Transport | Vans | Transport (vans) | Energetic | transport_vans_final_demand_methane | Methane | EU | Energy demand | 0.047498 | FEC
BE | TYNDP2026 | NT | 2030 | TWh | 265 | Sub_sector | Transport | Vans | Transport (vans) | Energetic | transport_vans_final_demand_heat | Heat | EU | Energy demand | 0 | FEC
BE | TYNDP2026 | NT | 2030 | TWh | 266 | Sub_sector | Transport | Vans | Transport (vans) | Energetic | transport_vans_final_demand_biomass | Biomass | EU | Energy demand | 0 | FEC
BE | TYNDP2026 | NT | 2030 | TWh | 267 | Sub_sector | Transport | Vans | Transport (vans) | Energetic | transport_vans_final_demand_coal | Solids | EU | Energy demand | 0 | FEC
BE | TYNDP2026 | NT | 2030 | TWh | 268 | Sub_sector | Transport | Vans | Transport (vans) | Energetic | transport_vans_final_demand_oil | Liquids | EU | Energy demand | 6.7545 | FEC
BE | TYNDP2026 | NT | 2030 | TWh | 269 | Sub_sector | Transport | Vans | Transport (vans) | Energetic | transport_vans_final_demand_other | Others | EU | Energy demand | 0 | FEC
BE | TYNDP2026 | NT | 2030 | TWh | 270 | Sub_sector | Transport | Vans | Transport (vans) | Energetic | transport_vans_final_demand_ammonia | Ammonia | EU | Energy demand | 0 | FEC
BE | TYNDP2026 | NT | 2030 | TWh | 272 | Sub_sector | Transport | Freight trains | Transport (trains) | Energetic | transport_trains_final_demand_electricity | Electricity | EU | Energy demand | 2.2822 | FEC
BE | TYNDP2026 | NT | 2030 | TWh | 273 | Sub_sector | Transport | Freight trains | Transport (trains) | Energetic | transport_trains_final_demand_hydrogen | Hydrogen | EU | Energy demand | 0 | FEC
BE | TYNDP2026 | NT | 2030 | TWh | 274 | Sub_sector | Transport | Freight trains | Transport (trains) | Energetic | transport_trains_final_demand_methane | Methane | EU | Energy demand | 0 | FEC
BE | TYNDP2026 | NT | 2030 | TWh | 275 | Sub_sector | Transport | Freight trains | Transport (trains) | Energetic | transport_trains_final_demand_heat | Heat | EU | Energy demand | 0 | FEC
BE | TYNDP2026 | NT | 2030 | TWh | 276 | Sub_sector | Transport | Freight trains | Transport (trains) | Energetic | transport_trains_final_demand_biomass | Biomass | EU | Energy demand | 0 | FEC
BE | TYNDP2026 | NT | 2030 | TWh | 277 | Sub_sector | Transport | Freight trains | Transport (trains) | Energetic | transport_trains_final_demand_coal | Solids | EU | Energy demand | 0.00087376 | FEC
BE | TYNDP2026 | NT | 2030 | TWh | 278 | Sub_sector | Transport | Freight trains | Transport (trains) | Energetic | transport_trains_final_demand_oil | Liquids | EU | Energy demand | 0.34802 | FEC
BE | TYNDP2026 | NT | 2030 | TWh | 279 | Sub_sector | Transport | Freight trains | Transport (trains) | Energetic | transport_trains_final_demand_other | Others | EU | Energy demand | 0 | FEC
BE | TYNDP2026 | NT | 2030 | TWh | 280 | Sub_sector | Transport | Freight trains | Transport (trains) | Energetic | transport_trains_final_demand_ammonia | Ammonia | EU | Energy demand | 0 | FEC
BE | TYNDP2026 | NT | 2030 | TWh | 282 | Sub_sector | Transport | Ships | Transport (ships) | Energetic | transport_ships_final_demand_electricity | Electricity | EU | Energy demand | 0 | FEC
BE | TYNDP2026 | NT | 2030 | TWh | 283 | Sub_sector | Transport | Ships | Transport (ships) | Energetic | transport_ships_final_demand_hydrogen | Hydrogen | EU | Energy demand | 0 | FEC
BE | TYNDP2026 | NT | 2030 | TWh | 284 | Sub_sector | Transport | Ships | Transport (ships) | Energetic | transport_ships_final_demand_methane | Methane | EU | Energy demand | 0.008782 | FEC
BE | TYNDP2026 | NT | 2030 | TWh | 285 | Sub_sector | Transport | Ships | Transport (ships) | Energetic | transport_ships_final_demand_heat | Heat | EU | Energy demand | 0 | FEC
BE | TYNDP2026 | NT | 2030 | TWh | 286 | Sub_sector | Transport | Ships | Transport (ships) | Energetic | transport_ships_final_demand_biomass | Biomass | EU | Energy demand | 0 | FEC
BE | TYNDP2026 | NT | 2030 | TWh | 287 | Sub_sector | Transport | Ships | Transport (ships) | Energetic | transport_ships_final_demand_coal | Solids | EU | Energy demand | 0 | FEC
BE | TYNDP2026 | NT | 2030 | TWh | 288 | Sub_sector | Transport | Ships | Transport (ships) | Energetic | transport_ships_final_demand_oil | Liquids | EU | Energy demand | 0.86942 | FEC
BE | TYNDP2026 | NT | 2030 | TWh | 289 | Sub_sector | Transport | Ships | Transport (ships) | Energetic | transport_ships_final_demand_other | Others | EU | Energy demand | 0 | FEC
BE | TYNDP2026 | NT | 2030 | TWh | 290 | Sub_sector | Transport | Ships | Transport (ships) | Energetic | transport_ships_final_demand_ammonia | Ammonia | EU | Energy demand | 0 | FEC
BE | TYNDP2026 | NT | 2030 | TWh | 292 | Sub_sector | Transport | Planes | Transport (planes) | Energetic | transport_planes_final_demand_electricity | Electricity | EU | Energy demand | 0 | FEC
BE | TYNDP2026 | NT | 2030 | TWh | 293 | Sub_sector | Transport | Planes | Transport (planes) | Energetic | transport_planes_final_demand_hydrogen | Hydrogen | EU | Energy demand | 0 | FEC
BE | TYNDP2026 | NT | 2030 | TWh | 294 | Sub_sector | Transport | Planes | Transport (planes) | Energetic | transport_planes_final_demand_methane | Methane | EU | Energy demand | 0 | FEC
BE | TYNDP2026 | NT | 2030 | TWh | 295 | Sub_sector | Transport | Planes | Transport (planes) | Energetic | transport_planes_final_demand_heat | Heat | EU | Energy demand | 0 | FEC
BE | TYNDP2026 | NT | 2030 | TWh | 296 | Sub_sector | Transport | Planes | Transport (planes) | Energetic | transport_planes_final_demand_biomass | Biomass | EU | Energy demand | 0 | FEC
BE | TYNDP2026 | NT | 2030 | TWh | 297 | Sub_sector | Transport | Planes | Transport (planes) | Energetic | transport_planes_final_demand_coal | Solids | EU | Energy demand | 0 | FEC
BE | TYNDP2026 | NT | 2030 | TWh | 298 | Sub_sector | Transport | Planes | Transport (planes) | Energetic | transport_planes_final_demand_oil | Liquids | EU | Energy demand | 0 | FEC
BE | TYNDP2026 | NT | 2030 | TWh | 299 | Sub_sector | Transport | Planes | Transport (planes) | Energetic | transport_planes_final_demand_other | Others | EU | Energy demand | 0 | FEC
BE | TYNDP2026 | NT | 2030 | TWh | 300 | Sub_sector | Transport | Planes | Transport (planes) | Energetic | transport_planes_final_demand_ammonia | Ammonia | EU | Energy demand | 0 | FEC
BE | TYNDP2026 | NT | 2030 | TWh | 302 | Sub_sector | Transport | Others | Transport (others) | Energetic | transport_other_final_demand_electricity | Electricity | EU | Energy demand | 0.019743 | FEC
BE | TYNDP2026 | NT | 2030 | TWh | 303 | Sub_sector | Transport | Others | Transport (others) | Energetic | transport_other_final_demand_hydrogen | Hydrogen | EU | Energy demand | 0 | FEC
BE | TYNDP2026 | NT | 2030 | TWh | 304 | Sub_sector | Transport | Others | Transport (others) | Energetic | transport_other_final_demand_methane | Methane | EU | Energy demand | 0 | FEC
BE | TYNDP2026 | NT | 2030 | TWh | 305 | Sub_sector | Transport | Others | Transport (others) | Energetic | transport_other_final_demand_heat | Heat | EU | Energy demand | 0 | FEC
BE | TYNDP2026 | NT | 2030 | TWh | 306 | Sub_sector | Transport | Others | Transport (others) | Energetic | transport_other_final_demand_biomass | Biomass | EU | Energy demand | 0 | FEC
BE | TYNDP2026 | NT | 2030 | TWh | 307 | Sub_sector | Transport | Others | Transport (others) | Energetic | transport_other_final_demand_coal | Solids | EU | Energy demand | 0 | FEC
BE | TYNDP2026 | NT | 2030 | TWh | 308 | Sub_sector | Transport | Others | Transport (others) | Energetic | transport_other_final_demand_oil | Liquids | EU | Energy demand | 0.66626 | FEC
BE | TYNDP2026 | NT | 2030 | TWh | 309 | Sub_sector | Transport | Others | Transport (others) | Energetic | transport_other_final_demand_other | Others | EU | Energy demand | 0 | FEC
BE | TYNDP2026 | NT | 2030 | TWh | 310 | Sub_sector | Transport | Others | Transport (others) | Energetic | transport_other_final_demand_ammonia | Ammonia | EU | Energy demand | 0 | FEC
BE | TYNDP2026 | NT | 2030 | TWh | 312 | Sub_sector | International transport | International aviation | Transport (int. aviation) | Energetic | transport_int_aviation_final_demand_electricity | Electricity | EU | Energy demand | 0 | FEC
BE | TYNDP2026 | NT | 2030 | TWh | 313 | Sub_sector | International transport | International aviation | Transport (int. aviation) | Energetic | transport_int_aviation_final_demand_hydrogen | Hydrogen | EU | Energy demand | 0 | FEC
BE | TYNDP2026 | NT | 2030 | TWh | 314 | Sub_sector | International transport | International aviation | Transport (int. aviation) | Energetic | transport_int_aviation_final_demand_methane | Methane | EU | Energy demand | 0 | FEC
BE | TYNDP2026 | NT | 2030 | TWh | 315 | Sub_sector | International transport | International aviation | Transport (int. aviation) | Energetic | transport_int_aviation_final_demand_heat | Heat | EU | Energy demand | 0 | FEC
BE | TYNDP2026 | NT | 2030 | TWh | 316 | Sub_sector | International transport | International aviation | Transport (int. aviation) | Energetic | transport_int_aviation_final_demand_biofuels | Biomass | EU | Energy demand | 0 | FEC
BE | TYNDP2026 | NT | 2030 | TWh | 317 | Sub_sector | International transport | International aviation | Transport (int. aviation) | Energetic | transport_int_aviation_final_demand_coal | Solids | EU | Energy demand | 0 | FEC
BE | TYNDP2026 | NT | 2030 | TWh | 318 | Sub_sector | International transport | International aviation | Transport (int. aviation) | Energetic | transport_int_aviation_final_demand_oil | Liquids | EU | Energy demand | 21.6376 | FEC
BE | TYNDP2026 | NT | 2030 | TWh | 319 | Sub_sector | International transport | International aviation | Transport (int. aviation) | Energetic | transport_int_aviation_final_demand_other | Others | EU | Energy demand | 0 | FEC
BE | TYNDP2026 | NT | 2030 | TWh | 320 | Sub_sector | International transport | International aviation | Transport (int. aviation) | Energetic | transport_int_aviation_final_demand_ammonia | Ammonia | EU | Energy demand | 0 | FEC
BE | TYNDP2026 | NT | 2030 | TWh | 322 | Sub_sector | International transport | International shipping | Transport (int. shipping) | Energetic | transport_int_shipping_final_demand_electricity | Electricity | EU | Energy demand | 0 | not_included_in_FEC
BE | TYNDP2026 | NT | 2030 | TWh | 323 | Sub_sector | International transport | International shipping | Transport (int. shipping) | Energetic | transport_int_shipping_final_demand_hydrogen | Hydrogen | EU | Energy demand | 0 | not_included_in_FEC
BE | TYNDP2026 | NT | 2030 | TWh | 324 | Sub_sector | International transport | International shipping | Transport (int. shipping) | Energetic | transport_int_shipping_final_demand_methane | Methane | EU | Energy demand | 1.8055 | not_included_in_FEC
BE | TYNDP2026 | NT | 2030 | TWh | 325 | Sub_sector | International transport | International shipping | Transport (int. shipping) | Energetic | transport_int_shipping_final_demand_heat | Heat | EU | Energy demand | 0 | not_included_in_FEC
BE | TYNDP2026 | NT | 2030 | TWh | 326 | Sub_sector | International transport | International shipping | Transport (int. shipping) | Energetic | transport_int_shipping_final_demand_biofuels | Biomass | EU | Energy demand | 0 | not_included_in_FEC
BE | TYNDP2026 | NT | 2030 | TWh | 327 | Sub_sector | International transport | International shipping | Transport (int. shipping) | Energetic | transport_int_shipping_final_demand_coal | Solids | EU | Energy demand | 0 | not_included_in_FEC
BE | TYNDP2026 | NT | 2030 | TWh | 328 | Sub_sector | International transport | International shipping | Transport (int. shipping) | Energetic | transport_int_shipping_final_demand_oil | Liquids | EU | Energy demand | 86.6658 | not_included_in_FEC
BE | TYNDP2026 | NT | 2030 | TWh | 329 | Sub_sector | International transport | International shipping | Transport (int. shipping) | Energetic | transport_int_shipping_final_demand_other | Others | EU | Energy demand | 0 | not_included_in_FEC
BE | TYNDP2026 | NT | 2030 | TWh | 330 | Sub_sector | International transport | International shipping | Transport (int. shipping) | Energetic | transport_int_shipping_final_demand_ammonia | Ammonia | EU | Energy demand | 1.8055 | not_included_in_FEC
BE | TYNDP2026 | NT | 2030 | TWh | 332 | Sub_sector | Households | Space heating | Households (heating) | Energetic | households_heating_final_demand_electricity | Electricity | EU | Energy demand | 5.982 | FEC
BE | TYNDP2026 | NT | 2030 | TWh | 333 | Sub_sector | Households | Space heating | Households (heating) | Energetic | households_heating_final_demand_hydrogen | Hydrogen | EU | Energy demand | 0 | FEC
BE | TYNDP2026 | NT | 2030 | TWh | 334 | Sub_sector | Households | Space heating | Households (heating) | Energetic | households_heating_final_demand_methane | Methane | EU | Energy demand | 27.8558 | FEC
BE | TYNDP2026 | NT | 2030 | TWh | 335 | Sub_sector | Households | Space heating | Households (heating) | Energetic | households_heating_final_demand_heat | Heat | EU | Energy demand | 0.27686 | FEC
BE | TYNDP2026 | NT | 2030 | TWh | 336 | Sub_sector | Households | Space heating | Households (heating) | Energetic | households_heating_final_demand_biomass | Biomass | EU | Energy demand | 4.829 | FEC
BE | TYNDP2026 | NT | 2030 | TWh | 337 | Sub_sector | Households | Space heating | Households (heating) | Energetic | households_heating_final_demand_coal | Solids | EU | Energy demand | 0 | FEC
BE | TYNDP2026 | NT | 2030 | TWh | 338 | Sub_sector | Households | Space heating | Households (heating) | Energetic | households_heating_final_demand_oil | Liquids | EU | Energy demand | 16.4627 | FEC
BE | TYNDP2026 | NT | 2030 | TWh | 339 | Sub_sector | Households | Space heating | Households (heating) | Energetic | households_heating_final_demand_other | Others | EU | Energy demand | 0 | FEC
BE | TYNDP2026 | NT | 2030 | TWh | 340 | Sub_sector | Households | Space heating | Households (heating) | Energetic | households_heating_final_demand_ammonia | Ammonia | EU | Energy demand | 0 | FEC
BE | TYNDP2026 | NT | 2030 | TWh | 343 | Sub_sector | Households | Cooling | Households (cooling) | Energetic | households_cooling_final_demand_electricity | Electricity | EU | Energy demand | 0.06311 | FEC
BE | TYNDP2026 | NT | 2030 | TWh | 344 | Sub_sector | Households | Cooling | Households (cooling) | Energetic | households_cooling_final_demand_hydrogen | Hydrogen | EU | Energy demand | 0 | FEC
BE | TYNDP2026 | NT | 2030 | TWh | 345 | Sub_sector | Households | Cooling | Households (cooling) | Energetic | households_cooling_final_demand_methane | Methane | EU | Energy demand | 0 | FEC
BE | TYNDP2026 | NT | 2030 | TWh | 346 | Sub_sector | Households | Cooling | Households (cooling) | Energetic | households_cooling_final_demand_heat | Heat | EU | Energy demand | 0 | FEC
BE | TYNDP2026 | NT | 2030 | TWh | 347 | Sub_sector | Households | Cooling | Households (cooling) | Energetic | households_cooling_final_demand_biomass | Biomass | EU | Energy demand | 0 | FEC
BE | TYNDP2026 | NT | 2030 | TWh | 348 | Sub_sector | Households | Cooling | Households (cooling) | Energetic | households_cooling_final_demand_coal | Solids | EU | Energy demand | 0 | FEC
BE | TYNDP2026 | NT | 2030 | TWh | 349 | Sub_sector | Households | Cooling | Households (cooling) | Energetic | households_cooling_final_demand_oil | Liquids | EU | Energy demand | 0 | FEC
BE | TYNDP2026 | NT | 2030 | TWh | 350 | Sub_sector | Households | Cooling | Households (cooling) | Energetic | households_cooling_final_demand_other | Others | EU | Energy demand | 0 | FEC
BE | TYNDP2026 | NT | 2030 | TWh | 351 | Sub_sector | Households | Cooling | Households (cooling) | Energetic | households_cooling_final_demand_ammonia | Ammonia | EU | Energy demand | 0 | FEC
BE | TYNDP2026 | NT | 2030 | TWh | 354 | Sub_sector | Households | Hot water | Households (hot water) | Energetic | households_hot_water_final_demand_electricity | Electricity | EU | Energy demand | 1.6367 | FEC
BE | TYNDP2026 | NT | 2030 | TWh | 355 | Sub_sector | Households | Hot water | Households (hot water) | Energetic | households_hot_water_final_demand_hydrogen | Hydrogen | EU | Energy demand | 0 | FEC
BE | TYNDP2026 | NT | 2030 | TWh | 356 | Sub_sector | Households | Hot water | Households (hot water) | Energetic | households_hot_water_final_demand_methane | Methane | EU | Energy demand | 7.165 | FEC
BE | TYNDP2026 | NT | 2030 | TWh | 357 | Sub_sector | Households | Hot water | Households (hot water) | Energetic | households_hot_water_final_demand_heat | Heat | EU | Energy demand | 0.11118 | FEC
BE | TYNDP2026 | NT | 2030 | TWh | 358 | Sub_sector | Households | Hot water | Households (hot water) | Energetic | households_hot_water_final_demand_biomass | Biomass | EU | Energy demand | 0.81352 | FEC
BE | TYNDP2026 | NT | 2030 | TWh | 359 | Sub_sector | Households | Hot water | Households (hot water) | Energetic | households_hot_water_final_demand_coal | Solids | EU | Energy demand | 0 | FEC
BE | TYNDP2026 | NT | 2030 | TWh | 360 | Sub_sector | Households | Hot water | Households (hot water) | Energetic | households_hot_water_final_demand_oil | Liquids | EU | Energy demand | 1.5696 | FEC
BE | TYNDP2026 | NT | 2030 | TWh | 361 | Sub_sector | Households | Hot water | Households (hot water) | Energetic | households_hot_water_final_demand_other | Others | EU | Energy demand | 0.22707 | FEC
BE | TYNDP2026 | NT | 2030 | TWh | 362 | Sub_sector | Households | Hot water | Households (hot water) | Energetic | households_hot_water_final_demand_ammonia | Ammonia | EU | Energy demand | 0 | FEC
BE | TYNDP2026 | NT | 2030 | TWh | 365 | Sub_sector | Households | Appliances | Households (appliances) | Energetic | households_appliances_final_demand_electricity | Electricity | EU | Energy demand | 11.8817 | FEC
BE | TYNDP2026 | NT | 2030 | TWh | 366 | Sub_sector | Households | Appliances | Households (appliances) | Energetic | households_appliances_final_demand_hydrogen | Hydrogen | EU | Energy demand | 0 | FEC
BE | TYNDP2026 | NT | 2030 | TWh | 367 | Sub_sector | Households | Appliances | Households (appliances) | Energetic | households_appliances_final_demand_methane | Methane | EU | Energy demand | 0.30264 | FEC
BE | TYNDP2026 | NT | 2030 | TWh | 368 | Sub_sector | Households | Appliances | Households (appliances) | Energetic | households_appliances_final_demand_heat | Heat | EU | Energy demand | 0 | FEC
BE | TYNDP2026 | NT | 2030 | TWh | 369 | Sub_sector | Households | Appliances | Households (appliances) | Energetic | households_appliances_final_demand_biomass | Biomass | EU | Energy demand | 0 | FEC
BE | TYNDP2026 | NT | 2030 | TWh | 370 | Sub_sector | Households | Appliances | Households (appliances) | Energetic | households_appliances_final_demand_coal | Solids | EU | Energy demand | 0 | FEC
BE | TYNDP2026 | NT | 2030 | TWh | 371 | Sub_sector | Households | Appliances | Households (appliances) | Energetic | households_appliances_final_demand_oil | Liquids | EU | Energy demand | 0 | FEC
BE | TYNDP2026 | NT | 2030 | TWh | 372 | Sub_sector | Households | Appliances | Households (appliances) | Energetic | households_appliances_final_demand_other | Others | EU | Energy demand | 0 | FEC
BE | TYNDP2026 | NT | 2030 | TWh | 373 | Sub_sector | Households | Appliances | Households (appliances) | Energetic | households_appliances_final_demand_ammonia | Ammonia | EU | Energy demand | 0 | FEC
BE | TYNDP2026 | NT | 2030 | TWh | 375 | Sub_sector | Buildings | Space heating | Buildings (heat) | Energetic | buildings_heat_final_demand_electricity | Electricity | EU | Energy demand | 8.0703 | FEC
BE | TYNDP2026 | NT | 2030 | TWh | 376 | Sub_sector | Buildings | Space heating | Buildings (heat) | Energetic | buildings_heat_final_demand_hydrogen | Hydrogen | EU | Energy demand | 0 | FEC
BE | TYNDP2026 | NT | 2030 | TWh | 377 | Sub_sector | Buildings | Space heating | Buildings (heat) | Energetic | buildings_heat_final_demand_methane | Methane | EU | Energy demand | 13.0204 | FEC
BE | TYNDP2026 | NT | 2030 | TWh | 378 | Sub_sector | Buildings | Space heating | Buildings (heat) | Energetic | buildings_heat_final_demand_heat | Heat | EU | Energy demand | 0.61564 | FEC
BE | TYNDP2026 | NT | 2030 | TWh | 379 | Sub_sector | Buildings | Space heating | Buildings (heat) | Energetic | buildings_heat_final_demand_biomass | Biomass | EU | Energy demand | 0.37539 | FEC
BE | TYNDP2026 | NT | 2030 | TWh | 380 | Sub_sector | Buildings | Space heating | Buildings (heat) | Energetic | buildings_heat_final_demand_coal | Solids | EU | Energy demand | 0 | FEC
BE | TYNDP2026 | NT | 2030 | TWh | 381 | Sub_sector | Buildings | Space heating | Buildings (heat) | Energetic | buildings_heat_final_demand_oil | Liquids | EU | Energy demand | 4.7078 | FEC
BE | TYNDP2026 | NT | 2030 | TWh | 382 | Sub_sector | Buildings | Space heating | Buildings (heat) | Energetic | buildings_heat_final_demand_other | Others | EU | Energy demand | 0.0020692 | FEC
BE | TYNDP2026 | NT | 2030 | TWh | 383 | Sub_sector | Buildings | Space heating | Buildings (heat) | Energetic | buildings_heat_final_demand_ammonia | Ammonia | EU | Energy demand | 0 | FEC
BE | TYNDP2026 | NT | 2030 | TWh | 386 | Sub_sector | Buildings | Cooling | Buildings (cooling) | Energetic | buildings_cooling_final_demand_electricity | Electricity | EU | Energy demand | 1.0419 | FEC
BE | TYNDP2026 | NT | 2030 | TWh | 387 | Sub_sector | Buildings | Cooling | Buildings (cooling) | Energetic | buildings_cooling_final_demand_hydrogen | Hydrogen | EU | Energy demand | 0 | FEC
BE | TYNDP2026 | NT | 2030 | TWh | 388 | Sub_sector | Buildings | Cooling | Buildings (cooling) | Energetic | buildings_cooling_final_demand_methane | Methane | EU | Energy demand | 0.011618 | FEC
BE | TYNDP2026 | NT | 2030 | TWh | 389 | Sub_sector | Buildings | Cooling | Buildings (cooling) | Energetic | buildings_cooling_final_demand_heat | Heat | EU | Energy demand | 0 | FEC
BE | TYNDP2026 | NT | 2030 | TWh | 390 | Sub_sector | Buildings | Cooling | Buildings (cooling) | Energetic | buildings_cooling_final_demand_biomass | Biomass | EU | Energy demand | 0 | FEC
BE | TYNDP2026 | NT | 2030 | TWh | 391 | Sub_sector | Buildings | Cooling | Buildings (cooling) | Energetic | buildings_cooling_final_demand_coal | Solids | EU | Energy demand | 0 | FEC
BE | TYNDP2026 | NT | 2030 | TWh | 392 | Sub_sector | Buildings | Cooling | Buildings (cooling) | Energetic | buildings_cooling_final_demand_oil | Liquids | EU | Energy demand | 0 | FEC
BE | TYNDP2026 | NT | 2030 | TWh | 393 | Sub_sector | Buildings | Cooling | Buildings (cooling) | Energetic | buildings_cooling_final_demand_other | Others | EU | Energy demand | 0 | FEC
BE | TYNDP2026 | NT | 2030 | TWh | 394 | Sub_sector | Buildings | Cooling | Buildings (cooling) | Energetic | buildings_cooling_final_demand_ammonia | Ammonia | EU | Energy demand | 0 | FEC
BE | TYNDP2026 | NT | 2030 | TWh | 397 | Sub_sector | Buildings | Appliances | Buildings (appliances) | Energetic | buildings_appliances_final_demand_electricity | Electricity | EU | Energy demand | 10.1497 | FEC
BE | TYNDP2026 | NT | 2030 | TWh | 398 | Sub_sector | Buildings | Appliances | Buildings (appliances) | Energetic | buildings_appliances_final_demand_hydrogen | Hydrogen | EU | Energy demand | 0 | FEC
BE | TYNDP2026 | NT | 2030 | TWh | 399 | Sub_sector | Buildings | Appliances | Buildings (appliances) | Energetic | buildings_appliances_final_demand_methane | Methane | EU | Energy demand | 4.7673 | FEC
BE | TYNDP2026 | NT | 2030 | TWh | 400 | Sub_sector | Buildings | Appliances | Buildings (appliances) | Energetic | buildings_appliances_final_demand_heat | Heat | EU | Energy demand | 0 | FEC
BE | TYNDP2026 | NT | 2030 | TWh | 401 | Sub_sector | Buildings | Appliances | Buildings (appliances) | Energetic | buildings_appliances_final_demand_biomass | Biomass | EU | Energy demand | 0 | FEC
BE | TYNDP2026 | NT | 2030 | TWh | 402 | Sub_sector | Buildings | Appliances | Buildings (appliances) | Energetic | buildings_appliances_final_demand_coal | Solids | EU | Energy demand | 0 | FEC
BE | TYNDP2026 | NT | 2030 | TWh | 403 | Sub_sector | Buildings | Appliances | Buildings (appliances) | Energetic | buildings_appliances_final_demand_oil | Liquids | EU | Energy demand | 0 | FEC
BE | TYNDP2026 | NT | 2030 | TWh | 404 | Sub_sector | Buildings | Appliances | Buildings (appliances) | Energetic | buildings_appliances_final_demand_other | Others | EU | Energy demand | 0 | FEC
BE | TYNDP2026 | NT | 2030 | TWh | 405 | Sub_sector | Buildings | Appliances | Buildings (appliances) | Energetic | buildings_appliances_final_demand_ammonia | Ammonia | EU | Energy demand | 0 | FEC
BE | TYNDP2026 | NT | 2030 | TWh | 407 | Sub_sector | Buildings | Datacenters | Datacenters & ICT | Energetic | datacentres_final_demand_electricity_energetic | Electricity | EU | Energy demand | 5.4634 | FEC
BE | TYNDP2026 | NT | 2030 | TWh | 408 | Sub_sector | Buildings | Datacenters | Datacenters & ICT | Energetic | datacentres_final_demand_hydrogen_energetic | Hydrogen | EU | Energy demand | 0 | FEC
BE | TYNDP2026 | NT | 2030 | TWh | 409 | Sub_sector | Buildings | Datacenters | Datacenters & ICT | Energetic | datacentres_final_demand_methane_energetic | Methane | EU | Energy demand | 0 | FEC
BE | TYNDP2026 | NT | 2030 | TWh | 410 | Sub_sector | Buildings | Datacenters | Datacenters & ICT | Energetic | datacentres_final_demand_heat_energetic | Heat | EU | Energy demand | 0 | FEC
BE | TYNDP2026 | NT | 2030 | TWh | 411 | Sub_sector | Buildings | Datacenters | Datacenters & ICT | Energetic | datacentres_final_demand_biomass_energetic | Biomass | EU | Energy demand | 0 | FEC
BE | TYNDP2026 | NT | 2030 | TWh | 412 | Sub_sector | Buildings | Datacenters | Datacenters & ICT | Energetic | datacentres_final_demand_coal_energetic | Solids | EU | Energy demand | 0 | FEC
BE | TYNDP2026 | NT | 2030 | TWh | 413 | Sub_sector | Buildings | Datacenters | Datacenters & ICT | Energetic | datacentres_final_demand_oil_energetic | Liquids | EU | Energy demand | 0 | FEC
BE | TYNDP2026 | NT | 2030 | TWh | 414 | Sub_sector | Buildings | Datacenters | Datacenters & ICT | Energetic | datacentres_final_demand_other_energetic | Others | EU | Energy demand | 0 | FEC
BE | TYNDP2026 | NT | 2030 | TWh | 415 | Sub_sector | Buildings | Datacenters | Datacenters & ICT | Energetic | datacentres_final_demand_ammonia_energetic | Ammonia | EU | Energy demand | 0 | FEC
BE | TYNDP2026 | NT | 2030 | TWh | 417 | Sub_sector | Transport | Others_Sector | Others_Sector | Energetic | other_final_demand_electricity_energetic | Electricity | EU | Energy demand | 0.0502 | FEC
BE | TYNDP2026 | NT | 2030 | TWh | 418 | Sub_sector | Transport | Others_Sector | Others_Sector | Energetic | other_final_demand_hydrogen_energetic | Hydrogen | EU | Energy demand | 0 | FEC
BE | TYNDP2026 | NT | 2030 | TWh | 419 | Sub_sector | Transport | Pipeline Transport | Others_Sector | Energetic | other_final_demand_methane_energetic | Methane | EU | Energy demand | 0.33863 | FEC
BE | TYNDP2026 | NT | 2030 | TWh | 420 | Sub_sector | Transport | Others_Sector | Others_Sector | Energetic | other_final_demand_heat_energetic | Heat | EU | Energy demand | 0 | FEC
BE | TYNDP2026 | NT | 2030 | TWh | 421 | Sub_sector | Transport | Others_Sector | Others_Sector | Energetic | other_final_demand_biomass_energetic | Biomass | EU | Energy demand | 0 | FEC
BE | TYNDP2026 | NT | 2030 | TWh | 422 | Sub_sector | Transport | Others_Sector | Others_Sector | Energetic | other_final_demand_coal_energetic | Solids | EU | Energy demand | 0 | FEC
BE | TYNDP2026 | NT | 2030 | TWh | 423 | Sub_sector | Transport | Others_Sector | Others_Sector | Energetic | other_final_demand_oil_energetic | Liquids | EU | Energy demand | 0.46062 | FEC
BE | TYNDP2026 | NT | 2030 | TWh | 424 | Sub_sector | Others_Sector | Others_Sector | Others_Sector | Non-energetic | other_final_demand_oil_non_energetic | Liquids | EU | Energy demand | 0.28583 | not_included_in_FEC
BE | TYNDP2026 | NT | 2030 | TWh | 425 | Sub_sector | Transport | Others_Sector | Others_Sector | Energetic | other_final_demand_other_energetic | Others | EU | Energy demand | 0 | FEC
BE | TYNDP2026 | NT | 2030 | TWh | 426 | Sub_sector | Transport | Others_Sector | Others_Sector | Energetic | other_final_demand_ammonia_energetic | Ammonia | EU | Energy demand | 0 | FEC
BE | TYNDP2026 | NT | 2030 | TWh | 427 | Sub_sector | Industry | Surplus_Heat_in_Industry | Surplus_Heat_in_Industry | Energetic | final_demand_of_industry_unused_local_production_steam_hot_water | Heat | EU | Energy demand | 0 | FEC
BE | TYNDP2026 | NT | 2030 | TWh | 429 | Sub_sector | Agriculture | Total | Agriculture | Energetic | agriculture_final_demand_electricity_energetic | Electricity | EU | Energy demand | 1.8521 | FEC
BE | TYNDP2026 | NT | 2030 | TWh | 430 | Sub_sector | Agriculture | Total | Agriculture | Energetic | agriculture_final_demand_hydrogen_energetic | Hydrogen | EU | Energy demand | 0 | FEC
BE | TYNDP2026 | NT | 2030 | TWh | 431 | Sub_sector | Agriculture | Total | Agriculture | Energetic | agriculture_final_demand_methane_energetic | Methane | EU | Energy demand | 3.7516 | FEC
BE | TYNDP2026 | NT | 2030 | TWh | 432 | Sub_sector | Agriculture | Total | Agriculture | Energetic | agriculture_final_demand_heat_energetic | Heat | EU | Energy demand | 0.07184 | FEC
BE | TYNDP2026 | NT | 2030 | TWh | 433 | Sub_sector | Agriculture | Total | Agriculture | Energetic | agriculture_final_demand_biomass_energetic | Biomass | EU | Energy demand | 0.18885 | FEC
BE | TYNDP2026 | NT | 2030 | TWh | 434 | Sub_sector | Agriculture | Total | Agriculture | Energetic | agriculture_final_demand_coal_energetic | Solids | EU | Energy demand | 0 | FEC
BE | TYNDP2026 | NT | 2030 | TWh | 435 | Sub_sector | Agriculture | Total | Agriculture | Energetic | agriculture_final_demand_oil_energetic | Liquids | EU | Energy demand | 4.0991 | FEC
BE | TYNDP2026 | NT | 2030 | TWh | 436 | Sub_sector | Agriculture | Total | Agriculture | Energetic | agriculture_final_demand_other_energetic | Others | EU | Energy demand | 0 | FEC
BE | TYNDP2026 | NT | 2030 | TWh | 437 | Sub_sector | Agriculture | Total | Agriculture | Energetic | agriculture_final_demand_ammonia_energetic | Ammonia | EU | Energy demand | 0 | FEC
BE | TYNDP2026 | NT | 2030 | TWh | 447 | Sub_sector | Buildings | Surplus Energy | Buildings | Energetic | GAP | Electricity | EU | Energy demand | 0 | FEC
BE | TYNDP2026 | NT | 2030 | TWh | 448 | Sub_sector | Buildings | Surplus Energy | Buildings | Energetic | GAP | Hydrogen | EU | Energy demand | 0 | FEC
BE | TYNDP2026 | NT | 2030 | TWh | 449 | Sub_sector | Buildings | Surplus Energy | Buildings | Energetic | GAP | Methane | EU | Energy demand | 0 | FEC
BE | TYNDP2026 | NT | 2030 | TWh | 450 | Sub_sector | Buildings | Surplus Energy | Buildings | Energetic | GAP | Heat | EU | Energy demand | 0 | FEC
BE | TYNDP2026 | NT | 2030 | TWh | 451 | Sub_sector | Buildings | Surplus Energy | Buildings | Energetic | GAP | Biomass | EU | Energy demand | 0.010251 | FEC
BE | TYNDP2026 | NT | 2030 | TWh | 452 | Sub_sector | Buildings | Surplus Energy | Buildings | Energetic | GAP | Solids | EU | Energy demand | 0 | FEC
BE | TYNDP2026 | NT | 2030 | TWh | 453 | Sub_sector | Buildings | Surplus Energy | Buildings | Energetic | GAP | Liquids | EU | Energy demand | 1.2117 | FEC
BE | TYNDP2026 | NT | 2030 | TWh | 454 | Sub_sector | Buildings | Surplus Energy | Buildings | Energetic | GAP | Others | EU | Energy demand | 0 | FEC
BE | TYNDP2026 | NT | 2030 | TWh | 455 | Sub_sector | Buildings | Surplus Energy | Buildings | Energetic | GAP | Ammonia | EU | Energy demand | 0 | FEC
BE | TYNDP2026 | NT | 2030 | TWh | 456 | Sub_sector | Households | Surplus Energy | Households | Energetic | GAP | Electricity | EU | Energy demand | 0 | FEC
BE | TYNDP2026 | NT | 2030 | TWh | 457 | Sub_sector | Households | Surplus Energy | Households | Energetic | GAP | Hydrogen | EU | Energy demand | 0 | FEC
BE | TYNDP2026 | NT | 2030 | TWh | 458 | Sub_sector | Households | Surplus Energy | Households | Energetic | GAP | Methane | EU | Energy demand | 0 | FEC
BE | TYNDP2026 | NT | 2030 | TWh | 459 | Sub_sector | Households | Surplus Energy | Households | Energetic | GAP | Heat | EU | Energy demand | 0 | FEC
BE | TYNDP2026 | NT | 2030 | TWh | 460 | Sub_sector | Households | Surplus Energy | Households | Energetic | GAP | Biomass | EU | Energy demand | 0 | FEC
BE | TYNDP2026 | NT | 2030 | TWh | 461 | Sub_sector | Households | Surplus Energy | Households | Energetic | GAP | Solids | EU | Energy demand | 0 | FEC
BE | TYNDP2026 | NT | 2030 | TWh | 462 | Sub_sector | Households | Surplus Energy | Households | Energetic | GAP | Liquids | EU | Energy demand | 0 | FEC
BE | TYNDP2026 | NT | 2030 | TWh | 463 | Sub_sector | Households | Surplus Energy | Households | Energetic | GAP | Others | EU | Energy demand | 0 | FEC
BE | TYNDP2026 | NT | 2030 | TWh | 464 | Sub_sector | Households | Surplus Energy | Households | Energetic | GAP | Ammonia | EU | Energy demand | 0 | FEC
BE | TYNDP2026 | NT | 2035 | TWh | 102 | Sub_sector | Industry | Aluminium | Industry (aluminium) | Energetic | industry_aluminium_demand_electricity_energetic | Electricity | EU | Energy demand | 0 | FEC
BE | TYNDP2026 | NT | 2035 | TWh | 103 | Sub_sector | Industry | Aluminium | Industry (aluminium) | Energetic | industry_aluminium_demand_hydrogen_energetic | Hydrogen | EU | Energy demand | 0 | FEC
BE | TYNDP2026 | NT | 2035 | TWh | 104 | Sub_sector | Industry | Aluminium | Industry (aluminium) | Energetic | industry_aluminium_demand_methane_energetic | Methane | EU | Energy demand | 0 | FEC
BE | TYNDP2026 | NT | 2035 | TWh | 105 | Sub_sector | Industry | Aluminium | Industry (aluminium) | Energetic | industry_aluminium_demand_heat_energetic | Heat | EU | Energy demand | 0 | FEC
BE | TYNDP2026 | NT | 2035 | TWh | 106 | Sub_sector | Industry | Aluminium | Industry (aluminium) | Energetic | industry_aluminium_demand_biomass_energetic | Biomass | EU | Energy demand | 0 | FEC
BE | TYNDP2026 | NT | 2035 | TWh | 107 | Sub_sector | Industry | Aluminium | Industry (aluminium) | Energetic | industry_aluminium_demand_coal_energetic | Solids | EU | Energy demand | 0 | FEC
BE | TYNDP2026 | NT | 2035 | TWh | 108 | Sub_sector | Industry | Aluminium | Industry (aluminium) | Energetic | industry_aluminium_demand_oil_energetic | Liquids | EU | Energy demand | 0 | FEC
BE | TYNDP2026 | NT | 2035 | TWh | 109 | Sub_sector | Industry | Aluminium | Industry (aluminium) | Energetic | industry_aluminium_demand_others_energetic | Others | EU | Energy demand | 0 | FEC
BE | TYNDP2026 | NT | 2035 | TWh | 110 | Sub_sector | Industry | Aluminium | Industry (aluminium) | Energetic | industry_ammonia_demand_others_energetic | Ammonia | EU | Energy demand | 0 | FEC
BE | TYNDP2026 | NT | 2035 | TWh | 112 | Sub_sector | Industry | Chemicals | Industry (chemicals, energetic) | Energetic | industry_chemical_demand_electricity_energetic | Electricity | EU | Energy demand | 19.0895 | FEC
BE | TYNDP2026 | NT | 2035 | TWh | 113 | Sub_sector | Industry | Chemicals | Industry (chemicals, energetic) | Energetic | industry_chemical_demand_hydrogen_energetic | Hydrogen | EU | Energy demand | 0.577 | FEC
BE | TYNDP2026 | NT | 2035 | TWh | 114 | Sub_sector | Industry | Chemicals | Industry (chemicals, energetic) | Energetic | industry_chemical_demand_methane_energetic | Methane | EU | Energy demand | 8.3664 | FEC
BE | TYNDP2026 | NT | 2035 | TWh | 115 | Sub_sector | Industry | Chemicals | Industry (chemicals, energetic) | Energetic | industry_chemical_demand_heat_energetic | Heat | EU | Energy demand | 3.8947 | FEC
BE | TYNDP2026 | NT | 2035 | TWh | 116 | Sub_sector | Industry | Chemicals | Industry (chemicals, energetic) | Energetic | industry_chemical_demand_biomass_energetic | Biomass | EU | Energy demand | 0.64912 | FEC
BE | TYNDP2026 | NT | 2035 | TWh | 117 | Sub_sector | Industry | Chemicals | Industry (chemicals, energetic) | Energetic | industry_chemical_demand_coal_energetic | Solids | EU | Energy demand | 0 | FEC
BE | TYNDP2026 | NT | 2035 | TWh | 118 | Sub_sector | Industry | Chemicals | Industry (chemicals, energetic) | Energetic | industry_chemical_demand_oil_energetic | Liquids | EU | Energy demand | 8.4464 | FEC
BE | TYNDP2026 | NT | 2035 | TWh | 119 | Sub_sector | Industry | Chemicals | Industry (chemicals, energetic) | Energetic | industry_chemical_demand_others_energetic | Others | EU | Energy demand | 0 | FEC
BE | TYNDP2026 | NT | 2035 | TWh | 120 | Sub_sector | Industry | Chemicals | Industry (chemicals, energetic) | Energetic | industry_chemical_demand_ammonia_energetic | Ammonia | EU | Energy demand | 0 | FEC
BE | TYNDP2026 | NT | 2035 | TWh | 122 | Sub_sector | Industry | Chemicals | Industry (chemicals, non-energetic) | Non-energetic | industry_chemical_demand_electricity_non_energetic | Electricity | EU | Energy demand | 0 | not_included_in_FEC
BE | TYNDP2026 | NT | 2035 | TWh | 123 | Sub_sector | Industry | Chemicals | Industry (chemicals, non-energetic) | Non-energetic | industry_chemical_demand_hydrogen_non_energetic | Hydrogen | EU | Energy demand | 15.1798 | not_included_in_FEC
BE | TYNDP2026 | NT | 2035 | TWh | 124 | Sub_sector | Industry | Chemicals | Industry (chemicals, non-energetic) | Non-energetic | industry_chemical_demand_methane_non_energetic | Methane | EU | Energy demand | 1.518 | not_included_in_FEC
BE | TYNDP2026 | NT | 2035 | TWh | 125 | Sub_sector | Industry | Chemicals | Industry (chemicals, non-energetic) | Non-energetic | industry_chemical_demand_heat_non_energetic | Heat | EU | Energy demand | 0 | not_included_in_FEC
BE | TYNDP2026 | NT | 2035 | TWh | 126 | Sub_sector | Industry | Chemicals | Industry (chemicals, non-energetic) | Non-energetic | industry_chemical_demand_biomass_non_energetic | Biomass | EU | Energy demand | 0 | not_included_in_FEC
BE | TYNDP2026 | NT | 2035 | TWh | 127 | Sub_sector | Industry | Chemicals | Industry (chemicals, non-energetic) | Non-energetic | industry_chemical_demand_coal_non_energetic | Solids | EU | Energy demand | 0 | not_included_in_FEC
BE | TYNDP2026 | NT | 2035 | TWh | 128 | Sub_sector | Industry | Chemicals | Industry (chemicals, non-energetic) | Non-energetic | industry_chemical_demand_oil_non_energetic | Liquids | EU | Energy demand | 59.2012 | not_included_in_FEC
BE | TYNDP2026 | NT | 2035 | TWh | 129 | Sub_sector | Industry | Chemicals | Industry (chemicals, non-energetic) | Non-energetic | industry_chemical_demand_others_non_energetic | Others | EU | Energy demand | 0 | not_included_in_FEC
BE | TYNDP2026 | NT | 2035 | TWh | 130 | Sub_sector | Industry | Chemicals | Industry (chemicals, non-energetic) | Non-energetic | industry_chemical_demand_ammonia_non_energetic | Ammonia | EU | Energy demand | 0 | not_included_in_FEC
BE | TYNDP2026 | NT | 2035 | TWh | 132 | Sub_sector | Industry | Fertilizers | Industry (fertilizers, energetic) | Energetic | industry_fertilizers_demand_electricity_energetic | Electricity | EU | Energy demand | 0.21708 | FEC
BE | TYNDP2026 | NT | 2035 | TWh | 133 | Sub_sector | Industry | Fertilizers | Industry (fertilizers, energetic) | Energetic | industry_fertilizers_demand_hydrogen_energetic | Hydrogen | EU | Energy demand | 0 | FEC
BE | TYNDP2026 | NT | 2035 | TWh | 134 | Sub_sector | Industry | Fertilizers | Industry (fertilizers, energetic) | Energetic | industry_fertilizers_demand_methane_energetic | Methane | EU | Energy demand | 0.88642 | FEC
BE | TYNDP2026 | NT | 2035 | TWh | 135 | Sub_sector | Industry | Fertilizers | Industry (fertilizers, energetic) | Energetic | industry_fertilizers_demand_heat_energetic | Heat | EU | Energy demand | 0 | FEC
BE | TYNDP2026 | NT | 2035 | TWh | 136 | Sub_sector | Industry | Fertilizers | Industry (fertilizers, energetic) | Energetic | industry_fertilizers_demand_biomass_energetic | Biomass | EU | Energy demand | 0 | FEC
BE | TYNDP2026 | NT | 2035 | TWh | 137 | Sub_sector | Industry | Fertilizers | Industry (fertilizers, energetic) | Energetic | industry_fertilizers_demand_coal_energetic | Solids | EU | Energy demand | 0 | FEC
BE | TYNDP2026 | NT | 2035 | TWh | 138 | Sub_sector | Industry | Fertilizers | Industry (fertilizers, energetic) | Energetic | industry_fertilizers_demand_oil_energetic | Liquids | EU | Energy demand | 0 | FEC
BE | TYNDP2026 | NT | 2035 | TWh | 139 | Sub_sector | Industry | Fertilizers | Industry (fertilizers, energetic) | Energetic | industry_fertilizers_demand_others_energetic | Others | EU | Energy demand | 0 | FEC
BE | TYNDP2026 | NT | 2035 | TWh | 140 | Sub_sector | Industry | Fertilizers | Industry (fertilizers, energetic) | Energetic | industry_fertilizers_demand_ammonia_energetic | Ammonia | EU | Energy demand | 0 | FEC
BE | TYNDP2026 | NT | 2035 | TWh | 142 | Sub_sector | Industry | Fertilizers | Industry (fertilizers, non-energetic) | Non-energetic | industry_fertilizers_demand_electricity_non_energetic | Electricity | EU | Energy demand | 0 | not_included_in_FEC
BE | TYNDP2026 | NT | 2035 | TWh | 143 | Sub_sector | Industry | Fertilizers | Industry (fertilizers, non-energetic) | Non-energetic | industry_fertilizers_demand_hydrogen_non_energetic | Hydrogen | EU | Energy demand | 1.25 | not_included_in_FEC
BE | TYNDP2026 | NT | 2035 | TWh | 144 | Sub_sector | Industry | Fertilizers | Industry (fertilizers, non-energetic) | Non-energetic | industry_fertilizers_demand_methane_non_energetic | Methane | EU | Energy demand | 0 | not_included_in_FEC
BE | TYNDP2026 | NT | 2035 | TWh | 145 | Sub_sector | Industry | Fertilizers | Industry (fertilizers, non-energetic) | Non-energetic | industry_fertilizers_demand_heat_non_energetic | Heat | EU | Energy demand | 0 | not_included_in_FEC
BE | TYNDP2026 | NT | 2035 | TWh | 146 | Sub_sector | Industry | Fertilizers | Industry (fertilizers, non-energetic) | Non-energetic | industry_fertilizers_demand_biomass_non_energetic | Biomass | EU | Energy demand | 0 | not_included_in_FEC
BE | TYNDP2026 | NT | 2035 | TWh | 147 | Sub_sector | Industry | Fertilizers | Industry (fertilizers, non-energetic) | Non-energetic | industry_fertilizers_demand_coal_non_energetic | Solids | EU | Energy demand | 0 | not_included_in_FEC
BE | TYNDP2026 | NT | 2035 | TWh | 148 | Sub_sector | Industry | Fertilizers | Industry (fertilizers, non-energetic) | Non-energetic | industry_fertilizers_demand_oil_non_energetic | Liquids | EU | Energy demand | 0 | not_included_in_FEC
BE | TYNDP2026 | NT | 2035 | TWh | 149 | Sub_sector | Industry | Fertilizers | Industry (fertilizers, non-energetic) | Non-energetic | industry_fertilizers_demand_others_non_energetic | Others | EU | Energy demand | 0 | not_included_in_FEC
BE | TYNDP2026 | NT | 2035 | TWh | 150 | Sub_sector | Industry | Fertilizers | Industry (fertilizers, non-energetic) | Non-energetic | industry_fertilizers_demand_ammonia_non_energetic | Ammonia | EU | Energy demand | 3.2625 | not_included_in_FEC
BE | TYNDP2026 | NT | 2035 | TWh | 152 | Sub_sector | Industry | Food | Industry (food) | Energetic | industry_food_demand_electricity_energetic | Electricity | EU | Energy demand | 9.3156 | FEC
BE | TYNDP2026 | NT | 2035 | TWh | 153 | Sub_sector | Industry | Food | Industry (food) | Energetic | industry_food_demand_hydrogen_energetic | Hydrogen | EU | Energy demand | 0 | FEC
BE | TYNDP2026 | NT | 2035 | TWh | 154 | Sub_sector | Industry | Food | Industry (food) | Energetic | industry_food_demand_methane_energetic | Methane | EU | Energy demand | 8.0959 | FEC
BE | TYNDP2026 | NT | 2035 | TWh | 155 | Sub_sector | Industry | Food | Industry (food) | Energetic | industry_food_demand_heat_energetic | Heat | EU | Energy demand | 0.57828 | FEC
BE | TYNDP2026 | NT | 2035 | TWh | 156 | Sub_sector | Industry | Food | Industry (food) | Energetic | industry_food_demand_biomass_energetic | Biomass | EU | Energy demand | 0.72285 | FEC
BE | TYNDP2026 | NT | 2035 | TWh | 157 | Sub_sector | Industry | Food | Industry (food) | Energetic | industry_food_demand_coal_energetic | Solids | EU | Energy demand | 0 | FEC
BE | TYNDP2026 | NT | 2035 | TWh | 158 | Sub_sector | Industry | Food | Industry (food) | Energetic | industry_food_demand_oil_energetic | Liquids | EU | Energy demand | 0 | FEC
BE | TYNDP2026 | NT | 2035 | TWh | 159 | Sub_sector | Industry | Food | Industry (food) | Energetic | industry_food_demand_others_energetic | Others | EU | Energy demand | 0 | FEC
BE | TYNDP2026 | NT | 2035 | TWh | 160 | Sub_sector | Industry | Food | Industry (food) | Energetic | industry_food_demand_ammonia_energetic | Ammonia | EU | Energy demand | 0 | FEC
BE | TYNDP2026 | NT | 2035 | TWh | 162 | Sub_sector | Industry | Metals | Industry (metal) | Energetic | industry_metal_demand_electricity_energetic | Electricity | EU | Energy demand | 2.0648 | FEC
BE | TYNDP2026 | NT | 2035 | TWh | 163 | Sub_sector | Industry | Metals | Industry (metal) | Energetic | industry_metal_demand_hydrogen_energetic | Hydrogen | EU | Energy demand | 0 | FEC
BE | TYNDP2026 | NT | 2035 | TWh | 164 | Sub_sector | Industry | Metals | Industry (metal) | Energetic | industry_metal_demand_methane_energetic | Methane | EU | Energy demand | 1.3542 | FEC
BE | TYNDP2026 | NT | 2035 | TWh | 165 | Sub_sector | Industry | Metals | Industry (metal) | Energetic | industry_metal_demand_heat_energetic | Heat | EU | Energy demand | 0 | FEC
BE | TYNDP2026 | NT | 2035 | TWh | 166 | Sub_sector | Industry | Metals | Industry (metal) | Energetic | industry_metal_demand_biomass_energetic | Biomass | EU | Energy demand | 0 | FEC
BE | TYNDP2026 | NT | 2035 | TWh | 167 | Sub_sector | Industry | Metals | Industry (metal) | Energetic | industry_metal_demand_coal_energetic | Solids | EU | Energy demand | 0 | FEC
BE | TYNDP2026 | NT | 2035 | TWh | 168 | Sub_sector | Industry | Metals | Industry (metal) | Energetic | industry_metal_demand_oil_energetic | Liquids | EU | Energy demand | 0.0034056 | FEC
BE | TYNDP2026 | NT | 2035 | TWh | 169 | Sub_sector | Industry | Metals | Industry (metal) | Energetic | industry_metal_demand_others_energetic | Others | EU | Energy demand | 0 | FEC
BE | TYNDP2026 | NT | 2035 | TWh | 170 | Sub_sector | Industry | Metals | Industry (metal) | Energetic | industry_metal_demand_ammonia_energetic | Ammonia | EU | Energy demand | 0 | FEC
BE | TYNDP2026 | NT | 2035 | TWh | 172 | Sub_sector | Industry | Others | Industry (other, energetic) | Energetic | industry_other_demand_electricity_energetic | Electricity | EU | Energy demand | 12.5299 | FEC
BE | TYNDP2026 | NT | 2035 | TWh | 173 | Sub_sector | Industry | Others | Industry (other, energetic) | Energetic | industry_other_demand_hydrogen_energetic | Hydrogen | EU | Energy demand | 1.5662 | FEC
BE | TYNDP2026 | NT | 2035 | TWh | 174 | Sub_sector | Industry | Others | Industry (other, energetic) | Energetic | industry_other_demand_methane_energetic | Methane | EU | Energy demand | 12.2167 | FEC
BE | TYNDP2026 | NT | 2035 | TWh | 175 | Sub_sector | Industry | Others | Industry (other, energetic) | Energetic | industry_other_demand_heat_energetic | Heat | EU | Energy demand | 0.31325 | FEC
BE | TYNDP2026 | NT | 2035 | TWh | 176 | Sub_sector | Industry | Others | Industry (other, energetic) | Energetic | industry_other_demand_biomass_energetic | Biomass | EU | Energy demand | 3.4457 | FEC
BE | TYNDP2026 | NT | 2035 | TWh | 177 | Sub_sector | Industry | Others | Industry (other, energetic) | Energetic | industry_other_demand_coal_energetic | Solids | EU | Energy demand | 0.6265 | FEC
BE | TYNDP2026 | NT | 2035 | TWh | 178 | Sub_sector | Industry | Others | Industry (other, energetic) | Energetic | industry_other_demand_oil_energetic | Liquids | EU | Energy demand | 0.6265 | FEC
BE | TYNDP2026 | NT | 2035 | TWh | 179 | Sub_sector | Industry | Others | Industry (other, energetic) | Energetic | industry_other_demand_others_energetic | Others | EU | Energy demand | 0 | FEC
BE | TYNDP2026 | NT | 2035 | TWh | 180 | Sub_sector | Industry | Others | Industry (other, energetic) | Energetic | industry_other_demand_ammonia_energetic | Ammonia | EU | Energy demand | 0 | FEC
BE | TYNDP2026 | NT | 2035 | TWh | 182 | Sub_sector | Industry | Others | Industry (other, non-energetic) | Non-energetic | industry_other_demand_electricity_non_energetic | Electricity | EU | Energy demand | 0 | not_included_in_FEC
BE | TYNDP2026 | NT | 2035 | TWh | 183 | Sub_sector | Industry | Others | Industry (other, non-energetic) | Non-energetic | industry_other_demand_hydrogen_non_energetic | Hydrogen | EU | Energy demand | 0.69933 | not_included_in_FEC
BE | TYNDP2026 | NT | 2035 | TWh | 184 | Sub_sector | Industry | Others | Industry (other, non-energetic) | Non-energetic | industry_other_demand_methane_non_energetic | Methane | EU | Energy demand | 0.069933 | not_included_in_FEC
BE | TYNDP2026 | NT | 2035 | TWh | 185 | Sub_sector | Industry | Others | Industry (other, non-energetic) | Non-energetic | industry_other_demand_heat_non_energetic | Heat | EU | Energy demand | 0 | not_included_in_FEC
BE | TYNDP2026 | NT | 2035 | TWh | 186 | Sub_sector | Industry | Others | Industry (other, non-energetic) | Non-energetic | industry_other_demand_biomass_non_energetic | Biomass | EU | Energy demand | 0 | not_included_in_FEC
BE | TYNDP2026 | NT | 2035 | TWh | 187 | Sub_sector | Industry | Others | Industry (other, non-energetic) | Non-energetic | industry_other_demand_coal_non_energetic | Solids | EU | Energy demand | 0 | not_included_in_FEC
BE | TYNDP2026 | NT | 2035 | TWh | 188 | Sub_sector | Industry | Others | Industry (other, non-energetic) | Non-energetic | industry_other_demand_oil_non_energetic | Liquids | EU | Energy demand | 2.7274 | not_included_in_FEC
BE | TYNDP2026 | NT | 2035 | TWh | 189 | Sub_sector | Industry | Others | Industry (other, non-energetic) | Non-energetic | industry_other_demand_others_non_energetic | Others | EU | Energy demand | 0 | not_included_in_FEC
BE | TYNDP2026 | NT | 2035 | TWh | 190 | Sub_sector | Industry | Others | Industry (other, non-energetic) | Non-energetic | industry_other_demand_ammonia_non_energetic | Ammonia | EU | Energy demand | 0 | not_included_in_FEC
BE | TYNDP2026 | NT | 2035 | TWh | 192 | Sub_sector | Industry | Paper | Industry (paper) | Energetic | industry_paper_demand_electricity_energetic | Electricity | EU | Energy demand | 2.6717 | FEC
BE | TYNDP2026 | NT | 2035 | TWh | 193 | Sub_sector | Industry | Paper | Industry (paper) | Energetic | industry_paper_demand_hydrogen_energetic | Hydrogen | EU | Energy demand | 0 | FEC
BE | TYNDP2026 | NT | 2035 | TWh | 194 | Sub_sector | Industry | Paper | Industry (paper) | Energetic | industry_paper_demand_methane_energetic | Methane | EU | Energy demand | 1.1231 | FEC
BE | TYNDP2026 | NT | 2035 | TWh | 195 | Sub_sector | Industry | Paper | Industry (paper) | Energetic | industry_paper_demand_heat_energetic | Heat | EU | Energy demand | 0.31361 | FEC
BE | TYNDP2026 | NT | 2035 | TWh | 196 | Sub_sector | Industry | Paper | Industry (paper) | Energetic | industry_paper_demand_biomass_energetic | Biomass | EU | Energy demand | 3.035 | FEC
BE | TYNDP2026 | NT | 2035 | TWh | 197 | Sub_sector | Industry | Paper | Industry (paper) | Energetic | industry_paper_demand_coal_energetic | Solids | EU | Energy demand | 0 | FEC
BE | TYNDP2026 | NT | 2035 | TWh | 198 | Sub_sector | Industry | Paper | Industry (paper) | Energetic | industry_paper_demand_oil_energetic | Liquids | EU | Energy demand | 0 | FEC
BE | TYNDP2026 | NT | 2035 | TWh | 199 | Sub_sector | Industry | Paper | Industry (paper) | Energetic | industry_paper_demand_others_energetic | Others | EU | Energy demand | 0 | FEC
BE | TYNDP2026 | NT | 2035 | TWh | 200 | Sub_sector | Industry | Paper | Industry (paper) | Energetic | industry_paper_demand_ammonia_energetic | Ammonia | EU | Energy demand | 0 | FEC
BE | TYNDP2026 | NT | 2035 | TWh | 202 | Sub_sector | Industry | Refineries | Industry (refineries, energetic) | Energetic | industry_refinery_demand_electricity_energetic | Electricity | EU | Energy demand | 1.6674 | not_included_in_FEC
BE | TYNDP2026 | NT | 2035 | TWh | 203 | Sub_sector | Industry | Refineries | Industry (refineries, energetic) | Energetic | industry_refinery_demand_hydrogen_energetic | Hydrogen | EU | Energy demand | 0.42079 | not_included_in_FEC
BE | TYNDP2026 | NT | 2035 | TWh | 204 | Sub_sector | Industry | Refineries | Industry (refineries, energetic) | Energetic | industry_refinery_demand_methane_energetic | Methane | EU | Energy demand | 10.0991 | not_included_in_FEC
BE | TYNDP2026 | NT | 2035 | TWh | 205 | Sub_sector | Industry | Refineries | Industry (refineries, energetic) | Energetic | industry_refinery_demand_heat_energetic | Heat | EU | Energy demand | 0 | not_included_in_FEC
BE | TYNDP2026 | NT | 2035 | TWh | 206 | Sub_sector | Industry | Refineries | Industry (refineries, energetic) | Energetic | industry_refinery_demand_biomass_energetic | Biomass | EU | Energy demand | 0.47339 | not_included_in_FEC
BE | TYNDP2026 | NT | 2035 | TWh | 207 | Sub_sector | Industry | Refineries | Industry (refineries, energetic) | Energetic | industry_refinery_demand_coal_energetic | Solids | EU | Energy demand | 0 | not_included_in_FEC
BE | TYNDP2026 | NT | 2035 | TWh | 208 | Sub_sector | Industry | Refineries | Industry (refineries, energetic) | Energetic | industry_refinery_demand_oil_energetic | Liquids | EU | Energy demand | 10.9508 | not_included_in_FEC
BE | TYNDP2026 | NT | 2035 | TWh | 209 | Sub_sector | Industry | Refineries | Industry (refineries, energetic) | Energetic | industry_refinery_demand_others_energetic | Others | EU | Energy demand | 0 | not_included_in_FEC
BE | TYNDP2026 | NT | 2035 | TWh | 210 | Sub_sector | Industry | Refineries | Industry (refineries, energetic) | Energetic | industry_refinery_demand_ammonia_energetic | Ammonia | EU | Energy demand | 0 | not_included_in_FEC
BE | TYNDP2026 | NT | 2035 | TWh | 212 | Sub_sector | Industry | Refineries | Industry (refineries, non-energetic) | Non-energetic | industry_refinery_demand_electricity_non_energetic | Electricity | EU | Energy demand | 0 | not_included_in_FEC
BE | TYNDP2026 | NT | 2035 | TWh | 213 | Sub_sector | Industry | Refineries | Industry (refineries, non-energetic) | Non-energetic | industry_refinery_demand_hydrogen_non_energetic | Hydrogen | EU | Energy demand | 0 | not_included_in_FEC
BE | TYNDP2026 | NT | 2035 | TWh | 214 | Sub_sector | Industry | Refineries | Industry (refineries, non-energetic) | Non-energetic | industry_refinery_demand_methane_non_energetic | Methane | EU | Energy demand | 0 | not_included_in_FEC
BE | TYNDP2026 | NT | 2035 | TWh | 215 | Sub_sector | Industry | Refineries | Industry (refineries, non-energetic) | Non-energetic | industry_refinery_demand_heat_non_energetic | Heat | EU | Energy demand | 0 | not_included_in_FEC
BE | TYNDP2026 | NT | 2035 | TWh | 216 | Sub_sector | Industry | Refineries | Industry (refineries, non-energetic) | Non-energetic | industry_refinery_demand_biomass_non_energetic | Biomass | EU | Energy demand | 0 | not_included_in_FEC
BE | TYNDP2026 | NT | 2035 | TWh | 217 | Sub_sector | Industry | Refineries | Industry (refineries, non-energetic) | Non-energetic | industry_refinery_demand_coal_non_energetic | Solids | EU | Energy demand | 0 | not_included_in_FEC
BE | TYNDP2026 | NT | 2035 | TWh | 218 | Sub_sector | Industry | Refineries | Industry (refineries, non-energetic) | Non-energetic | industry_refinery_demand_oil_non_energetic | Liquids | EU | Energy demand | 0 | not_included_in_FEC
BE | TYNDP2026 | NT | 2035 | TWh | 219 | Sub_sector | Industry | Refineries | Industry (refineries, non-energetic) | Non-energetic | industry_refinery_demand_others_non_energetic | Others | EU | Energy demand | 0 | not_included_in_FEC
BE | TYNDP2026 | NT | 2035 | TWh | 220 | Sub_sector | Industry | Refineries | Industry (refineries, non-energetic) | Non-energetic | industry_refinery_demand_ammonia_non_energetic | Ammonia | EU | Energy demand | 0 | not_included_in_FEC
BE | TYNDP2026 | NT | 2035 | TWh | 222 | Sub_sector | Industry | Steel | Industry (steel) | Energetic | industry_steel_demand_electricity_energetic | Electricity | EU | Energy demand | 6.3561 | FEC
BE | TYNDP2026 | NT | 2035 | TWh | 223 | Sub_sector | Industry | Steel | Industry (steel) | Energetic | industry_steel_demand_hydrogen_energetic | Hydrogen | EU | Energy demand | 0 | FEC
BE | TYNDP2026 | NT | 2035 | TWh | 224 | Sub_sector | Industry | Steel | Industry (steel) | Energetic | industry_steel_demand_methane_energetic | Methane | EU | Energy demand | 11.5127 | FEC
BE | TYNDP2026 | NT | 2035 | TWh | 225 | Sub_sector | Industry | Steel | Industry (steel) | Energetic | industry_steel_demand_heat_energetic | Heat | EU | Energy demand | 0 | FEC
BE | TYNDP2026 | NT | 2035 | TWh | 226 | Sub_sector | Industry | Steel | Industry (steel) | Energetic | industry_steel_demand_biomass_energetic | Biomass | EU | Energy demand | 0 | FEC
BE | TYNDP2026 | NT | 2035 | TWh | 227 | Sub_sector | Industry | Steel | Industry (steel) | Energetic | industry_steel_demand_coal_energetic | Solids | EU | Energy demand | 2.1355 | FEC
BE | TYNDP2026 | NT | 2035 | TWh | 228 | Sub_sector | Industry | Steel | Industry (steel) | Energetic | industry_steel_demand_oil_energetic | Liquids | EU | Energy demand | 0.073112 | FEC
BE | TYNDP2026 | NT | 2035 | TWh | 229 | Sub_sector | Industry | Steel | Industry (steel) | Energetic | industry_steel_demand_others_energetic | Others | EU | Energy demand | 0 | FEC
BE | TYNDP2026 | NT | 2035 | TWh | 230 | Sub_sector | Industry | Steel | Industry (steel) | Energetic | industry_steel_demand_ammonia_energetic | Ammonia | EU | Energy demand | 0 | FEC
BE | TYNDP2026 | NT | 2035 | TWh | 232 | Sub_sector | Transport | Cars | Transport (cars) | Energetic | transport_cars_final_demand_electricity | Electricity | EU | Energy demand | 9.4056 | FEC
BE | TYNDP2026 | NT | 2035 | TWh | 233 | Sub_sector | Transport | Cars | Transport (cars) | Energetic | transport_cars_final_demand_hydrogen | Hydrogen | EU | Energy demand | 0 | FEC
BE | TYNDP2026 | NT | 2035 | TWh | 234 | Sub_sector | Transport | Cars | Transport (cars) | Energetic | transport_cars_final_demand_methane | Methane | EU | Energy demand | 0 | FEC
BE | TYNDP2026 | NT | 2035 | TWh | 235 | Sub_sector | Transport | Cars | Transport (cars) | Energetic | transport_cars_final_demand_heat | Heat | EU | Energy demand | 0 | FEC
BE | TYNDP2026 | NT | 2035 | TWh | 236 | Sub_sector | Transport | Cars | Transport (cars) | Energetic | transport_cars_final_demand_biomass | Biomass | EU | Energy demand | 0 | FEC
BE | TYNDP2026 | NT | 2035 | TWh | 237 | Sub_sector | Transport | Cars | Transport (cars) | Energetic | transport_cars_final_demand_coal | Solids | EU | Energy demand | 0 | FEC
BE | TYNDP2026 | NT | 2035 | TWh | 238 | Sub_sector | Transport | Cars | Transport (cars) | Energetic | transport_cars_final_demand_oil | Liquids | EU | Energy demand | 28.9164 | FEC
BE | TYNDP2026 | NT | 2035 | TWh | 239 | Sub_sector | Transport | Cars | Transport (cars) | Energetic | transport_cars_final_demand_other | Others | EU | Energy demand | 0 | FEC
BE | TYNDP2026 | NT | 2035 | TWh | 240 | Sub_sector | Transport | Cars | Transport (cars) | Energetic | transport_cars_final_demand_ammonia | Ammonia | EU | Energy demand | 0 | FEC
BE | TYNDP2026 | NT | 2035 | TWh | 242 | Sub_sector | Transport | Busses | Transport (busses) | Energetic | transport_busses_final_demand_electricity | Electricity | EU | Energy demand | 1.1143 | FEC
BE | TYNDP2026 | NT | 2035 | TWh | 243 | Sub_sector | Transport | Busses | Transport (busses) | Energetic | transport_busses_final_demand_hydrogen | Hydrogen | EU | Energy demand | 0 | FEC
BE | TYNDP2026 | NT | 2035 | TWh | 244 | Sub_sector | Transport | Busses | Transport (busses) | Energetic | transport_busses_final_demand_methane | Methane | EU | Energy demand | 0 | FEC
BE | TYNDP2026 | NT | 2035 | TWh | 245 | Sub_sector | Transport | Busses | Transport (busses) | Energetic | transport_busses_final_demand_heat | Heat | EU | Energy demand | 0 | FEC
BE | TYNDP2026 | NT | 2035 | TWh | 246 | Sub_sector | Transport | Busses | Transport (busses) | Energetic | transport_busses_final_demand_biomass | Biomass | EU | Energy demand | 0 | FEC
BE | TYNDP2026 | NT | 2035 | TWh | 247 | Sub_sector | Transport | Busses | Transport (busses) | Energetic | transport_busses_final_demand_coal | Solids | EU | Energy demand | 0 | FEC
BE | TYNDP2026 | NT | 2035 | TWh | 248 | Sub_sector | Transport | Busses | Transport (busses) | Energetic | transport_busses_final_demand_oil | Liquids | EU | Energy demand | 3.0578 | FEC
BE | TYNDP2026 | NT | 2035 | TWh | 249 | Sub_sector | Transport | Busses | Transport (busses) | Energetic | transport_busses_final_demand_other | Others | EU | Energy demand | 0 | FEC
BE | TYNDP2026 | NT | 2035 | TWh | 250 | Sub_sector | Transport | Busses | Transport (busses) | Energetic | transport_busses_final_demand_ammonia | Ammonia | EU | Energy demand | 0 | FEC
BE | TYNDP2026 | NT | 2035 | TWh | 252 | Sub_sector | Transport | Trucks | Transport (trucks) | Energetic | transport_trucks_final_demand_electricity | Electricity | EU | Energy demand | 2.1317 | FEC
BE | TYNDP2026 | NT | 2035 | TWh | 253 | Sub_sector | Transport | Trucks | Transport (trucks) | Energetic | transport_trucks_final_demand_hydrogen | Hydrogen | EU | Energy demand | 0.2777 | FEC
BE | TYNDP2026 | NT | 2035 | TWh | 254 | Sub_sector | Transport | Trucks | Transport (trucks) | Energetic | transport_trucks_final_demand_methane | Methane | EU | Energy demand | 0.34002 | FEC
BE | TYNDP2026 | NT | 2035 | TWh | 255 | Sub_sector | Transport | Trucks | Transport (trucks) | Energetic | transport_trucks_final_demand_heat | Heat | EU | Energy demand | 0 | FEC
BE | TYNDP2026 | NT | 2035 | TWh | 256 | Sub_sector | Transport | Trucks | Transport (trucks) | Energetic | transport_trucks_final_demand_biomass | Biomass | EU | Energy demand | 0 | FEC
BE | TYNDP2026 | NT | 2035 | TWh | 257 | Sub_sector | Transport | Trucks | Transport (trucks) | Energetic | transport_trucks_final_demand_coal | Solids | EU | Energy demand | 0 | FEC
BE | TYNDP2026 | NT | 2035 | TWh | 258 | Sub_sector | Transport | Trucks | Transport (trucks) | Energetic | transport_trucks_final_demand_oil | Liquids | EU | Energy demand | 14.3565 | FEC
BE | TYNDP2026 | NT | 2035 | TWh | 259 | Sub_sector | Transport | Trucks | Transport (trucks) | Energetic | transport_trucks_final_demand_other | Others | EU | Energy demand | 0 | FEC
BE | TYNDP2026 | NT | 2035 | TWh | 260 | Sub_sector | Transport | Trucks | Transport (trucks) | Energetic | transport_trucks_final_demand_ammonia | Ammonia | EU | Energy demand | 0 | FEC
BE | TYNDP2026 | NT | 2035 | TWh | 262 | Sub_sector | Transport | Vans | Transport (vans) | Energetic | transport_vans_final_demand_electricity | Electricity | EU | Energy demand | 1.8739 | FEC
BE | TYNDP2026 | NT | 2035 | TWh | 263 | Sub_sector | Transport | Vans | Transport (vans) | Energetic | transport_vans_final_demand_hydrogen | Hydrogen | EU | Energy demand | 0 | FEC
BE | TYNDP2026 | NT | 2035 | TWh | 264 | Sub_sector | Transport | Vans | Transport (vans) | Energetic | transport_vans_final_demand_methane | Methane | EU | Energy demand | 0 | FEC
BE | TYNDP2026 | NT | 2035 | TWh | 265 | Sub_sector | Transport | Vans | Transport (vans) | Energetic | transport_vans_final_demand_heat | Heat | EU | Energy demand | 0 | FEC
BE | TYNDP2026 | NT | 2035 | TWh | 266 | Sub_sector | Transport | Vans | Transport (vans) | Energetic | transport_vans_final_demand_biomass | Biomass | EU | Energy demand | 0 | FEC
BE | TYNDP2026 | NT | 2035 | TWh | 267 | Sub_sector | Transport | Vans | Transport (vans) | Energetic | transport_vans_final_demand_coal | Solids | EU | Energy demand | 0 | FEC
BE | TYNDP2026 | NT | 2035 | TWh | 268 | Sub_sector | Transport | Vans | Transport (vans) | Energetic | transport_vans_final_demand_oil | Liquids | EU | Energy demand | 4.3361 | FEC
BE | TYNDP2026 | NT | 2035 | TWh | 269 | Sub_sector | Transport | Vans | Transport (vans) | Energetic | transport_vans_final_demand_other | Others | EU | Energy demand | 0 | FEC
BE | TYNDP2026 | NT | 2035 | TWh | 270 | Sub_sector | Transport | Vans | Transport (vans) | Energetic | transport_vans_final_demand_ammonia | Ammonia | EU | Energy demand | 0 | FEC
BE | TYNDP2026 | NT | 2035 | TWh | 272 | Sub_sector | Transport | Freight trains | Transport (trains) | Energetic | transport_trains_final_demand_electricity | Electricity | EU | Energy demand | 2.4425 | FEC
BE | TYNDP2026 | NT | 2035 | TWh | 273 | Sub_sector | Transport | Freight trains | Transport (trains) | Energetic | transport_trains_final_demand_hydrogen | Hydrogen | EU | Energy demand | 0 | FEC
BE | TYNDP2026 | NT | 2035 | TWh | 274 | Sub_sector | Transport | Freight trains | Transport (trains) | Energetic | transport_trains_final_demand_methane | Methane | EU | Energy demand | 0 | FEC
BE | TYNDP2026 | NT | 2035 | TWh | 275 | Sub_sector | Transport | Freight trains | Transport (trains) | Energetic | transport_trains_final_demand_heat | Heat | EU | Energy demand | 0 | FEC
BE | TYNDP2026 | NT | 2035 | TWh | 276 | Sub_sector | Transport | Freight trains | Transport (trains) | Energetic | transport_trains_final_demand_biomass | Biomass | EU | Energy demand | 0 | FEC
BE | TYNDP2026 | NT | 2035 | TWh | 277 | Sub_sector | Transport | Freight trains | Transport (trains) | Energetic | transport_trains_final_demand_coal | Solids | EU | Energy demand | 0.00093896 | FEC
BE | TYNDP2026 | NT | 2035 | TWh | 278 | Sub_sector | Transport | Freight trains | Transport (trains) | Energetic | transport_trains_final_demand_oil | Liquids | EU | Energy demand | 0.37915 | FEC
BE | TYNDP2026 | NT | 2035 | TWh | 279 | Sub_sector | Transport | Freight trains | Transport (trains) | Energetic | transport_trains_final_demand_other | Others | EU | Energy demand | 0 | FEC
BE | TYNDP2026 | NT | 2035 | TWh | 280 | Sub_sector | Transport | Freight trains | Transport (trains) | Energetic | transport_trains_final_demand_ammonia | Ammonia | EU | Energy demand | 0 | FEC
BE | TYNDP2026 | NT | 2035 | TWh | 282 | Sub_sector | Transport | Ships | Transport (ships) | Energetic | transport_ships_final_demand_electricity | Electricity | EU | Energy demand | 0 | FEC
BE | TYNDP2026 | NT | 2035 | TWh | 283 | Sub_sector | Transport | Ships | Transport (ships) | Energetic | transport_ships_final_demand_hydrogen | Hydrogen | EU | Energy demand | 0 | FEC
BE | TYNDP2026 | NT | 2035 | TWh | 284 | Sub_sector | Transport | Ships | Transport (ships) | Energetic | transport_ships_final_demand_methane | Methane | EU | Energy demand | 0.013477 | FEC
BE | TYNDP2026 | NT | 2035 | TWh | 285 | Sub_sector | Transport | Ships | Transport (ships) | Energetic | transport_ships_final_demand_heat | Heat | EU | Energy demand | 0 | FEC
BE | TYNDP2026 | NT | 2035 | TWh | 286 | Sub_sector | Transport | Ships | Transport (ships) | Energetic | transport_ships_final_demand_biomass | Biomass | EU | Energy demand | 0 | FEC
BE | TYNDP2026 | NT | 2035 | TWh | 287 | Sub_sector | Transport | Ships | Transport (ships) | Energetic | transport_ships_final_demand_coal | Solids | EU | Energy demand | 0 | FEC
BE | TYNDP2026 | NT | 2035 | TWh | 288 | Sub_sector | Transport | Ships | Transport (ships) | Energetic | transport_ships_final_demand_oil | Liquids | EU | Energy demand | 0.88497 | FEC
BE | TYNDP2026 | NT | 2035 | TWh | 289 | Sub_sector | Transport | Ships | Transport (ships) | Energetic | transport_ships_final_demand_other | Others | EU | Energy demand | 0 | FEC
BE | TYNDP2026 | NT | 2035 | TWh | 290 | Sub_sector | Transport | Ships | Transport (ships) | Energetic | transport_ships_final_demand_ammonia | Ammonia | EU | Energy demand | 0 | FEC
BE | TYNDP2026 | NT | 2035 | TWh | 292 | Sub_sector | Transport | Planes | Transport (planes) | Energetic | transport_planes_final_demand_electricity | Electricity | EU | Energy demand | 0 | FEC
BE | TYNDP2026 | NT | 2035 | TWh | 293 | Sub_sector | Transport | Planes | Transport (planes) | Energetic | transport_planes_final_demand_hydrogen | Hydrogen | EU | Energy demand | 0 | FEC
BE | TYNDP2026 | NT | 2035 | TWh | 294 | Sub_sector | Transport | Planes | Transport (planes) | Energetic | transport_planes_final_demand_methane | Methane | EU | Energy demand | 0 | FEC
BE | TYNDP2026 | NT | 2035 | TWh | 295 | Sub_sector | Transport | Planes | Transport (planes) | Energetic | transport_planes_final_demand_heat | Heat | EU | Energy demand | 0 | FEC
BE | TYNDP2026 | NT | 2035 | TWh | 296 | Sub_sector | Transport | Planes | Transport (planes) | Energetic | transport_planes_final_demand_biomass | Biomass | EU | Energy demand | 0 | FEC
BE | TYNDP2026 | NT | 2035 | TWh | 297 | Sub_sector | Transport | Planes | Transport (planes) | Energetic | transport_planes_final_demand_coal | Solids | EU | Energy demand | 0 | FEC
BE | TYNDP2026 | NT | 2035 | TWh | 298 | Sub_sector | Transport | Planes | Transport (planes) | Energetic | transport_planes_final_demand_oil | Liquids | EU | Energy demand | 0.036938 | FEC
BE | TYNDP2026 | NT | 2035 | TWh | 299 | Sub_sector | Transport | Planes | Transport (planes) | Energetic | transport_planes_final_demand_other | Others | EU | Energy demand | 0 | FEC
BE | TYNDP2026 | NT | 2035 | TWh | 300 | Sub_sector | Transport | Planes | Transport (planes) | Energetic | transport_planes_final_demand_ammonia | Ammonia | EU | Energy demand | 0 | FEC
BE | TYNDP2026 | NT | 2035 | TWh | 302 | Sub_sector | Transport | Others | Transport (others) | Energetic | transport_other_final_demand_electricity | Electricity | EU | Energy demand | 0.056786 | FEC
BE | TYNDP2026 | NT | 2035 | TWh | 303 | Sub_sector | Transport | Others | Transport (others) | Energetic | transport_other_final_demand_hydrogen | Hydrogen | EU | Energy demand | 0 | FEC
BE | TYNDP2026 | NT | 2035 | TWh | 304 | Sub_sector | Transport | Others | Transport (others) | Energetic | transport_other_final_demand_methane | Methane | EU | Energy demand | 0 | FEC
BE | TYNDP2026 | NT | 2035 | TWh | 305 | Sub_sector | Transport | Others | Transport (others) | Energetic | transport_other_final_demand_heat | Heat | EU | Energy demand | 0 | FEC
BE | TYNDP2026 | NT | 2035 | TWh | 306 | Sub_sector | Transport | Others | Transport (others) | Energetic | transport_other_final_demand_biomass | Biomass | EU | Energy demand | 0 | FEC
BE | TYNDP2026 | NT | 2035 | TWh | 307 | Sub_sector | Transport | Others | Transport (others) | Energetic | transport_other_final_demand_coal | Solids | EU | Energy demand | 0 | FEC
BE | TYNDP2026 | NT | 2035 | TWh | 308 | Sub_sector | Transport | Others | Transport (others) | Energetic | transport_other_final_demand_oil | Liquids | EU | Energy demand | 0.26363 | FEC
BE | TYNDP2026 | NT | 2035 | TWh | 309 | Sub_sector | Transport | Others | Transport (others) | Energetic | transport_other_final_demand_other | Others | EU | Energy demand | 0 | FEC
BE | TYNDP2026 | NT | 2035 | TWh | 310 | Sub_sector | Transport | Others | Transport (others) | Energetic | transport_other_final_demand_ammonia | Ammonia | EU | Energy demand | 0 | FEC
BE | TYNDP2026 | NT | 2035 | TWh | 312 | Sub_sector | International transport | International aviation | Transport (int. aviation) | Energetic | transport_int_aviation_final_demand_electricity | Electricity | EU | Energy demand | 0 | FEC
BE | TYNDP2026 | NT | 2035 | TWh | 313 | Sub_sector | International transport | International aviation | Transport (int. aviation) | Energetic | transport_int_aviation_final_demand_hydrogen | Hydrogen | EU | Energy demand | 0 | FEC
BE | TYNDP2026 | NT | 2035 | TWh | 314 | Sub_sector | International transport | International aviation | Transport (int. aviation) | Energetic | transport_int_aviation_final_demand_methane | Methane | EU | Energy demand | 0 | FEC
BE | TYNDP2026 | NT | 2035 | TWh | 315 | Sub_sector | International transport | International aviation | Transport (int. aviation) | Energetic | transport_int_aviation_final_demand_heat | Heat | EU | Energy demand | 0 | FEC
BE | TYNDP2026 | NT | 2035 | TWh | 316 | Sub_sector | International transport | International aviation | Transport (int. aviation) | Energetic | transport_int_aviation_final_demand_biofuels | Biomass | EU | Energy demand | 0 | FEC
BE | TYNDP2026 | NT | 2035 | TWh | 317 | Sub_sector | International transport | International aviation | Transport (int. aviation) | Energetic | transport_int_aviation_final_demand_coal | Solids | EU | Energy demand | 0 | FEC
BE | TYNDP2026 | NT | 2035 | TWh | 318 | Sub_sector | International transport | International aviation | Transport (int. aviation) | Energetic | transport_int_aviation_final_demand_oil | Liquids | EU | Energy demand | 22.4286 | FEC
BE | TYNDP2026 | NT | 2035 | TWh | 319 | Sub_sector | International transport | International aviation | Transport (int. aviation) | Energetic | transport_int_aviation_final_demand_other | Others | EU | Energy demand | 0 | FEC
BE | TYNDP2026 | NT | 2035 | TWh | 320 | Sub_sector | International transport | International aviation | Transport (int. aviation) | Energetic | transport_int_aviation_final_demand_ammonia | Ammonia | EU | Energy demand | 0 | FEC
BE | TYNDP2026 | NT | 2035 | TWh | 322 | Sub_sector | International transport | International shipping | Transport (int. shipping) | Energetic | transport_int_shipping_final_demand_electricity | Electricity | EU | Energy demand | 0 | not_included_in_FEC
BE | TYNDP2026 | NT | 2035 | TWh | 323 | Sub_sector | International transport | International shipping | Transport (int. shipping) | Energetic | transport_int_shipping_final_demand_hydrogen | Hydrogen | EU | Energy demand | 0 | not_included_in_FEC
BE | TYNDP2026 | NT | 2035 | TWh | 324 | Sub_sector | International transport | International shipping | Transport (int. shipping) | Energetic | transport_int_shipping_final_demand_methane | Methane | EU | Energy demand | 6.2626 | not_included_in_FEC
BE | TYNDP2026 | NT | 2035 | TWh | 325 | Sub_sector | International transport | International shipping | Transport (int. shipping) | Energetic | transport_int_shipping_final_demand_heat | Heat | EU | Energy demand | 0 | not_included_in_FEC
BE | TYNDP2026 | NT | 2035 | TWh | 326 | Sub_sector | International transport | International shipping | Transport (int. shipping) | Energetic | transport_int_shipping_final_demand_biofuels | Biomass | EU | Energy demand | 0 | not_included_in_FEC
BE | TYNDP2026 | NT | 2035 | TWh | 327 | Sub_sector | International transport | International shipping | Transport (int. shipping) | Energetic | transport_int_shipping_final_demand_coal | Solids | EU | Energy demand | 0 | not_included_in_FEC
BE | TYNDP2026 | NT | 2035 | TWh | 328 | Sub_sector | International transport | International shipping | Transport (int. shipping) | Energetic | transport_int_shipping_final_demand_oil | Liquids | EU | Energy demand | 78.7304 | not_included_in_FEC
BE | TYNDP2026 | NT | 2035 | TWh | 329 | Sub_sector | International transport | International shipping | Transport (int. shipping) | Energetic | transport_int_shipping_final_demand_other | Others | EU | Energy demand | 0 | not_included_in_FEC
BE | TYNDP2026 | NT | 2035 | TWh | 330 | Sub_sector | International transport | International shipping | Transport (int. shipping) | Energetic | transport_int_shipping_final_demand_ammonia | Ammonia | EU | Energy demand | 4.4733 | not_included_in_FEC
BE | TYNDP2026 | NT | 2035 | TWh | 332 | Sub_sector | Households | Space heating | Households (heating) | Energetic | households_heating_final_demand_electricity | Electricity | EU | Energy demand | 7.6732 | FEC
BE | TYNDP2026 | NT | 2035 | TWh | 333 | Sub_sector | Households | Space heating | Households (heating) | Energetic | households_heating_final_demand_hydrogen | Hydrogen | EU | Energy demand | 0 | FEC
BE | TYNDP2026 | NT | 2035 | TWh | 334 | Sub_sector | Households | Space heating | Households (heating) | Energetic | households_heating_final_demand_methane | Methane | EU | Energy demand | 25.9616 | FEC
BE | TYNDP2026 | NT | 2035 | TWh | 335 | Sub_sector | Households | Space heating | Households (heating) | Energetic | households_heating_final_demand_heat | Heat | EU | Energy demand | 0.84452 | FEC
BE | TYNDP2026 | NT | 2035 | TWh | 336 | Sub_sector | Households | Space heating | Households (heating) | Energetic | households_heating_final_demand_biomass | Biomass | EU | Energy demand | 6.3102 | FEC
BE | TYNDP2026 | NT | 2035 | TWh | 337 | Sub_sector | Households | Space heating | Households (heating) | Energetic | households_heating_final_demand_coal | Solids | EU | Energy demand | 0 | FEC
BE | TYNDP2026 | NT | 2035 | TWh | 338 | Sub_sector | Households | Space heating | Households (heating) | Energetic | households_heating_final_demand_oil | Liquids | EU | Energy demand | 8.0852 | FEC
BE | TYNDP2026 | NT | 2035 | TWh | 339 | Sub_sector | Households | Space heating | Households (heating) | Energetic | households_heating_final_demand_other | Others | EU | Energy demand | 0 | FEC
BE | TYNDP2026 | NT | 2035 | TWh | 340 | Sub_sector | Households | Space heating | Households (heating) | Energetic | households_heating_final_demand_ammonia | Ammonia | EU | Energy demand | 0 | FEC
BE | TYNDP2026 | NT | 2035 | TWh | 343 | Sub_sector | Households | Cooling | Households (cooling) | Energetic | households_cooling_final_demand_electricity | Electricity | EU | Energy demand | 0.064493 | FEC
BE | TYNDP2026 | NT | 2035 | TWh | 344 | Sub_sector | Households | Cooling | Households (cooling) | Energetic | households_cooling_final_demand_hydrogen | Hydrogen | EU | Energy demand | 0 | FEC
BE | TYNDP2026 | NT | 2035 | TWh | 345 | Sub_sector | Households | Cooling | Households (cooling) | Energetic | households_cooling_final_demand_methane | Methane | EU | Energy demand | 0 | FEC
BE | TYNDP2026 | NT | 2035 | TWh | 346 | Sub_sector | Households | Cooling | Households (cooling) | Energetic | households_cooling_final_demand_heat | Heat | EU | Energy demand | 0 | FEC
BE | TYNDP2026 | NT | 2035 | TWh | 347 | Sub_sector | Households | Cooling | Households (cooling) | Energetic | households_cooling_final_demand_biomass | Biomass | EU | Energy demand | 0 | FEC
BE | TYNDP2026 | NT | 2035 | TWh | 348 | Sub_sector | Households | Cooling | Households (cooling) | Energetic | households_cooling_final_demand_coal | Solids | EU | Energy demand | 0 | FEC
BE | TYNDP2026 | NT | 2035 | TWh | 349 | Sub_sector | Households | Cooling | Households (cooling) | Energetic | households_cooling_final_demand_oil | Liquids | EU | Energy demand | 0 | FEC
BE | TYNDP2026 | NT | 2035 | TWh | 350 | Sub_sector | Households | Cooling | Households (cooling) | Energetic | households_cooling_final_demand_other | Others | EU | Energy demand | 0 | FEC
BE | TYNDP2026 | NT | 2035 | TWh | 351 | Sub_sector | Households | Cooling | Households (cooling) | Energetic | households_cooling_final_demand_ammonia | Ammonia | EU | Energy demand | 0 | FEC
BE | TYNDP2026 | NT | 2035 | TWh | 354 | Sub_sector | Households | Hot water | Households (hot water) | Energetic | households_hot_water_final_demand_electricity | Electricity | EU | Energy demand | 2.0892 | FEC
BE | TYNDP2026 | NT | 2035 | TWh | 355 | Sub_sector | Households | Hot water | Households (hot water) | Energetic | households_hot_water_final_demand_hydrogen | Hydrogen | EU | Energy demand | 0 | FEC
BE | TYNDP2026 | NT | 2035 | TWh | 356 | Sub_sector | Households | Hot water | Households (hot water) | Energetic | households_hot_water_final_demand_methane | Methane | EU | Energy demand | 6.6565 | FEC
BE | TYNDP2026 | NT | 2035 | TWh | 357 | Sub_sector | Households | Hot water | Households (hot water) | Energetic | households_hot_water_final_demand_heat | Heat | EU | Energy demand | 0.22607 | FEC
BE | TYNDP2026 | NT | 2035 | TWh | 358 | Sub_sector | Households | Hot water | Households (hot water) | Energetic | households_hot_water_final_demand_biomass | Biomass | EU | Energy demand | 0.68923 | FEC
BE | TYNDP2026 | NT | 2035 | TWh | 359 | Sub_sector | Households | Hot water | Households (hot water) | Energetic | households_hot_water_final_demand_coal | Solids | EU | Energy demand | 0 | FEC
BE | TYNDP2026 | NT | 2035 | TWh | 360 | Sub_sector | Households | Hot water | Households (hot water) | Energetic | households_hot_water_final_demand_oil | Liquids | EU | Energy demand | 0.66491 | FEC
BE | TYNDP2026 | NT | 2035 | TWh | 361 | Sub_sector | Households | Hot water | Households (hot water) | Energetic | households_hot_water_final_demand_other | Others | EU | Energy demand | 0.23085 | FEC
BE | TYNDP2026 | NT | 2035 | TWh | 362 | Sub_sector | Households | Hot water | Households (hot water) | Energetic | households_hot_water_final_demand_ammonia | Ammonia | EU | Energy demand | 0 | FEC
BE | TYNDP2026 | NT | 2035 | TWh | 365 | Sub_sector | Households | Appliances | Households (appliances) | Energetic | households_appliances_final_demand_electricity | Electricity | EU | Energy demand | 11.9029 | FEC
BE | TYNDP2026 | NT | 2035 | TWh | 366 | Sub_sector | Households | Appliances | Households (appliances) | Energetic | households_appliances_final_demand_hydrogen | Hydrogen | EU | Energy demand | 0 | FEC
BE | TYNDP2026 | NT | 2035 | TWh | 367 | Sub_sector | Households | Appliances | Households (appliances) | Energetic | households_appliances_final_demand_methane | Methane | EU | Energy demand | 0.37178 | FEC
BE | TYNDP2026 | NT | 2035 | TWh | 368 | Sub_sector | Households | Appliances | Households (appliances) | Energetic | households_appliances_final_demand_heat | Heat | EU | Energy demand | 0 | FEC
BE | TYNDP2026 | NT | 2035 | TWh | 369 | Sub_sector | Households | Appliances | Households (appliances) | Energetic | households_appliances_final_demand_biomass | Biomass | EU | Energy demand | 0 | FEC
BE | TYNDP2026 | NT | 2035 | TWh | 370 | Sub_sector | Households | Appliances | Households (appliances) | Energetic | households_appliances_final_demand_coal | Solids | EU | Energy demand | 0 | FEC
BE | TYNDP2026 | NT | 2035 | TWh | 371 | Sub_sector | Households | Appliances | Households (appliances) | Energetic | households_appliances_final_demand_oil | Liquids | EU | Energy demand | 0 | FEC
BE | TYNDP2026 | NT | 2035 | TWh | 372 | Sub_sector | Households | Appliances | Households (appliances) | Energetic | households_appliances_final_demand_other | Others | EU | Energy demand | 0 | FEC
BE | TYNDP2026 | NT | 2035 | TWh | 373 | Sub_sector | Households | Appliances | Households (appliances) | Energetic | households_appliances_final_demand_ammonia | Ammonia | EU | Energy demand | 0 | FEC
BE | TYNDP2026 | NT | 2035 | TWh | 375 | Sub_sector | Buildings | Space heating | Buildings (heat) | Energetic | buildings_heat_final_demand_electricity | Electricity | EU | Energy demand | 7.3777 | FEC
BE | TYNDP2026 | NT | 2035 | TWh | 376 | Sub_sector | Buildings | Space heating | Buildings (heat) | Energetic | buildings_heat_final_demand_hydrogen | Hydrogen | EU | Energy demand | 0 | FEC
BE | TYNDP2026 | NT | 2035 | TWh | 377 | Sub_sector | Buildings | Space heating | Buildings (heat) | Energetic | buildings_heat_final_demand_methane | Methane | EU | Energy demand | 11.7261 | FEC
BE | TYNDP2026 | NT | 2035 | TWh | 378 | Sub_sector | Buildings | Space heating | Buildings (heat) | Energetic | buildings_heat_final_demand_heat | Heat | EU | Energy demand | 0.85202 | FEC
BE | TYNDP2026 | NT | 2035 | TWh | 379 | Sub_sector | Buildings | Space heating | Buildings (heat) | Energetic | buildings_heat_final_demand_biomass | Biomass | EU | Energy demand | 0.17317 | FEC
BE | TYNDP2026 | NT | 2035 | TWh | 380 | Sub_sector | Buildings | Space heating | Buildings (heat) | Energetic | buildings_heat_final_demand_coal | Solids | EU | Energy demand | 0 | FEC
BE | TYNDP2026 | NT | 2035 | TWh | 381 | Sub_sector | Buildings | Space heating | Buildings (heat) | Energetic | buildings_heat_final_demand_oil | Liquids | EU | Energy demand | 2.3389 | FEC
BE | TYNDP2026 | NT | 2035 | TWh | 382 | Sub_sector | Buildings | Space heating | Buildings (heat) | Energetic | buildings_heat_final_demand_other | Others | EU | Energy demand | 0.001948 | FEC
BE | TYNDP2026 | NT | 2035 | TWh | 383 | Sub_sector | Buildings | Space heating | Buildings (heat) | Energetic | buildings_heat_final_demand_ammonia | Ammonia | EU | Energy demand | 0 | FEC
BE | TYNDP2026 | NT | 2035 | TWh | 386 | Sub_sector | Buildings | Cooling | Buildings (cooling) | Energetic | buildings_cooling_final_demand_electricity | Electricity | EU | Energy demand | 1.0394 | FEC
BE | TYNDP2026 | NT | 2035 | TWh | 387 | Sub_sector | Buildings | Cooling | Buildings (cooling) | Energetic | buildings_cooling_final_demand_hydrogen | Hydrogen | EU | Energy demand | 0 | FEC
BE | TYNDP2026 | NT | 2035 | TWh | 388 | Sub_sector | Buildings | Cooling | Buildings (cooling) | Energetic | buildings_cooling_final_demand_methane | Methane | EU | Energy demand | 0.011591 | FEC
BE | TYNDP2026 | NT | 2035 | TWh | 389 | Sub_sector | Buildings | Cooling | Buildings (cooling) | Energetic | buildings_cooling_final_demand_heat | Heat | EU | Energy demand | 0 | FEC
BE | TYNDP2026 | NT | 2035 | TWh | 390 | Sub_sector | Buildings | Cooling | Buildings (cooling) | Energetic | buildings_cooling_final_demand_biomass | Biomass | EU | Energy demand | 0 | FEC
BE | TYNDP2026 | NT | 2035 | TWh | 391 | Sub_sector | Buildings | Cooling | Buildings (cooling) | Energetic | buildings_cooling_final_demand_coal | Solids | EU | Energy demand | 0 | FEC
BE | TYNDP2026 | NT | 2035 | TWh | 392 | Sub_sector | Buildings | Cooling | Buildings (cooling) | Energetic | buildings_cooling_final_demand_oil | Liquids | EU | Energy demand | 0 | FEC
BE | TYNDP2026 | NT | 2035 | TWh | 393 | Sub_sector | Buildings | Cooling | Buildings (cooling) | Energetic | buildings_cooling_final_demand_other | Others | EU | Energy demand | 0 | FEC
BE | TYNDP2026 | NT | 2035 | TWh | 394 | Sub_sector | Buildings | Cooling | Buildings (cooling) | Energetic | buildings_cooling_final_demand_ammonia | Ammonia | EU | Energy demand | 0 | FEC
BE | TYNDP2026 | NT | 2035 | TWh | 397 | Sub_sector | Buildings | Appliances | Buildings (appliances) | Energetic | buildings_appliances_final_demand_electricity | Electricity | EU | Energy demand | 9.744 | FEC
BE | TYNDP2026 | NT | 2035 | TWh | 398 | Sub_sector | Buildings | Appliances | Buildings (appliances) | Energetic | buildings_appliances_final_demand_hydrogen | Hydrogen | EU | Energy demand | 0 | FEC
BE | TYNDP2026 | NT | 2035 | TWh | 399 | Sub_sector | Buildings | Appliances | Buildings (appliances) | Energetic | buildings_appliances_final_demand_methane | Methane | EU | Energy demand | 4.5689 | FEC
BE | TYNDP2026 | NT | 2035 | TWh | 400 | Sub_sector | Buildings | Appliances | Buildings (appliances) | Energetic | buildings_appliances_final_demand_heat | Heat | EU | Energy demand | 0 | FEC
BE | TYNDP2026 | NT | 2035 | TWh | 401 | Sub_sector | Buildings | Appliances | Buildings (appliances) | Energetic | buildings_appliances_final_demand_biomass | Biomass | EU | Energy demand | 0 | FEC
BE | TYNDP2026 | NT | 2035 | TWh | 402 | Sub_sector | Buildings | Appliances | Buildings (appliances) | Energetic | buildings_appliances_final_demand_coal | Solids | EU | Energy demand | 0 | FEC
BE | TYNDP2026 | NT | 2035 | TWh | 403 | Sub_sector | Buildings | Appliances | Buildings (appliances) | Energetic | buildings_appliances_final_demand_oil | Liquids | EU | Energy demand | 0 | FEC
BE | TYNDP2026 | NT | 2035 | TWh | 404 | Sub_sector | Buildings | Appliances | Buildings (appliances) | Energetic | buildings_appliances_final_demand_other | Others | EU | Energy demand | 0 | FEC
BE | TYNDP2026 | NT | 2035 | TWh | 405 | Sub_sector | Buildings | Appliances | Buildings (appliances) | Energetic | buildings_appliances_final_demand_ammonia | Ammonia | EU | Energy demand | 0 | FEC
BE | TYNDP2026 | NT | 2035 | TWh | 407 | Sub_sector | Buildings | Datacenters | Datacenters & ICT | Energetic | datacentres_final_demand_electricity_energetic | Electricity | EU | Energy demand | 7.3454 | FEC
BE | TYNDP2026 | NT | 2035 | TWh | 408 | Sub_sector | Buildings | Datacenters | Datacenters & ICT | Energetic | datacentres_final_demand_hydrogen_energetic | Hydrogen | EU | Energy demand | 0 | FEC
BE | TYNDP2026 | NT | 2035 | TWh | 409 | Sub_sector | Buildings | Datacenters | Datacenters & ICT | Energetic | datacentres_final_demand_methane_energetic | Methane | EU | Energy demand | 0 | FEC
BE | TYNDP2026 | NT | 2035 | TWh | 410 | Sub_sector | Buildings | Datacenters | Datacenters & ICT | Energetic | datacentres_final_demand_heat_energetic | Heat | EU | Energy demand | 0 | FEC
BE | TYNDP2026 | NT | 2035 | TWh | 411 | Sub_sector | Buildings | Datacenters | Datacenters & ICT | Energetic | datacentres_final_demand_biomass_energetic | Biomass | EU | Energy demand | 0 | FEC
BE | TYNDP2026 | NT | 2035 | TWh | 412 | Sub_sector | Buildings | Datacenters | Datacenters & ICT | Energetic | datacentres_final_demand_coal_energetic | Solids | EU | Energy demand | 0 | FEC
BE | TYNDP2026 | NT | 2035 | TWh | 413 | Sub_sector | Buildings | Datacenters | Datacenters & ICT | Energetic | datacentres_final_demand_oil_energetic | Liquids | EU | Energy demand | 0 | FEC
BE | TYNDP2026 | NT | 2035 | TWh | 414 | Sub_sector | Buildings | Datacenters | Datacenters & ICT | Energetic | datacentres_final_demand_other_energetic | Others | EU | Energy demand | 0 | FEC
BE | TYNDP2026 | NT | 2035 | TWh | 415 | Sub_sector | Buildings | Datacenters | Datacenters & ICT | Energetic | datacentres_final_demand_ammonia_energetic | Ammonia | EU | Energy demand | 0 | FEC
BE | TYNDP2026 | NT | 2035 | TWh | 417 | Sub_sector | Transport | Others_Sector | Others_Sector | Energetic | other_final_demand_electricity_energetic | Electricity | EU | Energy demand | 0.0502 | FEC
BE | TYNDP2026 | NT | 2035 | TWh | 418 | Sub_sector | Transport | Others_Sector | Others_Sector | Energetic | other_final_demand_hydrogen_energetic | Hydrogen | EU | Energy demand | 0 | FEC
BE | TYNDP2026 | NT | 2035 | TWh | 419 | Sub_sector | Transport | Pipeline Transport | Others_Sector | Energetic | other_final_demand_methane_energetic | Methane | EU | Energy demand | 0.33863 | FEC
BE | TYNDP2026 | NT | 2035 | TWh | 420 | Sub_sector | Transport | Others_Sector | Others_Sector | Energetic | other_final_demand_heat_energetic | Heat | EU | Energy demand | 0 | FEC
BE | TYNDP2026 | NT | 2035 | TWh | 421 | Sub_sector | Transport | Others_Sector | Others_Sector | Energetic | other_final_demand_biomass_energetic | Biomass | EU | Energy demand | 0 | FEC
BE | TYNDP2026 | NT | 2035 | TWh | 422 | Sub_sector | Transport | Others_Sector | Others_Sector | Energetic | other_final_demand_coal_energetic | Solids | EU | Energy demand | 0 | FEC
BE | TYNDP2026 | NT | 2035 | TWh | 423 | Sub_sector | Transport | Others_Sector | Others_Sector | Energetic | other_final_demand_oil_energetic | Liquids | EU | Energy demand | 0.46062 | FEC
BE | TYNDP2026 | NT | 2035 | TWh | 424 | Sub_sector | Others_Sector | Others_Sector | Others_Sector | Non-energetic | other_final_demand_oil_non_energetic | Liquids | EU | Energy demand | 0.28583 | not_included_in_FEC
BE | TYNDP2026 | NT | 2035 | TWh | 425 | Sub_sector | Transport | Others_Sector | Others_Sector | Energetic | other_final_demand_other_energetic | Others | EU | Energy demand | 0 | FEC
BE | TYNDP2026 | NT | 2035 | TWh | 426 | Sub_sector | Transport | Others_Sector | Others_Sector | Energetic | other_final_demand_ammonia_energetic | Ammonia | EU | Energy demand | 0 | FEC
BE | TYNDP2026 | NT | 2035 | TWh | 427 | Sub_sector | Industry | Surplus_Heat_in_Industry | Surplus_Heat_in_Industry | Energetic | final_demand_of_industry_unused_local_production_steam_hot_water | Heat | EU | Energy demand | 0 | FEC
BE | TYNDP2026 | NT | 2035 | TWh | 429 | Sub_sector | Agriculture | Total | Agriculture | Energetic | agriculture_final_demand_electricity_energetic | Electricity | EU | Energy demand | 1.97 | FEC
BE | TYNDP2026 | NT | 2035 | TWh | 430 | Sub_sector | Agriculture | Total | Agriculture | Energetic | agriculture_final_demand_hydrogen_energetic | Hydrogen | EU | Energy demand | 0 | FEC
BE | TYNDP2026 | NT | 2035 | TWh | 431 | Sub_sector | Agriculture | Total | Agriculture | Energetic | agriculture_final_demand_methane_energetic | Methane | EU | Energy demand | 3.7317 | FEC
BE | TYNDP2026 | NT | 2035 | TWh | 432 | Sub_sector | Agriculture | Total | Agriculture | Energetic | agriculture_final_demand_heat_energetic | Heat | EU | Energy demand | 0.0898 | FEC
BE | TYNDP2026 | NT | 2035 | TWh | 433 | Sub_sector | Agriculture | Total | Agriculture | Energetic | agriculture_final_demand_biomass_energetic | Biomass | EU | Energy demand | 0.18885 | FEC
BE | TYNDP2026 | NT | 2035 | TWh | 434 | Sub_sector | Agriculture | Total | Agriculture | Energetic | agriculture_final_demand_coal_energetic | Solids | EU | Energy demand | 0 | FEC
BE | TYNDP2026 | NT | 2035 | TWh | 435 | Sub_sector | Agriculture | Total | Agriculture | Energetic | agriculture_final_demand_oil_energetic | Liquids | EU | Energy demand | 3.2793 | FEC
BE | TYNDP2026 | NT | 2035 | TWh | 436 | Sub_sector | Agriculture | Total | Agriculture | Energetic | agriculture_final_demand_other_energetic | Others | EU | Energy demand | 0 | FEC
BE | TYNDP2026 | NT | 2035 | TWh | 437 | Sub_sector | Agriculture | Total | Agriculture | Energetic | agriculture_final_demand_ammonia_energetic | Ammonia | EU | Energy demand | 0 | FEC
BE | TYNDP2026 | NT | 2035 | TWh | 447 | Sub_sector | Buildings | Surplus Energy | Buildings | Energetic | GAP | Electricity | EU | Energy demand | 0 | FEC
BE | TYNDP2026 | NT | 2035 | TWh | 448 | Sub_sector | Buildings | Surplus Energy | Buildings | Energetic | GAP | Hydrogen | EU | Energy demand | 0 | FEC
BE | TYNDP2026 | NT | 2035 | TWh | 449 | Sub_sector | Buildings | Surplus Energy | Buildings | Energetic | GAP | Methane | EU | Energy demand | 0 | FEC
BE | TYNDP2026 | NT | 2035 | TWh | 450 | Sub_sector | Buildings | Surplus Energy | Buildings | Energetic | GAP | Heat | EU | Energy demand | 0 | FEC
BE | TYNDP2026 | NT | 2035 | TWh | 451 | Sub_sector | Buildings | Surplus Energy | Buildings | Energetic | GAP | Biomass | EU | Energy demand | 0.0098242 | FEC
BE | TYNDP2026 | NT | 2035 | TWh | 452 | Sub_sector | Buildings | Surplus Energy | Buildings | Energetic | GAP | Solids | EU | Energy demand | 0 | FEC
BE | TYNDP2026 | NT | 2035 | TWh | 453 | Sub_sector | Buildings | Surplus Energy | Buildings | Energetic | GAP | Liquids | EU | Energy demand | 1.1613 | FEC
BE | TYNDP2026 | NT | 2035 | TWh | 454 | Sub_sector | Buildings | Surplus Energy | Buildings | Energetic | GAP | Others | EU | Energy demand | 0 | FEC
BE | TYNDP2026 | NT | 2035 | TWh | 455 | Sub_sector | Buildings | Surplus Energy | Buildings | Energetic | GAP | Ammonia | EU | Energy demand | 0 | FEC
BE | TYNDP2026 | NT | 2035 | TWh | 456 | Sub_sector | Households | Surplus Energy | Households | Energetic | GAP | Electricity | EU | Energy demand | 0 | FEC
BE | TYNDP2026 | NT | 2035 | TWh | 457 | Sub_sector | Households | Surplus Energy | Households | Energetic | GAP | Hydrogen | EU | Energy demand | 0 | FEC
BE | TYNDP2026 | NT | 2035 | TWh | 458 | Sub_sector | Households | Surplus Energy | Households | Energetic | GAP | Methane | EU | Energy demand | 0 | FEC
BE | TYNDP2026 | NT | 2035 | TWh | 459 | Sub_sector | Households | Surplus Energy | Households | Energetic | GAP | Heat | EU | Energy demand | 0 | FEC
BE | TYNDP2026 | NT | 2035 | TWh | 460 | Sub_sector | Households | Surplus Energy | Households | Energetic | GAP | Biomass | EU | Energy demand | 0 | FEC
BE | TYNDP2026 | NT | 2035 | TWh | 461 | Sub_sector | Households | Surplus Energy | Households | Energetic | GAP | Solids | EU | Energy demand | 0 | FEC
BE | TYNDP2026 | NT | 2035 | TWh | 462 | Sub_sector | Households | Surplus Energy | Households | Energetic | GAP | Liquids | EU | Energy demand | 0 | FEC
BE | TYNDP2026 | NT | 2035 | TWh | 463 | Sub_sector | Households | Surplus Energy | Households | Energetic | GAP | Others | EU | Energy demand | 0 | FEC
BE | TYNDP2026 | NT | 2035 | TWh | 464 | Sub_sector | Households | Surplus Energy | Households | Energetic | GAP | Ammonia | EU | Energy demand | 0 | FEC
BE | TYNDP2026 | NT | 2040 | TWh | 102 | Sub_sector | Industry | Aluminium | Industry (aluminium) | Energetic | industry_aluminium_demand_electricity_energetic | Electricity | EU | Energy demand | 0 | FEC
BE | TYNDP2026 | NT | 2040 | TWh | 103 | Sub_sector | Industry | Aluminium | Industry (aluminium) | Energetic | industry_aluminium_demand_hydrogen_energetic | Hydrogen | EU | Energy demand | 0 | FEC
BE | TYNDP2026 | NT | 2040 | TWh | 104 | Sub_sector | Industry | Aluminium | Industry (aluminium) | Energetic | industry_aluminium_demand_methane_energetic | Methane | EU | Energy demand | 0 | FEC
BE | TYNDP2026 | NT | 2040 | TWh | 105 | Sub_sector | Industry | Aluminium | Industry (aluminium) | Energetic | industry_aluminium_demand_heat_energetic | Heat | EU | Energy demand | 0 | FEC
BE | TYNDP2026 | NT | 2040 | TWh | 106 | Sub_sector | Industry | Aluminium | Industry (aluminium) | Energetic | industry_aluminium_demand_biomass_energetic | Biomass | EU | Energy demand | 0 | FEC
BE | TYNDP2026 | NT | 2040 | TWh | 107 | Sub_sector | Industry | Aluminium | Industry (aluminium) | Energetic | industry_aluminium_demand_coal_energetic | Solids | EU | Energy demand | 0 | FEC
BE | TYNDP2026 | NT | 2040 | TWh | 108 | Sub_sector | Industry | Aluminium | Industry (aluminium) | Energetic | industry_aluminium_demand_oil_energetic | Liquids | EU | Energy demand | 0 | FEC
BE | TYNDP2026 | NT | 2040 | TWh | 109 | Sub_sector | Industry | Aluminium | Industry (aluminium) | Energetic | industry_aluminium_demand_others_energetic | Others | EU | Energy demand | 0 | FEC
BE | TYNDP2026 | NT | 2040 | TWh | 110 | Sub_sector | Industry | Aluminium | Industry (aluminium) | Energetic | industry_ammonia_demand_others_energetic | Ammonia | EU | Energy demand | 0 | FEC
BE | TYNDP2026 | NT | 2040 | TWh | 112 | Sub_sector | Industry | Chemicals | Industry (chemicals, energetic) | Energetic | industry_chemical_demand_electricity_energetic | Electricity | EU | Energy demand | 24.4452 | FEC
BE | TYNDP2026 | NT | 2040 | TWh | 113 | Sub_sector | Industry | Chemicals | Industry (chemicals, energetic) | Energetic | industry_chemical_demand_hydrogen_energetic | Hydrogen | EU | Energy demand | 1.4425 | FEC
BE | TYNDP2026 | NT | 2040 | TWh | 114 | Sub_sector | Industry | Chemicals | Industry (chemicals, energetic) | Energetic | industry_chemical_demand_methane_energetic | Methane | EU | Energy demand | 6.0585 | FEC
BE | TYNDP2026 | NT | 2040 | TWh | 115 | Sub_sector | Industry | Chemicals | Industry (chemicals, energetic) | Energetic | industry_chemical_demand_heat_energetic | Heat | EU | Energy demand | 3.8947 | FEC
BE | TYNDP2026 | NT | 2040 | TWh | 116 | Sub_sector | Industry | Chemicals | Industry (chemicals, energetic) | Energetic | industry_chemical_demand_biomass_energetic | Biomass | EU | Energy demand | 0.64912 | FEC
BE | TYNDP2026 | NT | 2040 | TWh | 117 | Sub_sector | Industry | Chemicals | Industry (chemicals, energetic) | Energetic | industry_chemical_demand_coal_energetic | Solids | EU | Energy demand | 0 | FEC
BE | TYNDP2026 | NT | 2040 | TWh | 118 | Sub_sector | Industry | Chemicals | Industry (chemicals, energetic) | Energetic | industry_chemical_demand_oil_energetic | Liquids | EU | Energy demand | 3.1283 | FEC
BE | TYNDP2026 | NT | 2040 | TWh | 119 | Sub_sector | Industry | Chemicals | Industry (chemicals, energetic) | Energetic | industry_chemical_demand_others_energetic | Others | EU | Energy demand | 0 | FEC
BE | TYNDP2026 | NT | 2040 | TWh | 120 | Sub_sector | Industry | Chemicals | Industry (chemicals, energetic) | Energetic | industry_chemical_demand_ammonia_energetic | Ammonia | EU | Energy demand | 0 | FEC
BE | TYNDP2026 | NT | 2040 | TWh | 122 | Sub_sector | Industry | Chemicals | Industry (chemicals, non-energetic) | Non-energetic | industry_chemical_demand_electricity_non_energetic | Electricity | EU | Energy demand | 0 | not_included_in_FEC
BE | TYNDP2026 | NT | 2040 | TWh | 123 | Sub_sector | Industry | Chemicals | Industry (chemicals, non-energetic) | Non-energetic | industry_chemical_demand_hydrogen_non_energetic | Hydrogen | EU | Energy demand | 22.7697 | not_included_in_FEC
BE | TYNDP2026 | NT | 2040 | TWh | 124 | Sub_sector | Industry | Chemicals | Industry (chemicals, non-energetic) | Non-energetic | industry_chemical_demand_methane_non_energetic | Methane | EU | Energy demand | 1.518 | not_included_in_FEC
BE | TYNDP2026 | NT | 2040 | TWh | 125 | Sub_sector | Industry | Chemicals | Industry (chemicals, non-energetic) | Non-energetic | industry_chemical_demand_heat_non_energetic | Heat | EU | Energy demand | 0 | not_included_in_FEC
BE | TYNDP2026 | NT | 2040 | TWh | 126 | Sub_sector | Industry | Chemicals | Industry (chemicals, non-energetic) | Non-energetic | industry_chemical_demand_biomass_non_energetic | Biomass | EU | Energy demand | 0 | not_included_in_FEC
BE | TYNDP2026 | NT | 2040 | TWh | 127 | Sub_sector | Industry | Chemicals | Industry (chemicals, non-energetic) | Non-energetic | industry_chemical_demand_coal_non_energetic | Solids | EU | Energy demand | 0 | not_included_in_FEC
BE | TYNDP2026 | NT | 2040 | TWh | 128 | Sub_sector | Industry | Chemicals | Industry (chemicals, non-energetic) | Non-energetic | industry_chemical_demand_oil_non_energetic | Liquids | EU | Energy demand | 51.6113 | not_included_in_FEC
BE | TYNDP2026 | NT | 2040 | TWh | 129 | Sub_sector | Industry | Chemicals | Industry (chemicals, non-energetic) | Non-energetic | industry_chemical_demand_others_non_energetic | Others | EU | Energy demand | 0 | not_included_in_FEC
BE | TYNDP2026 | NT | 2040 | TWh | 130 | Sub_sector | Industry | Chemicals | Industry (chemicals, non-energetic) | Non-energetic | industry_chemical_demand_ammonia_non_energetic | Ammonia | EU | Energy demand | 0 | not_included_in_FEC
BE | TYNDP2026 | NT | 2040 | TWh | 132 | Sub_sector | Industry | Fertilizers | Industry (fertilizers, energetic) | Energetic | industry_fertilizers_demand_electricity_energetic | Electricity | EU | Energy demand | 0.21708 | FEC
BE | TYNDP2026 | NT | 2040 | TWh | 133 | Sub_sector | Industry | Fertilizers | Industry (fertilizers, energetic) | Energetic | industry_fertilizers_demand_hydrogen_energetic | Hydrogen | EU | Energy demand | 0 | FEC
BE | TYNDP2026 | NT | 2040 | TWh | 134 | Sub_sector | Industry | Fertilizers | Industry (fertilizers, energetic) | Energetic | industry_fertilizers_demand_methane_energetic | Methane | EU | Energy demand | 0.88642 | FEC
BE | TYNDP2026 | NT | 2040 | TWh | 135 | Sub_sector | Industry | Fertilizers | Industry (fertilizers, energetic) | Energetic | industry_fertilizers_demand_heat_energetic | Heat | EU | Energy demand | 0 | FEC
BE | TYNDP2026 | NT | 2040 | TWh | 136 | Sub_sector | Industry | Fertilizers | Industry (fertilizers, energetic) | Energetic | industry_fertilizers_demand_biomass_energetic | Biomass | EU | Energy demand | 0 | FEC
BE | TYNDP2026 | NT | 2040 | TWh | 137 | Sub_sector | Industry | Fertilizers | Industry (fertilizers, energetic) | Energetic | industry_fertilizers_demand_coal_energetic | Solids | EU | Energy demand | 0 | FEC
BE | TYNDP2026 | NT | 2040 | TWh | 138 | Sub_sector | Industry | Fertilizers | Industry (fertilizers, energetic) | Energetic | industry_fertilizers_demand_oil_energetic | Liquids | EU | Energy demand | 0 | FEC
BE | TYNDP2026 | NT | 2040 | TWh | 139 | Sub_sector | Industry | Fertilizers | Industry (fertilizers, energetic) | Energetic | industry_fertilizers_demand_others_energetic | Others | EU | Energy demand | 0 | FEC
BE | TYNDP2026 | NT | 2040 | TWh | 140 | Sub_sector | Industry | Fertilizers | Industry (fertilizers, energetic) | Energetic | industry_fertilizers_demand_ammonia_energetic | Ammonia | EU | Energy demand | 0 | FEC
BE | TYNDP2026 | NT | 2040 | TWh | 142 | Sub_sector | Industry | Fertilizers | Industry (fertilizers, non-energetic) | Non-energetic | industry_fertilizers_demand_electricity_non_energetic | Electricity | EU | Energy demand | 0 | not_included_in_FEC
BE | TYNDP2026 | NT | 2040 | TWh | 143 | Sub_sector | Industry | Fertilizers | Industry (fertilizers, non-energetic) | Non-energetic | industry_fertilizers_demand_hydrogen_non_energetic | Hydrogen | EU | Energy demand | 1.25 | not_included_in_FEC
BE | TYNDP2026 | NT | 2040 | TWh | 144 | Sub_sector | Industry | Fertilizers | Industry (fertilizers, non-energetic) | Non-energetic | industry_fertilizers_demand_methane_non_energetic | Methane | EU | Energy demand | 0 | not_included_in_FEC
BE | TYNDP2026 | NT | 2040 | TWh | 145 | Sub_sector | Industry | Fertilizers | Industry (fertilizers, non-energetic) | Non-energetic | industry_fertilizers_demand_heat_non_energetic | Heat | EU | Energy demand | 0 | not_included_in_FEC
BE | TYNDP2026 | NT | 2040 | TWh | 146 | Sub_sector | Industry | Fertilizers | Industry (fertilizers, non-energetic) | Non-energetic | industry_fertilizers_demand_biomass_non_energetic | Biomass | EU | Energy demand | 0 | not_included_in_FEC
BE | TYNDP2026 | NT | 2040 | TWh | 147 | Sub_sector | Industry | Fertilizers | Industry (fertilizers, non-energetic) | Non-energetic | industry_fertilizers_demand_coal_non_energetic | Solids | EU | Energy demand | 0 | not_included_in_FEC
BE | TYNDP2026 | NT | 2040 | TWh | 148 | Sub_sector | Industry | Fertilizers | Industry (fertilizers, non-energetic) | Non-energetic | industry_fertilizers_demand_oil_non_energetic | Liquids | EU | Energy demand | 0 | not_included_in_FEC
BE | TYNDP2026 | NT | 2040 | TWh | 149 | Sub_sector | Industry | Fertilizers | Industry (fertilizers, non-energetic) | Non-energetic | industry_fertilizers_demand_others_non_energetic | Others | EU | Energy demand | 0 | not_included_in_FEC
BE | TYNDP2026 | NT | 2040 | TWh | 150 | Sub_sector | Industry | Fertilizers | Industry (fertilizers, non-energetic) | Non-energetic | industry_fertilizers_demand_ammonia_non_energetic | Ammonia | EU | Energy demand | 3.2625 | not_included_in_FEC
BE | TYNDP2026 | NT | 2040 | TWh | 152 | Sub_sector | Industry | Food | Industry (food) | Energetic | industry_food_demand_electricity_energetic | Electricity | EU | Energy demand | 13.7326 | FEC
BE | TYNDP2026 | NT | 2040 | TWh | 153 | Sub_sector | Industry | Food | Industry (food) | Energetic | industry_food_demand_hydrogen_energetic | Hydrogen | EU | Energy demand | 0 | FEC
BE | TYNDP2026 | NT | 2040 | TWh | 154 | Sub_sector | Industry | Food | Industry (food) | Energetic | industry_food_demand_methane_energetic | Methane | EU | Energy demand | 3.2127 | FEC
BE | TYNDP2026 | NT | 2040 | TWh | 155 | Sub_sector | Industry | Food | Industry (food) | Energetic | industry_food_demand_heat_energetic | Heat | EU | Energy demand | 0.57828 | FEC
BE | TYNDP2026 | NT | 2040 | TWh | 156 | Sub_sector | Industry | Food | Industry (food) | Energetic | industry_food_demand_biomass_energetic | Biomass | EU | Energy demand | 0.72285 | FEC
BE | TYNDP2026 | NT | 2040 | TWh | 157 | Sub_sector | Industry | Food | Industry (food) | Energetic | industry_food_demand_coal_energetic | Solids | EU | Energy demand | 0 | FEC
BE | TYNDP2026 | NT | 2040 | TWh | 158 | Sub_sector | Industry | Food | Industry (food) | Energetic | industry_food_demand_oil_energetic | Liquids | EU | Energy demand | 0 | FEC
BE | TYNDP2026 | NT | 2040 | TWh | 159 | Sub_sector | Industry | Food | Industry (food) | Energetic | industry_food_demand_others_energetic | Others | EU | Energy demand | 0 | FEC
BE | TYNDP2026 | NT | 2040 | TWh | 160 | Sub_sector | Industry | Food | Industry (food) | Energetic | industry_food_demand_ammonia_energetic | Ammonia | EU | Energy demand | 0 | FEC
BE | TYNDP2026 | NT | 2040 | TWh | 162 | Sub_sector | Industry | Metals | Industry (metal) | Energetic | industry_metal_demand_electricity_energetic | Electricity | EU | Energy demand | 2.0648 | FEC
BE | TYNDP2026 | NT | 2040 | TWh | 163 | Sub_sector | Industry | Metals | Industry (metal) | Energetic | industry_metal_demand_hydrogen_energetic | Hydrogen | EU | Energy demand | 0 | FEC
BE | TYNDP2026 | NT | 2040 | TWh | 164 | Sub_sector | Industry | Metals | Industry (metal) | Energetic | industry_metal_demand_methane_energetic | Methane | EU | Energy demand | 1.3542 | FEC
BE | TYNDP2026 | NT | 2040 | TWh | 165 | Sub_sector | Industry | Metals | Industry (metal) | Energetic | industry_metal_demand_heat_energetic | Heat | EU | Energy demand | 0 | FEC
BE | TYNDP2026 | NT | 2040 | TWh | 166 | Sub_sector | Industry | Metals | Industry (metal) | Energetic | industry_metal_demand_biomass_energetic | Biomass | EU | Energy demand | 0 | FEC
BE | TYNDP2026 | NT | 2040 | TWh | 167 | Sub_sector | Industry | Metals | Industry (metal) | Energetic | industry_metal_demand_coal_energetic | Solids | EU | Energy demand | 0 | FEC
BE | TYNDP2026 | NT | 2040 | TWh | 168 | Sub_sector | Industry | Metals | Industry (metal) | Energetic | industry_metal_demand_oil_energetic | Liquids | EU | Energy demand | 0.0034056 | FEC
BE | TYNDP2026 | NT | 2040 | TWh | 169 | Sub_sector | Industry | Metals | Industry (metal) | Energetic | industry_metal_demand_others_energetic | Others | EU | Energy demand | 0 | FEC
BE | TYNDP2026 | NT | 2040 | TWh | 170 | Sub_sector | Industry | Metals | Industry (metal) | Energetic | industry_metal_demand_ammonia_energetic | Ammonia | EU | Energy demand | 0 | FEC
BE | TYNDP2026 | NT | 2040 | TWh | 172 | Sub_sector | Industry | Others | Industry (other, energetic) | Energetic | industry_other_demand_electricity_energetic | Electricity | EU | Energy demand | 14.0962 | FEC
BE | TYNDP2026 | NT | 2040 | TWh | 173 | Sub_sector | Industry | Others | Industry (other, energetic) | Energetic | industry_other_demand_hydrogen_energetic | Hydrogen | EU | Energy demand | 3.1325 | FEC
BE | TYNDP2026 | NT | 2040 | TWh | 174 | Sub_sector | Industry | Others | Industry (other, energetic) | Energetic | industry_other_demand_methane_energetic | Methane | EU | Energy demand | 10.3372 | FEC
BE | TYNDP2026 | NT | 2040 | TWh | 175 | Sub_sector | Industry | Others | Industry (other, energetic) | Energetic | industry_other_demand_heat_energetic | Heat | EU | Energy demand | 0.31325 | FEC
BE | TYNDP2026 | NT | 2040 | TWh | 176 | Sub_sector | Industry | Others | Industry (other, energetic) | Energetic | industry_other_demand_biomass_energetic | Biomass | EU | Energy demand | 3.4457 | FEC
BE | TYNDP2026 | NT | 2040 | TWh | 177 | Sub_sector | Industry | Others | Industry (other, energetic) | Energetic | industry_other_demand_coal_energetic | Solids | EU | Energy demand | 0 | FEC
BE | TYNDP2026 | NT | 2040 | TWh | 178 | Sub_sector | Industry | Others | Industry (other, energetic) | Energetic | industry_other_demand_oil_energetic | Liquids | EU | Energy demand | 0 | FEC
BE | TYNDP2026 | NT | 2040 | TWh | 179 | Sub_sector | Industry | Others | Industry (other, energetic) | Energetic | industry_other_demand_others_energetic | Others | EU | Energy demand | 0 | FEC
BE | TYNDP2026 | NT | 2040 | TWh | 180 | Sub_sector | Industry | Others | Industry (other, energetic) | Energetic | industry_other_demand_ammonia_energetic | Ammonia | EU | Energy demand | 0 | FEC
BE | TYNDP2026 | NT | 2040 | TWh | 182 | Sub_sector | Industry | Others | Industry (other, non-energetic) | Non-energetic | industry_other_demand_electricity_non_energetic | Electricity | EU | Energy demand | 0 | not_included_in_FEC
BE | TYNDP2026 | NT | 2040 | TWh | 183 | Sub_sector | Industry | Others | Industry (other, non-energetic) | Non-energetic | industry_other_demand_hydrogen_non_energetic | Hydrogen | EU | Energy demand | 1.049 | not_included_in_FEC
BE | TYNDP2026 | NT | 2040 | TWh | 184 | Sub_sector | Industry | Others | Industry (other, non-energetic) | Non-energetic | industry_other_demand_methane_non_energetic | Methane | EU | Energy demand | 0.069933 | not_included_in_FEC
BE | TYNDP2026 | NT | 2040 | TWh | 185 | Sub_sector | Industry | Others | Industry (other, non-energetic) | Non-energetic | industry_other_demand_heat_non_energetic | Heat | EU | Energy demand | 0 | not_included_in_FEC
BE | TYNDP2026 | NT | 2040 | TWh | 186 | Sub_sector | Industry | Others | Industry (other, non-energetic) | Non-energetic | industry_other_demand_biomass_non_energetic | Biomass | EU | Energy demand | 0 | not_included_in_FEC
BE | TYNDP2026 | NT | 2040 | TWh | 187 | Sub_sector | Industry | Others | Industry (other, non-energetic) | Non-energetic | industry_other_demand_coal_non_energetic | Solids | EU | Energy demand | 0 | not_included_in_FEC
BE | TYNDP2026 | NT | 2040 | TWh | 188 | Sub_sector | Industry | Others | Industry (other, non-energetic) | Non-energetic | industry_other_demand_oil_non_energetic | Liquids | EU | Energy demand | 2.3777 | not_included_in_FEC
BE | TYNDP2026 | NT | 2040 | TWh | 189 | Sub_sector | Industry | Others | Industry (other, non-energetic) | Non-energetic | industry_other_demand_others_non_energetic | Others | EU | Energy demand | 0 | not_included_in_FEC
BE | TYNDP2026 | NT | 2040 | TWh | 190 | Sub_sector | Industry | Others | Industry (other, non-energetic) | Non-energetic | industry_other_demand_ammonia_non_energetic | Ammonia | EU | Energy demand | 0 | not_included_in_FEC
BE | TYNDP2026 | NT | 2040 | TWh | 192 | Sub_sector | Industry | Paper | Industry (paper) | Energetic | industry_paper_demand_electricity_energetic | Electricity | EU | Energy demand | 3.1154 | FEC
BE | TYNDP2026 | NT | 2040 | TWh | 193 | Sub_sector | Industry | Paper | Industry (paper) | Energetic | industry_paper_demand_hydrogen_energetic | Hydrogen | EU | Energy demand | 0 | FEC
BE | TYNDP2026 | NT | 2040 | TWh | 194 | Sub_sector | Industry | Paper | Industry (paper) | Energetic | industry_paper_demand_methane_energetic | Methane | EU | Energy demand | 0.63255 | FEC
BE | TYNDP2026 | NT | 2040 | TWh | 195 | Sub_sector | Industry | Paper | Industry (paper) | Energetic | industry_paper_demand_heat_energetic | Heat | EU | Energy demand | 0.31361 | FEC
BE | TYNDP2026 | NT | 2040 | TWh | 196 | Sub_sector | Industry | Paper | Industry (paper) | Energetic | industry_paper_demand_biomass_energetic | Biomass | EU | Energy demand | 3.035 | FEC
BE | TYNDP2026 | NT | 2040 | TWh | 197 | Sub_sector | Industry | Paper | Industry (paper) | Energetic | industry_paper_demand_coal_energetic | Solids | EU | Energy demand | 0 | FEC
BE | TYNDP2026 | NT | 2040 | TWh | 198 | Sub_sector | Industry | Paper | Industry (paper) | Energetic | industry_paper_demand_oil_energetic | Liquids | EU | Energy demand | 0 | FEC
BE | TYNDP2026 | NT | 2040 | TWh | 199 | Sub_sector | Industry | Paper | Industry (paper) | Energetic | industry_paper_demand_others_energetic | Others | EU | Energy demand | 0 | FEC
BE | TYNDP2026 | NT | 2040 | TWh | 200 | Sub_sector | Industry | Paper | Industry (paper) | Energetic | industry_paper_demand_ammonia_energetic | Ammonia | EU | Energy demand | 0 | FEC
BE | TYNDP2026 | NT | 2040 | TWh | 202 | Sub_sector | Industry | Refineries | Industry (refineries, energetic) | Energetic | industry_refinery_demand_electricity_energetic | Electricity | EU | Energy demand | 1.6674 | not_included_in_FEC
BE | TYNDP2026 | NT | 2040 | TWh | 203 | Sub_sector | Industry | Refineries | Industry (refineries, energetic) | Energetic | industry_refinery_demand_hydrogen_energetic | Hydrogen | EU | Energy demand | 1.052 | not_included_in_FEC
BE | TYNDP2026 | NT | 2040 | TWh | 204 | Sub_sector | Industry | Refineries | Industry (refineries, energetic) | Energetic | industry_refinery_demand_methane_energetic | Methane | EU | Energy demand | 10.9407 | not_included_in_FEC
BE | TYNDP2026 | NT | 2040 | TWh | 205 | Sub_sector | Industry | Refineries | Industry (refineries, energetic) | Energetic | industry_refinery_demand_heat_energetic | Heat | EU | Energy demand | 0 | not_included_in_FEC
BE | TYNDP2026 | NT | 2040 | TWh | 206 | Sub_sector | Industry | Refineries | Industry (refineries, energetic) | Energetic | industry_refinery_demand_biomass_energetic | Biomass | EU | Energy demand | 1.1835 | not_included_in_FEC
BE | TYNDP2026 | NT | 2040 | TWh | 207 | Sub_sector | Industry | Refineries | Industry (refineries, energetic) | Energetic | industry_refinery_demand_coal_energetic | Solids | EU | Energy demand | 0 | not_included_in_FEC
BE | TYNDP2026 | NT | 2040 | TWh | 208 | Sub_sector | Industry | Refineries | Industry (refineries, energetic) | Energetic | industry_refinery_demand_oil_energetic | Liquids | EU | Energy demand | 8.6694 | not_included_in_FEC
BE | TYNDP2026 | NT | 2040 | TWh | 209 | Sub_sector | Industry | Refineries | Industry (refineries, energetic) | Energetic | industry_refinery_demand_others_energetic | Others | EU | Energy demand | 0 | not_included_in_FEC
BE | TYNDP2026 | NT | 2040 | TWh | 210 | Sub_sector | Industry | Refineries | Industry (refineries, energetic) | Energetic | industry_refinery_demand_ammonia_energetic | Ammonia | EU | Energy demand | 0 | not_included_in_FEC
BE | TYNDP2026 | NT | 2040 | TWh | 212 | Sub_sector | Industry | Refineries | Industry (refineries, non-energetic) | Non-energetic | industry_refinery_demand_electricity_non_energetic | Electricity | EU | Energy demand | 0 | not_included_in_FEC
BE | TYNDP2026 | NT | 2040 | TWh | 213 | Sub_sector | Industry | Refineries | Industry (refineries, non-energetic) | Non-energetic | industry_refinery_demand_hydrogen_non_energetic | Hydrogen | EU | Energy demand | 0 | not_included_in_FEC
BE | TYNDP2026 | NT | 2040 | TWh | 214 | Sub_sector | Industry | Refineries | Industry (refineries, non-energetic) | Non-energetic | industry_refinery_demand_methane_non_energetic | Methane | EU | Energy demand | 0 | not_included_in_FEC
BE | TYNDP2026 | NT | 2040 | TWh | 215 | Sub_sector | Industry | Refineries | Industry (refineries, non-energetic) | Non-energetic | industry_refinery_demand_heat_non_energetic | Heat | EU | Energy demand | 0 | not_included_in_FEC
BE | TYNDP2026 | NT | 2040 | TWh | 216 | Sub_sector | Industry | Refineries | Industry (refineries, non-energetic) | Non-energetic | industry_refinery_demand_biomass_non_energetic | Biomass | EU | Energy demand | 0 | not_included_in_FEC
BE | TYNDP2026 | NT | 2040 | TWh | 217 | Sub_sector | Industry | Refineries | Industry (refineries, non-energetic) | Non-energetic | industry_refinery_demand_coal_non_energetic | Solids | EU | Energy demand | 0 | not_included_in_FEC
BE | TYNDP2026 | NT | 2040 | TWh | 218 | Sub_sector | Industry | Refineries | Industry (refineries, non-energetic) | Non-energetic | industry_refinery_demand_oil_non_energetic | Liquids | EU | Energy demand | 0 | not_included_in_FEC
BE | TYNDP2026 | NT | 2040 | TWh | 219 | Sub_sector | Industry | Refineries | Industry (refineries, non-energetic) | Non-energetic | industry_refinery_demand_others_non_energetic | Others | EU | Energy demand | 0 | not_included_in_FEC
BE | TYNDP2026 | NT | 2040 | TWh | 220 | Sub_sector | Industry | Refineries | Industry (refineries, non-energetic) | Non-energetic | industry_refinery_demand_ammonia_non_energetic | Ammonia | EU | Energy demand | 0 | not_included_in_FEC
BE | TYNDP2026 | NT | 2040 | TWh | 222 | Sub_sector | Industry | Steel | Industry (steel) | Energetic | industry_steel_demand_electricity_energetic | Electricity | EU | Energy demand | 5.9034 | FEC
BE | TYNDP2026 | NT | 2040 | TWh | 223 | Sub_sector | Industry | Steel | Industry (steel) | Energetic | industry_steel_demand_hydrogen_energetic | Hydrogen | EU | Energy demand | 2.1769 | FEC
BE | TYNDP2026 | NT | 2040 | TWh | 224 | Sub_sector | Industry | Steel | Industry (steel) | Energetic | industry_steel_demand_methane_energetic | Methane | EU | Energy demand | 11.1195 | FEC
BE | TYNDP2026 | NT | 2040 | TWh | 225 | Sub_sector | Industry | Steel | Industry (steel) | Energetic | industry_steel_demand_heat_energetic | Heat | EU | Energy demand | 0 | FEC
BE | TYNDP2026 | NT | 2040 | TWh | 226 | Sub_sector | Industry | Steel | Industry (steel) | Energetic | industry_steel_demand_biomass_energetic | Biomass | EU | Energy demand | 0 | FEC
BE | TYNDP2026 | NT | 2040 | TWh | 227 | Sub_sector | Industry | Steel | Industry (steel) | Energetic | industry_steel_demand_coal_energetic | Solids | EU | Energy demand | 2.6115 | FEC
BE | TYNDP2026 | NT | 2040 | TWh | 228 | Sub_sector | Industry | Steel | Industry (steel) | Energetic | industry_steel_demand_oil_energetic | Liquids | EU | Energy demand | 0.073112 | FEC
BE | TYNDP2026 | NT | 2040 | TWh | 229 | Sub_sector | Industry | Steel | Industry (steel) | Energetic | industry_steel_demand_others_energetic | Others | EU | Energy demand | 0 | FEC
BE | TYNDP2026 | NT | 2040 | TWh | 230 | Sub_sector | Industry | Steel | Industry (steel) | Energetic | industry_steel_demand_ammonia_energetic | Ammonia | EU | Energy demand | 0 | FEC
BE | TYNDP2026 | NT | 2040 | TWh | 232 | Sub_sector | Transport | Cars | Transport (cars) | Energetic | transport_cars_final_demand_electricity | Electricity | EU | Energy demand | 12.8999 | FEC
BE | TYNDP2026 | NT | 2040 | TWh | 233 | Sub_sector | Transport | Cars | Transport (cars) | Energetic | transport_cars_final_demand_hydrogen | Hydrogen | EU | Energy demand | 0 | FEC
BE | TYNDP2026 | NT | 2040 | TWh | 234 | Sub_sector | Transport | Cars | Transport (cars) | Energetic | transport_cars_final_demand_methane | Methane | EU | Energy demand | 0 | FEC
BE | TYNDP2026 | NT | 2040 | TWh | 235 | Sub_sector | Transport | Cars | Transport (cars) | Energetic | transport_cars_final_demand_heat | Heat | EU | Energy demand | 0 | FEC
BE | TYNDP2026 | NT | 2040 | TWh | 236 | Sub_sector | Transport | Cars | Transport (cars) | Energetic | transport_cars_final_demand_biomass | Biomass | EU | Energy demand | 0 | FEC
BE | TYNDP2026 | NT | 2040 | TWh | 237 | Sub_sector | Transport | Cars | Transport (cars) | Energetic | transport_cars_final_demand_coal | Solids | EU | Energy demand | 0 | FEC
BE | TYNDP2026 | NT | 2040 | TWh | 238 | Sub_sector | Transport | Cars | Transport (cars) | Energetic | transport_cars_final_demand_oil | Liquids | EU | Energy demand | 17.1354 | FEC
BE | TYNDP2026 | NT | 2040 | TWh | 239 | Sub_sector | Transport | Cars | Transport (cars) | Energetic | transport_cars_final_demand_other | Others | EU | Energy demand | 0 | FEC
BE | TYNDP2026 | NT | 2040 | TWh | 240 | Sub_sector | Transport | Cars | Transport (cars) | Energetic | transport_cars_final_demand_ammonia | Ammonia | EU | Energy demand | 0 | FEC
BE | TYNDP2026 | NT | 2040 | TWh | 242 | Sub_sector | Transport | Busses | Transport (busses) | Energetic | transport_busses_final_demand_electricity | Electricity | EU | Energy demand | 1.614 | FEC
BE | TYNDP2026 | NT | 2040 | TWh | 243 | Sub_sector | Transport | Busses | Transport (busses) | Energetic | transport_busses_final_demand_hydrogen | Hydrogen | EU | Energy demand | 0 | FEC
BE | TYNDP2026 | NT | 2040 | TWh | 244 | Sub_sector | Transport | Busses | Transport (busses) | Energetic | transport_busses_final_demand_methane | Methane | EU | Energy demand | 0 | FEC
BE | TYNDP2026 | NT | 2040 | TWh | 245 | Sub_sector | Transport | Busses | Transport (busses) | Energetic | transport_busses_final_demand_heat | Heat | EU | Energy demand | 0 | FEC
BE | TYNDP2026 | NT | 2040 | TWh | 246 | Sub_sector | Transport | Busses | Transport (busses) | Energetic | transport_busses_final_demand_biomass | Biomass | EU | Energy demand | 0 | FEC
BE | TYNDP2026 | NT | 2040 | TWh | 247 | Sub_sector | Transport | Busses | Transport (busses) | Energetic | transport_busses_final_demand_coal | Solids | EU | Energy demand | 0 | FEC
BE | TYNDP2026 | NT | 2040 | TWh | 248 | Sub_sector | Transport | Busses | Transport (busses) | Energetic | transport_busses_final_demand_oil | Liquids | EU | Energy demand | 1.4617 | FEC
BE | TYNDP2026 | NT | 2040 | TWh | 249 | Sub_sector | Transport | Busses | Transport (busses) | Energetic | transport_busses_final_demand_other | Others | EU | Energy demand | 0 | FEC
BE | TYNDP2026 | NT | 2040 | TWh | 250 | Sub_sector | Transport | Busses | Transport (busses) | Energetic | transport_busses_final_demand_ammonia | Ammonia | EU | Energy demand | 0 | FEC
BE | TYNDP2026 | NT | 2040 | TWh | 252 | Sub_sector | Transport | Trucks | Transport (trucks) | Energetic | transport_trucks_final_demand_electricity | Electricity | EU | Energy demand | 4.8171 | FEC
BE | TYNDP2026 | NT | 2040 | TWh | 253 | Sub_sector | Transport | Trucks | Transport (trucks) | Energetic | transport_trucks_final_demand_hydrogen | Hydrogen | EU | Energy demand | 0.72797 | FEC
BE | TYNDP2026 | NT | 2040 | TWh | 254 | Sub_sector | Transport | Trucks | Transport (trucks) | Energetic | transport_trucks_final_demand_methane | Methane | EU | Energy demand | 0.88693 | FEC
BE | TYNDP2026 | NT | 2040 | TWh | 255 | Sub_sector | Transport | Trucks | Transport (trucks) | Energetic | transport_trucks_final_demand_heat | Heat | EU | Energy demand | 0 | FEC
BE | TYNDP2026 | NT | 2040 | TWh | 256 | Sub_sector | Transport | Trucks | Transport (trucks) | Energetic | transport_trucks_final_demand_biomass | Biomass | EU | Energy demand | 0 | FEC
BE | TYNDP2026 | NT | 2040 | TWh | 257 | Sub_sector | Transport | Trucks | Transport (trucks) | Energetic | transport_trucks_final_demand_coal | Solids | EU | Energy demand | 0 | FEC
BE | TYNDP2026 | NT | 2040 | TWh | 258 | Sub_sector | Transport | Trucks | Transport (trucks) | Energetic | transport_trucks_final_demand_oil | Liquids | EU | Energy demand | 9.2438 | FEC
BE | TYNDP2026 | NT | 2040 | TWh | 259 | Sub_sector | Transport | Trucks | Transport (trucks) | Energetic | transport_trucks_final_demand_other | Others | EU | Energy demand | 0 | FEC
BE | TYNDP2026 | NT | 2040 | TWh | 260 | Sub_sector | Transport | Trucks | Transport (trucks) | Energetic | transport_trucks_final_demand_ammonia | Ammonia | EU | Energy demand | 0 | FEC
BE | TYNDP2026 | NT | 2040 | TWh | 262 | Sub_sector | Transport | Vans | Transport (vans) | Energetic | transport_vans_final_demand_electricity | Electricity | EU | Energy demand | 2.8134 | FEC
BE | TYNDP2026 | NT | 2040 | TWh | 263 | Sub_sector | Transport | Vans | Transport (vans) | Energetic | transport_vans_final_demand_hydrogen | Hydrogen | EU | Energy demand | 0 | FEC
BE | TYNDP2026 | NT | 2040 | TWh | 264 | Sub_sector | Transport | Vans | Transport (vans) | Energetic | transport_vans_final_demand_methane | Methane | EU | Energy demand | 0 | FEC
BE | TYNDP2026 | NT | 2040 | TWh | 265 | Sub_sector | Transport | Vans | Transport (vans) | Energetic | transport_vans_final_demand_heat | Heat | EU | Energy demand | 0 | FEC
BE | TYNDP2026 | NT | 2040 | TWh | 266 | Sub_sector | Transport | Vans | Transport (vans) | Energetic | transport_vans_final_demand_biomass | Biomass | EU | Energy demand | 0 | FEC
BE | TYNDP2026 | NT | 2040 | TWh | 267 | Sub_sector | Transport | Vans | Transport (vans) | Energetic | transport_vans_final_demand_coal | Solids | EU | Energy demand | 0 | FEC
BE | TYNDP2026 | NT | 2040 | TWh | 268 | Sub_sector | Transport | Vans | Transport (vans) | Energetic | transport_vans_final_demand_oil | Liquids | EU | Energy demand | 2.8447 | FEC
BE | TYNDP2026 | NT | 2040 | TWh | 269 | Sub_sector | Transport | Vans | Transport (vans) | Energetic | transport_vans_final_demand_other | Others | EU | Energy demand | 0 | FEC
BE | TYNDP2026 | NT | 2040 | TWh | 270 | Sub_sector | Transport | Vans | Transport (vans) | Energetic | transport_vans_final_demand_ammonia | Ammonia | EU | Energy demand | 0 | FEC
BE | TYNDP2026 | NT | 2040 | TWh | 272 | Sub_sector | Transport | Freight trains | Transport (trains) | Energetic | transport_trains_final_demand_electricity | Electricity | EU | Energy demand | 2.7299 | FEC
BE | TYNDP2026 | NT | 2040 | TWh | 273 | Sub_sector | Transport | Freight trains | Transport (trains) | Energetic | transport_trains_final_demand_hydrogen | Hydrogen | EU | Energy demand | 0 | FEC
BE | TYNDP2026 | NT | 2040 | TWh | 274 | Sub_sector | Transport | Freight trains | Transport (trains) | Energetic | transport_trains_final_demand_methane | Methane | EU | Energy demand | 0 | FEC
BE | TYNDP2026 | NT | 2040 | TWh | 275 | Sub_sector | Transport | Freight trains | Transport (trains) | Energetic | transport_trains_final_demand_heat | Heat | EU | Energy demand | 0 | FEC
BE | TYNDP2026 | NT | 2040 | TWh | 276 | Sub_sector | Transport | Freight trains | Transport (trains) | Energetic | transport_trains_final_demand_biomass | Biomass | EU | Energy demand | 0 | FEC
BE | TYNDP2026 | NT | 2040 | TWh | 277 | Sub_sector | Transport | Freight trains | Transport (trains) | Energetic | transport_trains_final_demand_coal | Solids | EU | Energy demand | 0 | FEC
BE | TYNDP2026 | NT | 2040 | TWh | 278 | Sub_sector | Transport | Freight trains | Transport (trains) | Energetic | transport_trains_final_demand_oil | Liquids | EU | Energy demand | 0.29038 | FEC
BE | TYNDP2026 | NT | 2040 | TWh | 279 | Sub_sector | Transport | Freight trains | Transport (trains) | Energetic | transport_trains_final_demand_other | Others | EU | Energy demand | 0 | FEC
BE | TYNDP2026 | NT | 2040 | TWh | 280 | Sub_sector | Transport | Freight trains | Transport (trains) | Energetic | transport_trains_final_demand_ammonia | Ammonia | EU | Energy demand | 0 | FEC
BE | TYNDP2026 | NT | 2040 | TWh | 282 | Sub_sector | Transport | Ships | Transport (ships) | Energetic | transport_ships_final_demand_electricity | Electricity | EU | Energy demand | 0.0094107 | FEC
BE | TYNDP2026 | NT | 2040 | TWh | 283 | Sub_sector | Transport | Ships | Transport (ships) | Energetic | transport_ships_final_demand_hydrogen | Hydrogen | EU | Energy demand | 0.017312 | FEC
BE | TYNDP2026 | NT | 2040 | TWh | 284 | Sub_sector | Transport | Ships | Transport (ships) | Energetic | transport_ships_final_demand_methane | Methane | EU | Energy demand | 0.018549 | FEC
BE | TYNDP2026 | NT | 2040 | TWh | 285 | Sub_sector | Transport | Ships | Transport (ships) | Energetic | transport_ships_final_demand_heat | Heat | EU | Energy demand | 0 | FEC
BE | TYNDP2026 | NT | 2040 | TWh | 286 | Sub_sector | Transport | Ships | Transport (ships) | Energetic | transport_ships_final_demand_biomass | Biomass | EU | Energy demand | 0 | FEC
BE | TYNDP2026 | NT | 2040 | TWh | 287 | Sub_sector | Transport | Ships | Transport (ships) | Energetic | transport_ships_final_demand_coal | Solids | EU | Energy demand | 0 | FEC
BE | TYNDP2026 | NT | 2040 | TWh | 288 | Sub_sector | Transport | Ships | Transport (ships) | Energetic | transport_ships_final_demand_oil | Liquids | EU | Energy demand | 0.87178 | FEC
BE | TYNDP2026 | NT | 2040 | TWh | 289 | Sub_sector | Transport | Ships | Transport (ships) | Energetic | transport_ships_final_demand_other | Others | EU | Energy demand | 0 | FEC
BE | TYNDP2026 | NT | 2040 | TWh | 290 | Sub_sector | Transport | Ships | Transport (ships) | Energetic | transport_ships_final_demand_ammonia | Ammonia | EU | Energy demand | 0 | FEC
BE | TYNDP2026 | NT | 2040 | TWh | 292 | Sub_sector | Transport | Planes | Transport (planes) | Energetic | transport_planes_final_demand_electricity | Electricity | EU | Energy demand | 0 | FEC
BE | TYNDP2026 | NT | 2040 | TWh | 293 | Sub_sector | Transport | Planes | Transport (planes) | Energetic | transport_planes_final_demand_hydrogen | Hydrogen | EU | Energy demand | 0 | FEC
BE | TYNDP2026 | NT | 2040 | TWh | 294 | Sub_sector | Transport | Planes | Transport (planes) | Energetic | transport_planes_final_demand_methane | Methane | EU | Energy demand | 0 | FEC
BE | TYNDP2026 | NT | 2040 | TWh | 295 | Sub_sector | Transport | Planes | Transport (planes) | Energetic | transport_planes_final_demand_heat | Heat | EU | Energy demand | 0 | FEC
BE | TYNDP2026 | NT | 2040 | TWh | 296 | Sub_sector | Transport | Planes | Transport (planes) | Energetic | transport_planes_final_demand_biomass | Biomass | EU | Energy demand | 0 | FEC
BE | TYNDP2026 | NT | 2040 | TWh | 297 | Sub_sector | Transport | Planes | Transport (planes) | Energetic | transport_planes_final_demand_coal | Solids | EU | Energy demand | 0 | FEC
BE | TYNDP2026 | NT | 2040 | TWh | 298 | Sub_sector | Transport | Planes | Transport (planes) | Energetic | transport_planes_final_demand_oil | Liquids | EU | Energy demand | 0 | FEC
BE | TYNDP2026 | NT | 2040 | TWh | 299 | Sub_sector | Transport | Planes | Transport (planes) | Energetic | transport_planes_final_demand_other | Others | EU | Energy demand | 0 | FEC
BE | TYNDP2026 | NT | 2040 | TWh | 300 | Sub_sector | Transport | Planes | Transport (planes) | Energetic | transport_planes_final_demand_ammonia | Ammonia | EU | Energy demand | 0 | FEC
BE | TYNDP2026 | NT | 2040 | TWh | 302 | Sub_sector | Transport | Others | Transport (others) | Energetic | transport_other_final_demand_electricity | Electricity | EU | Energy demand | 0.083856 | FEC
BE | TYNDP2026 | NT | 2040 | TWh | 303 | Sub_sector | Transport | Others | Transport (others) | Energetic | transport_other_final_demand_hydrogen | Hydrogen | EU | Energy demand | 0 | FEC
BE | TYNDP2026 | NT | 2040 | TWh | 304 | Sub_sector | Transport | Others | Transport (others) | Energetic | transport_other_final_demand_methane | Methane | EU | Energy demand | 0 | FEC
BE | TYNDP2026 | NT | 2040 | TWh | 305 | Sub_sector | Transport | Others | Transport (others) | Energetic | transport_other_final_demand_heat | Heat | EU | Energy demand | 0 | FEC
BE | TYNDP2026 | NT | 2040 | TWh | 306 | Sub_sector | Transport | Others | Transport (others) | Energetic | transport_other_final_demand_biomass | Biomass | EU | Energy demand | 0 | FEC
BE | TYNDP2026 | NT | 2040 | TWh | 307 | Sub_sector | Transport | Others | Transport (others) | Energetic | transport_other_final_demand_coal | Solids | EU | Energy demand | 0 | FEC
BE | TYNDP2026 | NT | 2040 | TWh | 308 | Sub_sector | Transport | Others | Transport (others) | Energetic | transport_other_final_demand_oil | Liquids | EU | Energy demand | 0 | FEC
BE | TYNDP2026 | NT | 2040 | TWh | 309 | Sub_sector | Transport | Others | Transport (others) | Energetic | transport_other_final_demand_other | Others | EU | Energy demand | 0 | FEC
BE | TYNDP2026 | NT | 2040 | TWh | 310 | Sub_sector | Transport | Others | Transport (others) | Energetic | transport_other_final_demand_ammonia | Ammonia | EU | Energy demand | 0 | FEC
BE | TYNDP2026 | NT | 2040 | TWh | 312 | Sub_sector | International transport | International aviation | Transport (int. aviation) | Energetic | transport_int_aviation_final_demand_electricity | Electricity | EU | Energy demand | 0 | FEC
BE | TYNDP2026 | NT | 2040 | TWh | 313 | Sub_sector | International transport | International aviation | Transport (int. aviation) | Energetic | transport_int_aviation_final_demand_hydrogen | Hydrogen | EU | Energy demand | 0.13271 | FEC
BE | TYNDP2026 | NT | 2040 | TWh | 314 | Sub_sector | International transport | International aviation | Transport (int. aviation) | Energetic | transport_int_aviation_final_demand_methane | Methane | EU | Energy demand | 0 | FEC
BE | TYNDP2026 | NT | 2040 | TWh | 315 | Sub_sector | International transport | International aviation | Transport (int. aviation) | Energetic | transport_int_aviation_final_demand_heat | Heat | EU | Energy demand | 0 | FEC
BE | TYNDP2026 | NT | 2040 | TWh | 316 | Sub_sector | International transport | International aviation | Transport (int. aviation) | Energetic | transport_int_aviation_final_demand_biofuels | Biomass | EU | Energy demand | 0 | FEC
BE | TYNDP2026 | NT | 2040 | TWh | 317 | Sub_sector | International transport | International aviation | Transport (int. aviation) | Energetic | transport_int_aviation_final_demand_coal | Solids | EU | Energy demand | 0 | FEC
BE | TYNDP2026 | NT | 2040 | TWh | 318 | Sub_sector | International transport | International aviation | Transport (int. aviation) | Energetic | transport_int_aviation_final_demand_oil | Liquids | EU | Energy demand | 23.1949 | FEC
BE | TYNDP2026 | NT | 2040 | TWh | 319 | Sub_sector | International transport | International aviation | Transport (int. aviation) | Energetic | transport_int_aviation_final_demand_other | Others | EU | Energy demand | 0 | FEC
BE | TYNDP2026 | NT | 2040 | TWh | 320 | Sub_sector | International transport | International aviation | Transport (int. aviation) | Energetic | transport_int_aviation_final_demand_ammonia | Ammonia | EU | Energy demand | 0 | FEC
BE | TYNDP2026 | NT | 2040 | TWh | 322 | Sub_sector | International transport | International shipping | Transport (int. shipping) | Energetic | transport_int_shipping_final_demand_electricity | Electricity | EU | Energy demand | 0 | not_included_in_FEC
BE | TYNDP2026 | NT | 2040 | TWh | 323 | Sub_sector | International transport | International shipping | Transport (int. shipping) | Energetic | transport_int_shipping_final_demand_hydrogen | Hydrogen | EU | Energy demand | 0 | not_included_in_FEC
BE | TYNDP2026 | NT | 2040 | TWh | 324 | Sub_sector | International transport | International shipping | Transport (int. shipping) | Energetic | transport_int_shipping_final_demand_methane | Methane | EU | Energy demand | 10.747 | not_included_in_FEC
BE | TYNDP2026 | NT | 2040 | TWh | 325 | Sub_sector | International transport | International shipping | Transport (int. shipping) | Energetic | transport_int_shipping_final_demand_heat | Heat | EU | Energy demand | 0 | not_included_in_FEC
BE | TYNDP2026 | NT | 2040 | TWh | 326 | Sub_sector | International transport | International shipping | Transport (int. shipping) | Energetic | transport_int_shipping_final_demand_biofuels | Biomass | EU | Energy demand | 0 | not_included_in_FEC
BE | TYNDP2026 | NT | 2040 | TWh | 327 | Sub_sector | International transport | International shipping | Transport (int. shipping) | Energetic | transport_int_shipping_final_demand_coal | Solids | EU | Energy demand | 0 | not_included_in_FEC
BE | TYNDP2026 | NT | 2040 | TWh | 328 | Sub_sector | International transport | International shipping | Transport (int. shipping) | Energetic | transport_int_shipping_final_demand_oil | Liquids | EU | Energy demand | 63.5862 | not_included_in_FEC
BE | TYNDP2026 | NT | 2040 | TWh | 329 | Sub_sector | International transport | International shipping | Transport (int. shipping) | Energetic | transport_int_shipping_final_demand_other | Others | EU | Energy demand | 0 | not_included_in_FEC
BE | TYNDP2026 | NT | 2040 | TWh | 330 | Sub_sector | International transport | International shipping | Transport (int. shipping) | Energetic | transport_int_shipping_final_demand_ammonia | Ammonia | EU | Energy demand | 15.2249 | not_included_in_FEC
BE | TYNDP2026 | NT | 2040 | TWh | 332 | Sub_sector | Households | Space heating | Households (heating) | Energetic | households_heating_final_demand_electricity | Electricity | EU | Energy demand | 8.9818 | FEC
BE | TYNDP2026 | NT | 2040 | TWh | 333 | Sub_sector | Households | Space heating | Households (heating) | Energetic | households_heating_final_demand_hydrogen | Hydrogen | EU | Energy demand | 0 | FEC
BE | TYNDP2026 | NT | 2040 | TWh | 334 | Sub_sector | Households | Space heating | Households (heating) | Energetic | households_heating_final_demand_methane | Methane | EU | Energy demand | 22.1292 | FEC
BE | TYNDP2026 | NT | 2040 | TWh | 335 | Sub_sector | Households | Space heating | Households (heating) | Energetic | households_heating_final_demand_heat | Heat | EU | Energy demand | 3.2652 | FEC
BE | TYNDP2026 | NT | 2040 | TWh | 336 | Sub_sector | Households | Space heating | Households (heating) | Energetic | households_heating_final_demand_biomass | Biomass | EU | Energy demand | 6.6753 | FEC
BE | TYNDP2026 | NT | 2040 | TWh | 337 | Sub_sector | Households | Space heating | Households (heating) | Energetic | households_heating_final_demand_coal | Solids | EU | Energy demand | 0 | FEC
BE | TYNDP2026 | NT | 2040 | TWh | 338 | Sub_sector | Households | Space heating | Households (heating) | Energetic | households_heating_final_demand_oil | Liquids | EU | Energy demand | 0 | FEC
BE | TYNDP2026 | NT | 2040 | TWh | 339 | Sub_sector | Households | Space heating | Households (heating) | Energetic | households_heating_final_demand_other | Others | EU | Energy demand | 0 | FEC
BE | TYNDP2026 | NT | 2040 | TWh | 340 | Sub_sector | Households | Space heating | Households (heating) | Energetic | households_heating_final_demand_ammonia | Ammonia | EU | Energy demand | 0 | FEC
BE | TYNDP2026 | NT | 2040 | TWh | 343 | Sub_sector | Households | Cooling | Households (cooling) | Energetic | households_cooling_final_demand_electricity | Electricity | EU | Energy demand | 0.065875 | FEC
BE | TYNDP2026 | NT | 2040 | TWh | 344 | Sub_sector | Households | Cooling | Households (cooling) | Energetic | households_cooling_final_demand_hydrogen | Hydrogen | EU | Energy demand | 0 | FEC
BE | TYNDP2026 | NT | 2040 | TWh | 345 | Sub_sector | Households | Cooling | Households (cooling) | Energetic | households_cooling_final_demand_methane | Methane | EU | Energy demand | 0 | FEC
BE | TYNDP2026 | NT | 2040 | TWh | 346 | Sub_sector | Households | Cooling | Households (cooling) | Energetic | households_cooling_final_demand_heat | Heat | EU | Energy demand | 0 | FEC
BE | TYNDP2026 | NT | 2040 | TWh | 347 | Sub_sector | Households | Cooling | Households (cooling) | Energetic | households_cooling_final_demand_biomass | Biomass | EU | Energy demand | 0 | FEC
BE | TYNDP2026 | NT | 2040 | TWh | 348 | Sub_sector | Households | Cooling | Households (cooling) | Energetic | households_cooling_final_demand_coal | Solids | EU | Energy demand | 0 | FEC
BE | TYNDP2026 | NT | 2040 | TWh | 349 | Sub_sector | Households | Cooling | Households (cooling) | Energetic | households_cooling_final_demand_oil | Liquids | EU | Energy demand | 0 | FEC
BE | TYNDP2026 | NT | 2040 | TWh | 350 | Sub_sector | Households | Cooling | Households (cooling) | Energetic | households_cooling_final_demand_other | Others | EU | Energy demand | 0 | FEC
BE | TYNDP2026 | NT | 2040 | TWh | 351 | Sub_sector | Households | Cooling | Households (cooling) | Energetic | households_cooling_final_demand_ammonia | Ammonia | EU | Energy demand | 0 | FEC
BE | TYNDP2026 | NT | 2040 | TWh | 354 | Sub_sector | Households | Hot water | Households (hot water) | Energetic | households_hot_water_final_demand_electricity | Electricity | EU | Energy demand | 2.7043 | FEC
BE | TYNDP2026 | NT | 2040 | TWh | 355 | Sub_sector | Households | Hot water | Households (hot water) | Energetic | households_hot_water_final_demand_hydrogen | Hydrogen | EU | Energy demand | 0 | FEC
BE | TYNDP2026 | NT | 2040 | TWh | 356 | Sub_sector | Households | Hot water | Households (hot water) | Energetic | households_hot_water_final_demand_methane | Methane | EU | Energy demand | 5.3182 | FEC
BE | TYNDP2026 | NT | 2040 | TWh | 357 | Sub_sector | Households | Hot water | Households (hot water) | Energetic | households_hot_water_final_demand_heat | Heat | EU | Energy demand | 0.56981 | FEC
BE | TYNDP2026 | NT | 2040 | TWh | 358 | Sub_sector | Households | Hot water | Households (hot water) | Energetic | households_hot_water_final_demand_biomass | Biomass | EU | Energy demand | 0.55591 | FEC
BE | TYNDP2026 | NT | 2040 | TWh | 359 | Sub_sector | Households | Hot water | Households (hot water) | Energetic | households_hot_water_final_demand_coal | Solids | EU | Energy demand | 0 | FEC
BE | TYNDP2026 | NT | 2040 | TWh | 360 | Sub_sector | Households | Hot water | Households (hot water) | Energetic | households_hot_water_final_demand_oil | Liquids | EU | Energy demand | 0 | FEC
BE | TYNDP2026 | NT | 2040 | TWh | 361 | Sub_sector | Households | Hot water | Households (hot water) | Energetic | households_hot_water_final_demand_other | Others | EU | Energy demand | 0.23275 | FEC
BE | TYNDP2026 | NT | 2040 | TWh | 362 | Sub_sector | Households | Hot water | Households (hot water) | Energetic | households_hot_water_final_demand_ammonia | Ammonia | EU | Energy demand | 0 | FEC
BE | TYNDP2026 | NT | 2040 | TWh | 365 | Sub_sector | Households | Appliances | Households (appliances) | Energetic | households_appliances_final_demand_electricity | Electricity | EU | Energy demand | 11.5426 | FEC
BE | TYNDP2026 | NT | 2040 | TWh | 366 | Sub_sector | Households | Appliances | Households (appliances) | Energetic | households_appliances_final_demand_hydrogen | Hydrogen | EU | Energy demand | 0 | FEC
BE | TYNDP2026 | NT | 2040 | TWh | 367 | Sub_sector | Households | Appliances | Households (appliances) | Energetic | households_appliances_final_demand_methane | Methane | EU | Energy demand | 0.0084667 | FEC
BE | TYNDP2026 | NT | 2040 | TWh | 368 | Sub_sector | Households | Appliances | Households (appliances) | Energetic | households_appliances_final_demand_heat | Heat | EU | Energy demand | 0 | FEC
BE | TYNDP2026 | NT | 2040 | TWh | 369 | Sub_sector | Households | Appliances | Households (appliances) | Energetic | households_appliances_final_demand_biomass | Biomass | EU | Energy demand | 0 | FEC
BE | TYNDP2026 | NT | 2040 | TWh | 370 | Sub_sector | Households | Appliances | Households (appliances) | Energetic | households_appliances_final_demand_coal | Solids | EU | Energy demand | 0 | FEC
BE | TYNDP2026 | NT | 2040 | TWh | 371 | Sub_sector | Households | Appliances | Households (appliances) | Energetic | households_appliances_final_demand_oil | Liquids | EU | Energy demand | 0 | FEC
BE | TYNDP2026 | NT | 2040 | TWh | 372 | Sub_sector | Households | Appliances | Households (appliances) | Energetic | households_appliances_final_demand_other | Others | EU | Energy demand | 0 | FEC
BE | TYNDP2026 | NT | 2040 | TWh | 373 | Sub_sector | Households | Appliances | Households (appliances) | Energetic | households_appliances_final_demand_ammonia | Ammonia | EU | Energy demand | 0 | FEC
BE | TYNDP2026 | NT | 2040 | TWh | 375 | Sub_sector | Buildings | Space heating | Buildings (heat) | Energetic | buildings_heat_final_demand_electricity | Electricity | EU | Energy demand | 8.1172 | FEC
BE | TYNDP2026 | NT | 2040 | TWh | 376 | Sub_sector | Buildings | Space heating | Buildings (heat) | Energetic | buildings_heat_final_demand_hydrogen | Hydrogen | EU | Energy demand | 0 | FEC
BE | TYNDP2026 | NT | 2040 | TWh | 377 | Sub_sector | Buildings | Space heating | Buildings (heat) | Energetic | buildings_heat_final_demand_methane | Methane | EU | Energy demand | 8.1083 | FEC
BE | TYNDP2026 | NT | 2040 | TWh | 378 | Sub_sector | Buildings | Space heating | Buildings (heat) | Energetic | buildings_heat_final_demand_heat | Heat | EU | Energy demand | 1.032 | FEC
BE | TYNDP2026 | NT | 2040 | TWh | 379 | Sub_sector | Buildings | Space heating | Buildings (heat) | Energetic | buildings_heat_final_demand_biomass | Biomass | EU | Energy demand | 0.15732 | FEC
BE | TYNDP2026 | NT | 2040 | TWh | 380 | Sub_sector | Buildings | Space heating | Buildings (heat) | Energetic | buildings_heat_final_demand_coal | Solids | EU | Energy demand | 0 | FEC
BE | TYNDP2026 | NT | 2040 | TWh | 381 | Sub_sector | Buildings | Space heating | Buildings (heat) | Energetic | buildings_heat_final_demand_oil | Liquids | EU | Energy demand | 0 | FEC
BE | TYNDP2026 | NT | 2040 | TWh | 382 | Sub_sector | Buildings | Space heating | Buildings (heat) | Energetic | buildings_heat_final_demand_other | Others | EU | Energy demand | 0.0018051 | FEC
BE | TYNDP2026 | NT | 2040 | TWh | 383 | Sub_sector | Buildings | Space heating | Buildings (heat) | Energetic | buildings_heat_final_demand_ammonia | Ammonia | EU | Energy demand | 0 | FEC
BE | TYNDP2026 | NT | 2040 | TWh | 386 | Sub_sector | Buildings | Cooling | Buildings (cooling) | Energetic | buildings_cooling_final_demand_electricity | Electricity | EU | Energy demand | 1.037 | FEC
BE | TYNDP2026 | NT | 2040 | TWh | 387 | Sub_sector | Buildings | Cooling | Buildings (cooling) | Energetic | buildings_cooling_final_demand_hydrogen | Hydrogen | EU | Energy demand | 0 | FEC
BE | TYNDP2026 | NT | 2040 | TWh | 388 | Sub_sector | Buildings | Cooling | Buildings (cooling) | Energetic | buildings_cooling_final_demand_methane | Methane | EU | Energy demand | 0.011564 | FEC
BE | TYNDP2026 | NT | 2040 | TWh | 389 | Sub_sector | Buildings | Cooling | Buildings (cooling) | Energetic | buildings_cooling_final_demand_heat | Heat | EU | Energy demand | 0 | FEC
BE | TYNDP2026 | NT | 2040 | TWh | 390 | Sub_sector | Buildings | Cooling | Buildings (cooling) | Energetic | buildings_cooling_final_demand_biomass | Biomass | EU | Energy demand | 0 | FEC
BE | TYNDP2026 | NT | 2040 | TWh | 391 | Sub_sector | Buildings | Cooling | Buildings (cooling) | Energetic | buildings_cooling_final_demand_coal | Solids | EU | Energy demand | 0 | FEC
BE | TYNDP2026 | NT | 2040 | TWh | 392 | Sub_sector | Buildings | Cooling | Buildings (cooling) | Energetic | buildings_cooling_final_demand_oil | Liquids | EU | Energy demand | 0 | FEC
BE | TYNDP2026 | NT | 2040 | TWh | 393 | Sub_sector | Buildings | Cooling | Buildings (cooling) | Energetic | buildings_cooling_final_demand_other | Others | EU | Energy demand | 0 | FEC
BE | TYNDP2026 | NT | 2040 | TWh | 394 | Sub_sector | Buildings | Cooling | Buildings (cooling) | Energetic | buildings_cooling_final_demand_ammonia | Ammonia | EU | Energy demand | 0 | FEC
BE | TYNDP2026 | NT | 2040 | TWh | 397 | Sub_sector | Buildings | Appliances | Buildings (appliances) | Energetic | buildings_appliances_final_demand_electricity | Electricity | EU | Energy demand | 9.35 | FEC
BE | TYNDP2026 | NT | 2040 | TWh | 398 | Sub_sector | Buildings | Appliances | Buildings (appliances) | Energetic | buildings_appliances_final_demand_hydrogen | Hydrogen | EU | Energy demand | 0 | FEC
BE | TYNDP2026 | NT | 2040 | TWh | 399 | Sub_sector | Buildings | Appliances | Buildings (appliances) | Energetic | buildings_appliances_final_demand_methane | Methane | EU | Energy demand | 4.3787 | FEC
BE | TYNDP2026 | NT | 2040 | TWh | 400 | Sub_sector | Buildings | Appliances | Buildings (appliances) | Energetic | buildings_appliances_final_demand_heat | Heat | EU | Energy demand | 0 | FEC
BE | TYNDP2026 | NT | 2040 | TWh | 401 | Sub_sector | Buildings | Appliances | Buildings (appliances) | Energetic | buildings_appliances_final_demand_biomass | Biomass | EU | Energy demand | 0 | FEC
BE | TYNDP2026 | NT | 2040 | TWh | 402 | Sub_sector | Buildings | Appliances | Buildings (appliances) | Energetic | buildings_appliances_final_demand_coal | Solids | EU | Energy demand | 0 | FEC
BE | TYNDP2026 | NT | 2040 | TWh | 403 | Sub_sector | Buildings | Appliances | Buildings (appliances) | Energetic | buildings_appliances_final_demand_oil | Liquids | EU | Energy demand | 0 | FEC
BE | TYNDP2026 | NT | 2040 | TWh | 404 | Sub_sector | Buildings | Appliances | Buildings (appliances) | Energetic | buildings_appliances_final_demand_other | Others | EU | Energy demand | 0 | FEC
BE | TYNDP2026 | NT | 2040 | TWh | 405 | Sub_sector | Buildings | Appliances | Buildings (appliances) | Energetic | buildings_appliances_final_demand_ammonia | Ammonia | EU | Energy demand | 0 | FEC
BE | TYNDP2026 | NT | 2040 | TWh | 407 | Sub_sector | Buildings | Datacenters | Datacenters & ICT | Energetic | datacentres_final_demand_electricity_energetic | Electricity | EU | Energy demand | 9.2092 | FEC
BE | TYNDP2026 | NT | 2040 | TWh | 408 | Sub_sector | Buildings | Datacenters | Datacenters & ICT | Energetic | datacentres_final_demand_hydrogen_energetic | Hydrogen | EU | Energy demand | 0 | FEC
BE | TYNDP2026 | NT | 2040 | TWh | 409 | Sub_sector | Buildings | Datacenters | Datacenters & ICT | Energetic | datacentres_final_demand_methane_energetic | Methane | EU | Energy demand | 0 | FEC
BE | TYNDP2026 | NT | 2040 | TWh | 410 | Sub_sector | Buildings | Datacenters | Datacenters & ICT | Energetic | datacentres_final_demand_heat_energetic | Heat | EU | Energy demand | 0 | FEC
BE | TYNDP2026 | NT | 2040 | TWh | 411 | Sub_sector | Buildings | Datacenters | Datacenters & ICT | Energetic | datacentres_final_demand_biomass_energetic | Biomass | EU | Energy demand | 0 | FEC
BE | TYNDP2026 | NT | 2040 | TWh | 412 | Sub_sector | Buildings | Datacenters | Datacenters & ICT | Energetic | datacentres_final_demand_coal_energetic | Solids | EU | Energy demand | 0 | FEC
BE | TYNDP2026 | NT | 2040 | TWh | 413 | Sub_sector | Buildings | Datacenters | Datacenters & ICT | Energetic | datacentres_final_demand_oil_energetic | Liquids | EU | Energy demand | 0 | FEC
BE | TYNDP2026 | NT | 2040 | TWh | 414 | Sub_sector | Buildings | Datacenters | Datacenters & ICT | Energetic | datacentres_final_demand_other_energetic | Others | EU | Energy demand | 0 | FEC
BE | TYNDP2026 | NT | 2040 | TWh | 415 | Sub_sector | Buildings | Datacenters | Datacenters & ICT | Energetic | datacentres_final_demand_ammonia_energetic | Ammonia | EU | Energy demand | 0 | FEC
BE | TYNDP2026 | NT | 2040 | TWh | 417 | Sub_sector | Transport | Others_Sector | Others_Sector | Energetic | other_final_demand_electricity_energetic | Electricity | EU | Energy demand | 0.0502 | FEC
BE | TYNDP2026 | NT | 2040 | TWh | 418 | Sub_sector | Transport | Others_Sector | Others_Sector | Energetic | other_final_demand_hydrogen_energetic | Hydrogen | EU | Energy demand | 0 | FEC
BE | TYNDP2026 | NT | 2040 | TWh | 419 | Sub_sector | Transport | Pipeline Transport | Others_Sector | Energetic | other_final_demand_methane_energetic | Methane | EU | Energy demand | 0.33863 | FEC
BE | TYNDP2026 | NT | 2040 | TWh | 420 | Sub_sector | Transport | Others_Sector | Others_Sector | Energetic | other_final_demand_heat_energetic | Heat | EU | Energy demand | 0 | FEC
BE | TYNDP2026 | NT | 2040 | TWh | 421 | Sub_sector | Transport | Others_Sector | Others_Sector | Energetic | other_final_demand_biomass_energetic | Biomass | EU | Energy demand | 0 | FEC
BE | TYNDP2026 | NT | 2040 | TWh | 422 | Sub_sector | Transport | Others_Sector | Others_Sector | Energetic | other_final_demand_coal_energetic | Solids | EU | Energy demand | 0 | FEC
BE | TYNDP2026 | NT | 2040 | TWh | 423 | Sub_sector | Transport | Others_Sector | Others_Sector | Energetic | other_final_demand_oil_energetic | Liquids | EU | Energy demand | 0.46062 | FEC
BE | TYNDP2026 | NT | 2040 | TWh | 424 | Sub_sector | Others_Sector | Others_Sector | Others_Sector | Non-energetic | other_final_demand_oil_non_energetic | Liquids | EU | Energy demand | 0.28583 | not_included_in_FEC
BE | TYNDP2026 | NT | 2040 | TWh | 425 | Sub_sector | Transport | Others_Sector | Others_Sector | Energetic | other_final_demand_other_energetic | Others | EU | Energy demand | 0 | FEC
BE | TYNDP2026 | NT | 2040 | TWh | 426 | Sub_sector | Transport | Others_Sector | Others_Sector | Energetic | other_final_demand_ammonia_energetic | Ammonia | EU | Energy demand | 0 | FEC
BE | TYNDP2026 | NT | 2040 | TWh | 427 | Sub_sector | Industry | Surplus_Heat_in_Industry | Surplus_Heat_in_Industry | Energetic | final_demand_of_industry_unused_local_production_steam_hot_water | Heat | EU | Energy demand | 0 | FEC
BE | TYNDP2026 | NT | 2040 | TWh | 429 | Sub_sector | Agriculture | Total | Agriculture | Energetic | agriculture_final_demand_electricity_energetic | Electricity | EU | Energy demand | 2.1419 | FEC
BE | TYNDP2026 | NT | 2040 | TWh | 430 | Sub_sector | Agriculture | Total | Agriculture | Energetic | agriculture_final_demand_hydrogen_energetic | Hydrogen | EU | Energy demand | 0 | FEC
BE | TYNDP2026 | NT | 2040 | TWh | 431 | Sub_sector | Agriculture | Total | Agriculture | Energetic | agriculture_final_demand_methane_energetic | Methane | EU | Energy demand | 3.756 | FEC
BE | TYNDP2026 | NT | 2040 | TWh | 432 | Sub_sector | Agriculture | Total | Agriculture | Energetic | agriculture_final_demand_heat_energetic | Heat | EU | Energy demand | 0.067917 | FEC
BE | TYNDP2026 | NT | 2040 | TWh | 433 | Sub_sector | Agriculture | Total | Agriculture | Energetic | agriculture_final_demand_biomass_energetic | Biomass | EU | Energy demand | 0.18885 | FEC
BE | TYNDP2026 | NT | 2040 | TWh | 434 | Sub_sector | Agriculture | Total | Agriculture | Energetic | agriculture_final_demand_coal_energetic | Solids | EU | Energy demand | 0 | FEC
BE | TYNDP2026 | NT | 2040 | TWh | 435 | Sub_sector | Agriculture | Total | Agriculture | Energetic | agriculture_final_demand_oil_energetic | Liquids | EU | Energy demand | 2.004 | FEC
BE | TYNDP2026 | NT | 2040 | TWh | 436 | Sub_sector | Agriculture | Total | Agriculture | Energetic | agriculture_final_demand_other_energetic | Others | EU | Energy demand | 0 | FEC
BE | TYNDP2026 | NT | 2040 | TWh | 437 | Sub_sector | Agriculture | Total | Agriculture | Energetic | agriculture_final_demand_ammonia_energetic | Ammonia | EU | Energy demand | 0 | FEC
BE | TYNDP2026 | NT | 2040 | TWh | 447 | Sub_sector | Buildings | Surplus Energy | Buildings | Energetic | GAP | Electricity | EU | Energy demand | 0 | FEC
BE | TYNDP2026 | NT | 2040 | TWh | 448 | Sub_sector | Buildings | Surplus Energy | Buildings | Energetic | GAP | Hydrogen | EU | Energy demand | 0 | FEC
BE | TYNDP2026 | NT | 2040 | TWh | 449 | Sub_sector | Buildings | Surplus Energy | Buildings | Energetic | GAP | Methane | EU | Energy demand | 0 | FEC
BE | TYNDP2026 | NT | 2040 | TWh | 450 | Sub_sector | Buildings | Surplus Energy | Buildings | Energetic | GAP | Heat | EU | Energy demand | 0 | FEC
BE | TYNDP2026 | NT | 2040 | TWh | 451 | Sub_sector | Buildings | Surplus Energy | Buildings | Energetic | GAP | Biomass | EU | Energy demand | 0.0094153 | FEC
BE | TYNDP2026 | NT | 2040 | TWh | 452 | Sub_sector | Buildings | Surplus Energy | Buildings | Energetic | GAP | Solids | EU | Energy demand | 0 | FEC
BE | TYNDP2026 | NT | 2040 | TWh | 453 | Sub_sector | Buildings | Surplus Energy | Buildings | Energetic | GAP | Liquids | EU | Energy demand | 1.113 | FEC
BE | TYNDP2026 | NT | 2040 | TWh | 454 | Sub_sector | Buildings | Surplus Energy | Buildings | Energetic | GAP | Others | EU | Energy demand | 0 | FEC
BE | TYNDP2026 | NT | 2040 | TWh | 455 | Sub_sector | Buildings | Surplus Energy | Buildings | Energetic | GAP | Ammonia | EU | Energy demand | 0 | FEC
BE | TYNDP2026 | NT | 2040 | TWh | 456 | Sub_sector | Households | Surplus Energy | Households | Energetic | GAP | Electricity | EU | Energy demand | 0 | FEC
BE | TYNDP2026 | NT | 2040 | TWh | 457 | Sub_sector | Households | Surplus Energy | Households | Energetic | GAP | Hydrogen | EU | Energy demand | 0 | FEC
BE | TYNDP2026 | NT | 2040 | TWh | 458 | Sub_sector | Households | Surplus Energy | Households | Energetic | GAP | Methane | EU | Energy demand | 0 | FEC
BE | TYNDP2026 | NT | 2040 | TWh | 459 | Sub_sector | Households | Surplus Energy | Households | Energetic | GAP | Heat | EU | Energy demand | 0 | FEC
BE | TYNDP2026 | NT | 2040 | TWh | 460 | Sub_sector | Households | Surplus Energy | Households | Energetic | GAP | Biomass | EU | Energy demand | 0 | FEC
BE | TYNDP2026 | NT | 2040 | TWh | 461 | Sub_sector | Households | Surplus Energy | Households | Energetic | GAP | Solids | EU | Energy demand | 0 | FEC
BE | TYNDP2026 | NT | 2040 | TWh | 462 | Sub_sector | Households | Surplus Energy | Households | Energetic | GAP | Liquids | EU | Energy demand | 0 | FEC
BE | TYNDP2026 | NT | 2040 | TWh | 463 | Sub_sector | Households | Surplus Energy | Households | Energetic | GAP | Others | EU | Energy demand | 0 | FEC
BE | TYNDP2026 | NT | 2040 | TWh | 464 | Sub_sector | Households | Surplus Energy | Households | Energetic | GAP | Ammonia | EU | Energy demand | 0 | FEC
BE | TYNDP2026 | NT | 2050 | TWh | 102 | Sub_sector | Industry | Aluminium | Industry (aluminium) | Energetic | industry_aluminium_demand_electricity_energetic | Electricity | EU | Energy demand | 0 | FEC
BE | TYNDP2026 | NT | 2050 | TWh | 103 | Sub_sector | Industry | Aluminium | Industry (aluminium) | Energetic | industry_aluminium_demand_hydrogen_energetic | Hydrogen | EU | Energy demand | 0 | FEC
BE | TYNDP2026 | NT | 2050 | TWh | 104 | Sub_sector | Industry | Aluminium | Industry (aluminium) | Energetic | industry_aluminium_demand_methane_energetic | Methane | EU | Energy demand | 0 | FEC
BE | TYNDP2026 | NT | 2050 | TWh | 105 | Sub_sector | Industry | Aluminium | Industry (aluminium) | Energetic | industry_aluminium_demand_heat_energetic | Heat | EU | Energy demand | 0 | FEC
BE | TYNDP2026 | NT | 2050 | TWh | 106 | Sub_sector | Industry | Aluminium | Industry (aluminium) | Energetic | industry_aluminium_demand_biomass_energetic | Biomass | EU | Energy demand | 0 | FEC
BE | TYNDP2026 | NT | 2050 | TWh | 107 | Sub_sector | Industry | Aluminium | Industry (aluminium) | Energetic | industry_aluminium_demand_coal_energetic | Solids | EU | Energy demand | 0 | FEC
BE | TYNDP2026 | NT | 2050 | TWh | 108 | Sub_sector | Industry | Aluminium | Industry (aluminium) | Energetic | industry_aluminium_demand_oil_energetic | Liquids | EU | Energy demand | 0 | FEC
BE | TYNDP2026 | NT | 2050 | TWh | 109 | Sub_sector | Industry | Aluminium | Industry (aluminium) | Energetic | industry_aluminium_demand_others_energetic | Others | EU | Energy demand | 0 | FEC
BE | TYNDP2026 | NT | 2050 | TWh | 110 | Sub_sector | Industry | Aluminium | Industry (aluminium) | Energetic | industry_ammonia_demand_others_energetic | Ammonia | EU | Energy demand | 0 | FEC
BE | TYNDP2026 | NT | 2050 | TWh | 112 | Sub_sector | Industry | Chemicals | Industry (chemicals, energetic) | Energetic | industry_chemical_demand_electricity_energetic | Electricity | EU | Energy demand | 28.5645 | FEC
BE | TYNDP2026 | NT | 2050 | TWh | 113 | Sub_sector | Industry | Chemicals | Industry (chemicals, energetic) | Energetic | industry_chemical_demand_hydrogen_energetic | Hydrogen | EU | Energy demand | 2.885 | FEC
BE | TYNDP2026 | NT | 2050 | TWh | 114 | Sub_sector | Industry | Chemicals | Industry (chemicals, energetic) | Energetic | industry_chemical_demand_methane_energetic | Methane | EU | Energy demand | 2.308 | FEC
BE | TYNDP2026 | NT | 2050 | TWh | 115 | Sub_sector | Industry | Chemicals | Industry (chemicals, energetic) | Energetic | industry_chemical_demand_heat_energetic | Heat | EU | Energy demand | 3.8947 | FEC
BE | TYNDP2026 | NT | 2050 | TWh | 116 | Sub_sector | Industry | Chemicals | Industry (chemicals, energetic) | Energetic | industry_chemical_demand_biomass_energetic | Biomass | EU | Energy demand | 0.64912 | FEC
BE | TYNDP2026 | NT | 2050 | TWh | 117 | Sub_sector | Industry | Chemicals | Industry (chemicals, energetic) | Energetic | industry_chemical_demand_coal_energetic | Solids | EU | Energy demand | 0 | FEC
BE | TYNDP2026 | NT | 2050 | TWh | 118 | Sub_sector | Industry | Chemicals | Industry (chemicals, energetic) | Energetic | industry_chemical_demand_oil_energetic | Liquids | EU | Energy demand | 0 | FEC
BE | TYNDP2026 | NT | 2050 | TWh | 119 | Sub_sector | Industry | Chemicals | Industry (chemicals, energetic) | Energetic | industry_chemical_demand_others_energetic | Others | EU | Energy demand | 0 | FEC
BE | TYNDP2026 | NT | 2050 | TWh | 120 | Sub_sector | Industry | Chemicals | Industry (chemicals, energetic) | Energetic | industry_chemical_demand_ammonia_energetic | Ammonia | EU | Energy demand | 0 | FEC
BE | TYNDP2026 | NT | 2050 | TWh | 122 | Sub_sector | Industry | Chemicals | Industry (chemicals, non-energetic) | Non-energetic | industry_chemical_demand_electricity_non_energetic | Electricity | EU | Energy demand | 0 | not_included_in_FEC
BE | TYNDP2026 | NT | 2050 | TWh | 123 | Sub_sector | Industry | Chemicals | Industry (chemicals, non-energetic) | Non-energetic | industry_chemical_demand_hydrogen_non_energetic | Hydrogen | EU | Energy demand | 35.6725 | not_included_in_FEC
BE | TYNDP2026 | NT | 2050 | TWh | 124 | Sub_sector | Industry | Chemicals | Industry (chemicals, non-energetic) | Non-energetic | industry_chemical_demand_methane_non_energetic | Methane | EU | Energy demand | 1.518 | not_included_in_FEC
BE | TYNDP2026 | NT | 2050 | TWh | 125 | Sub_sector | Industry | Chemicals | Industry (chemicals, non-energetic) | Non-energetic | industry_chemical_demand_heat_non_energetic | Heat | EU | Energy demand | 0 | not_included_in_FEC
BE | TYNDP2026 | NT | 2050 | TWh | 126 | Sub_sector | Industry | Chemicals | Industry (chemicals, non-energetic) | Non-energetic | industry_chemical_demand_biomass_non_energetic | Biomass | EU | Energy demand | 0 | not_included_in_FEC
BE | TYNDP2026 | NT | 2050 | TWh | 127 | Sub_sector | Industry | Chemicals | Industry (chemicals, non-energetic) | Non-energetic | industry_chemical_demand_coal_non_energetic | Solids | EU | Energy demand | 0 | not_included_in_FEC
BE | TYNDP2026 | NT | 2050 | TWh | 128 | Sub_sector | Industry | Chemicals | Industry (chemicals, non-energetic) | Non-energetic | industry_chemical_demand_oil_non_energetic | Liquids | EU | Energy demand | 38.7085 | not_included_in_FEC
BE | TYNDP2026 | NT | 2050 | TWh | 129 | Sub_sector | Industry | Chemicals | Industry (chemicals, non-energetic) | Non-energetic | industry_chemical_demand_others_non_energetic | Others | EU | Energy demand | 0 | not_included_in_FEC
BE | TYNDP2026 | NT | 2050 | TWh | 130 | Sub_sector | Industry | Chemicals | Industry (chemicals, non-energetic) | Non-energetic | industry_chemical_demand_ammonia_non_energetic | Ammonia | EU | Energy demand | 0 | not_included_in_FEC
BE | TYNDP2026 | NT | 2050 | TWh | 132 | Sub_sector | Industry | Fertilizers | Industry (fertilizers, energetic) | Energetic | industry_fertilizers_demand_electricity_energetic | Electricity | EU | Energy demand | 0.21708 | FEC
BE | TYNDP2026 | NT | 2050 | TWh | 133 | Sub_sector | Industry | Fertilizers | Industry (fertilizers, energetic) | Energetic | industry_fertilizers_demand_hydrogen_energetic | Hydrogen | EU | Energy demand | 0 | FEC
BE | TYNDP2026 | NT | 2050 | TWh | 134 | Sub_sector | Industry | Fertilizers | Industry (fertilizers, energetic) | Energetic | industry_fertilizers_demand_methane_energetic | Methane | EU | Energy demand | 0.88642 | FEC
BE | TYNDP2026 | NT | 2050 | TWh | 135 | Sub_sector | Industry | Fertilizers | Industry (fertilizers, energetic) | Energetic | industry_fertilizers_demand_heat_energetic | Heat | EU | Energy demand | 0 | FEC
BE | TYNDP2026 | NT | 2050 | TWh | 136 | Sub_sector | Industry | Fertilizers | Industry (fertilizers, energetic) | Energetic | industry_fertilizers_demand_biomass_energetic | Biomass | EU | Energy demand | 0 | FEC
BE | TYNDP2026 | NT | 2050 | TWh | 137 | Sub_sector | Industry | Fertilizers | Industry (fertilizers, energetic) | Energetic | industry_fertilizers_demand_coal_energetic | Solids | EU | Energy demand | 0 | FEC
BE | TYNDP2026 | NT | 2050 | TWh | 138 | Sub_sector | Industry | Fertilizers | Industry (fertilizers, energetic) | Energetic | industry_fertilizers_demand_oil_energetic | Liquids | EU | Energy demand | 0 | FEC
BE | TYNDP2026 | NT | 2050 | TWh | 139 | Sub_sector | Industry | Fertilizers | Industry (fertilizers, energetic) | Energetic | industry_fertilizers_demand_others_energetic | Others | EU | Energy demand | 0 | FEC
BE | TYNDP2026 | NT | 2050 | TWh | 140 | Sub_sector | Industry | Fertilizers | Industry (fertilizers, energetic) | Energetic | industry_fertilizers_demand_ammonia_energetic | Ammonia | EU | Energy demand | 0 | FEC
BE | TYNDP2026 | NT | 2050 | TWh | 142 | Sub_sector | Industry | Fertilizers | Industry (fertilizers, non-energetic) | Non-energetic | industry_fertilizers_demand_electricity_non_energetic | Electricity | EU | Energy demand | 0 | not_included_in_FEC
BE | TYNDP2026 | NT | 2050 | TWh | 143 | Sub_sector | Industry | Fertilizers | Industry (fertilizers, non-energetic) | Non-energetic | industry_fertilizers_demand_hydrogen_non_energetic | Hydrogen | EU | Energy demand | 1.25 | not_included_in_FEC
BE | TYNDP2026 | NT | 2050 | TWh | 144 | Sub_sector | Industry | Fertilizers | Industry (fertilizers, non-energetic) | Non-energetic | industry_fertilizers_demand_methane_non_energetic | Methane | EU | Energy demand | 0 | not_included_in_FEC
BE | TYNDP2026 | NT | 2050 | TWh | 145 | Sub_sector | Industry | Fertilizers | Industry (fertilizers, non-energetic) | Non-energetic | industry_fertilizers_demand_heat_non_energetic | Heat | EU | Energy demand | 0 | not_included_in_FEC
BE | TYNDP2026 | NT | 2050 | TWh | 146 | Sub_sector | Industry | Fertilizers | Industry (fertilizers, non-energetic) | Non-energetic | industry_fertilizers_demand_biomass_non_energetic | Biomass | EU | Energy demand | 0 | not_included_in_FEC
BE | TYNDP2026 | NT | 2050 | TWh | 147 | Sub_sector | Industry | Fertilizers | Industry (fertilizers, non-energetic) | Non-energetic | industry_fertilizers_demand_coal_non_energetic | Solids | EU | Energy demand | 0 | not_included_in_FEC
BE | TYNDP2026 | NT | 2050 | TWh | 148 | Sub_sector | Industry | Fertilizers | Industry (fertilizers, non-energetic) | Non-energetic | industry_fertilizers_demand_oil_non_energetic | Liquids | EU | Energy demand | 0 | not_included_in_FEC
BE | TYNDP2026 | NT | 2050 | TWh | 149 | Sub_sector | Industry | Fertilizers | Industry (fertilizers, non-energetic) | Non-energetic | industry_fertilizers_demand_others_non_energetic | Others | EU | Energy demand | 0 | not_included_in_FEC
BE | TYNDP2026 | NT | 2050 | TWh | 150 | Sub_sector | Industry | Fertilizers | Industry (fertilizers, non-energetic) | Non-energetic | industry_fertilizers_demand_ammonia_non_energetic | Ammonia | EU | Energy demand | 3.2625 | not_included_in_FEC
BE | TYNDP2026 | NT | 2050 | TWh | 152 | Sub_sector | Industry | Food | Industry (food) | Energetic | industry_food_demand_electricity_energetic | Electricity | EU | Energy demand | 16.0574 | FEC
BE | TYNDP2026 | NT | 2050 | TWh | 153 | Sub_sector | Industry | Food | Industry (food) | Energetic | industry_food_demand_hydrogen_energetic | Hydrogen | EU | Energy demand | 0 | FEC
BE | TYNDP2026 | NT | 2050 | TWh | 154 | Sub_sector | Industry | Food | Industry (food) | Energetic | industry_food_demand_methane_energetic | Methane | EU | Energy demand | 0.64253 | FEC
BE | TYNDP2026 | NT | 2050 | TWh | 155 | Sub_sector | Industry | Food | Industry (food) | Energetic | industry_food_demand_heat_energetic | Heat | EU | Energy demand | 0.57828 | FEC
BE | TYNDP2026 | NT | 2050 | TWh | 156 | Sub_sector | Industry | Food | Industry (food) | Energetic | industry_food_demand_biomass_energetic | Biomass | EU | Energy demand | 0.72285 | FEC
BE | TYNDP2026 | NT | 2050 | TWh | 157 | Sub_sector | Industry | Food | Industry (food) | Energetic | industry_food_demand_coal_energetic | Solids | EU | Energy demand | 0 | FEC
BE | TYNDP2026 | NT | 2050 | TWh | 158 | Sub_sector | Industry | Food | Industry (food) | Energetic | industry_food_demand_oil_energetic | Liquids | EU | Energy demand | 0 | FEC
BE | TYNDP2026 | NT | 2050 | TWh | 159 | Sub_sector | Industry | Food | Industry (food) | Energetic | industry_food_demand_others_energetic | Others | EU | Energy demand | 0 | FEC
BE | TYNDP2026 | NT | 2050 | TWh | 160 | Sub_sector | Industry | Food | Industry (food) | Energetic | industry_food_demand_ammonia_energetic | Ammonia | EU | Energy demand | 0 | FEC
BE | TYNDP2026 | NT | 2050 | TWh | 162 | Sub_sector | Industry | Metals | Industry (metal) | Energetic | industry_metal_demand_electricity_energetic | Electricity | EU | Energy demand | 2.0648 | FEC
BE | TYNDP2026 | NT | 2050 | TWh | 163 | Sub_sector | Industry | Metals | Industry (metal) | Energetic | industry_metal_demand_hydrogen_energetic | Hydrogen | EU | Energy demand | 0 | FEC
BE | TYNDP2026 | NT | 2050 | TWh | 164 | Sub_sector | Industry | Metals | Industry (metal) | Energetic | industry_metal_demand_methane_energetic | Methane | EU | Energy demand | 1.3542 | FEC
BE | TYNDP2026 | NT | 2050 | TWh | 165 | Sub_sector | Industry | Metals | Industry (metal) | Energetic | industry_metal_demand_heat_energetic | Heat | EU | Energy demand | 0 | FEC
BE | TYNDP2026 | NT | 2050 | TWh | 166 | Sub_sector | Industry | Metals | Industry (metal) | Energetic | industry_metal_demand_biomass_energetic | Biomass | EU | Energy demand | 0 | FEC
BE | TYNDP2026 | NT | 2050 | TWh | 167 | Sub_sector | Industry | Metals | Industry (metal) | Energetic | industry_metal_demand_coal_energetic | Solids | EU | Energy demand | 0 | FEC
BE | TYNDP2026 | NT | 2050 | TWh | 168 | Sub_sector | Industry | Metals | Industry (metal) | Energetic | industry_metal_demand_oil_energetic | Liquids | EU | Energy demand | 0.0034056 | FEC
BE | TYNDP2026 | NT | 2050 | TWh | 169 | Sub_sector | Industry | Metals | Industry (metal) | Energetic | industry_metal_demand_others_energetic | Others | EU | Energy demand | 0 | FEC
BE | TYNDP2026 | NT | 2050 | TWh | 170 | Sub_sector | Industry | Metals | Industry (metal) | Energetic | industry_metal_demand_ammonia_energetic | Ammonia | EU | Energy demand | 0 | FEC
BE | TYNDP2026 | NT | 2050 | TWh | 172 | Sub_sector | Industry | Others | Industry (other, energetic) | Energetic | industry_other_demand_electricity_energetic | Electricity | EU | Energy demand | 15.6624 | FEC
BE | TYNDP2026 | NT | 2050 | TWh | 173 | Sub_sector | Industry | Others | Industry (other, energetic) | Energetic | industry_other_demand_hydrogen_energetic | Hydrogen | EU | Energy demand | 4.6987 | FEC
BE | TYNDP2026 | NT | 2050 | TWh | 174 | Sub_sector | Industry | Others | Industry (other, energetic) | Energetic | industry_other_demand_methane_energetic | Methane | EU | Energy demand | 7.2047 | FEC
BE | TYNDP2026 | NT | 2050 | TWh | 175 | Sub_sector | Industry | Others | Industry (other, energetic) | Energetic | industry_other_demand_heat_energetic | Heat | EU | Energy demand | 0 | FEC
BE | TYNDP2026 | NT | 2050 | TWh | 176 | Sub_sector | Industry | Others | Industry (other, energetic) | Energetic | industry_other_demand_biomass_energetic | Biomass | EU | Energy demand | 3.4457 | FEC
BE | TYNDP2026 | NT | 2050 | TWh | 177 | Sub_sector | Industry | Others | Industry (other, energetic) | Energetic | industry_other_demand_coal_energetic | Solids | EU | Energy demand | 0.31325 | FEC
BE | TYNDP2026 | NT | 2050 | TWh | 178 | Sub_sector | Industry | Others | Industry (other, energetic) | Energetic | industry_other_demand_oil_energetic | Liquids | EU | Energy demand | 0 | FEC
BE | TYNDP2026 | NT | 2050 | TWh | 179 | Sub_sector | Industry | Others | Industry (other, energetic) | Energetic | industry_other_demand_others_energetic | Others | EU | Energy demand | 0 | FEC
BE | TYNDP2026 | NT | 2050 | TWh | 180 | Sub_sector | Industry | Others | Industry (other, energetic) | Energetic | industry_other_demand_ammonia_energetic | Ammonia | EU | Energy demand | 0 | FEC
BE | TYNDP2026 | NT | 2050 | TWh | 182 | Sub_sector | Industry | Others | Industry (other, non-energetic) | Non-energetic | industry_other_demand_electricity_non_energetic | Electricity | EU | Energy demand | 0 | not_included_in_FEC
BE | TYNDP2026 | NT | 2050 | TWh | 183 | Sub_sector | Industry | Others | Industry (other, non-energetic) | Non-energetic | industry_other_demand_hydrogen_non_energetic | Hydrogen | EU | Energy demand | 1.6434 | not_included_in_FEC
BE | TYNDP2026 | NT | 2050 | TWh | 184 | Sub_sector | Industry | Others | Industry (other, non-energetic) | Non-energetic | industry_other_demand_methane_non_energetic | Methane | EU | Energy demand | 0.069933 | not_included_in_FEC
BE | TYNDP2026 | NT | 2050 | TWh | 185 | Sub_sector | Industry | Others | Industry (other, non-energetic) | Non-energetic | industry_other_demand_heat_non_energetic | Heat | EU | Energy demand | 0 | not_included_in_FEC
BE | TYNDP2026 | NT | 2050 | TWh | 186 | Sub_sector | Industry | Others | Industry (other, non-energetic) | Non-energetic | industry_other_demand_biomass_non_energetic | Biomass | EU | Energy demand | 0 | not_included_in_FEC
BE | TYNDP2026 | NT | 2050 | TWh | 187 | Sub_sector | Industry | Others | Industry (other, non-energetic) | Non-energetic | industry_other_demand_coal_non_energetic | Solids | EU | Energy demand | 0 | not_included_in_FEC
BE | TYNDP2026 | NT | 2050 | TWh | 188 | Sub_sector | Industry | Others | Industry (other, non-energetic) | Non-energetic | industry_other_demand_oil_non_energetic | Liquids | EU | Energy demand | 1.7833 | not_included_in_FEC
BE | TYNDP2026 | NT | 2050 | TWh | 189 | Sub_sector | Industry | Others | Industry (other, non-energetic) | Non-energetic | industry_other_demand_others_non_energetic | Others | EU | Energy demand | 0 | not_included_in_FEC
BE | TYNDP2026 | NT | 2050 | TWh | 190 | Sub_sector | Industry | Others | Industry (other, non-energetic) | Non-energetic | industry_other_demand_ammonia_non_energetic | Ammonia | EU | Energy demand | 0 | not_included_in_FEC
BE | TYNDP2026 | NT | 2050 | TWh | 192 | Sub_sector | Industry | Paper | Industry (paper) | Energetic | industry_paper_demand_electricity_energetic | Electricity | EU | Energy demand | 3.6877 | FEC
BE | TYNDP2026 | NT | 2050 | TWh | 193 | Sub_sector | Industry | Paper | Industry (paper) | Energetic | industry_paper_demand_hydrogen_energetic | Hydrogen | EU | Energy demand | 0 | FEC
BE | TYNDP2026 | NT | 2050 | TWh | 194 | Sub_sector | Industry | Paper | Industry (paper) | Energetic | industry_paper_demand_methane_energetic | Methane | EU | Energy demand | 0 | FEC
BE | TYNDP2026 | NT | 2050 | TWh | 195 | Sub_sector | Industry | Paper | Industry (paper) | Energetic | industry_paper_demand_heat_energetic | Heat | EU | Energy demand | 0.31343 | FEC
BE | TYNDP2026 | NT | 2050 | TWh | 196 | Sub_sector | Industry | Paper | Industry (paper) | Energetic | industry_paper_demand_biomass_energetic | Biomass | EU | Energy demand | 3.035 | FEC
BE | TYNDP2026 | NT | 2050 | TWh | 197 | Sub_sector | Industry | Paper | Industry (paper) | Energetic | industry_paper_demand_coal_energetic | Solids | EU | Energy demand | 0 | FEC
BE | TYNDP2026 | NT | 2050 | TWh | 198 | Sub_sector | Industry | Paper | Industry (paper) | Energetic | industry_paper_demand_oil_energetic | Liquids | EU | Energy demand | 0 | FEC
BE | TYNDP2026 | NT | 2050 | TWh | 199 | Sub_sector | Industry | Paper | Industry (paper) | Energetic | industry_paper_demand_others_energetic | Others | EU | Energy demand | 0 | FEC
BE | TYNDP2026 | NT | 2050 | TWh | 200 | Sub_sector | Industry | Paper | Industry (paper) | Energetic | industry_paper_demand_ammonia_energetic | Ammonia | EU | Energy demand | 0 | FEC
BE | TYNDP2026 | NT | 2050 | TWh | 202 | Sub_sector | Industry | Refineries | Industry (refineries, energetic) | Energetic | industry_refinery_demand_electricity_energetic | Electricity | EU | Energy demand | 1.6674 | not_included_in_FEC
BE | TYNDP2026 | NT | 2050 | TWh | 203 | Sub_sector | Industry | Refineries | Industry (refineries, energetic) | Energetic | industry_refinery_demand_hydrogen_energetic | Hydrogen | EU | Energy demand | 2.104 | not_included_in_FEC
BE | TYNDP2026 | NT | 2050 | TWh | 204 | Sub_sector | Industry | Refineries | Industry (refineries, energetic) | Energetic | industry_refinery_demand_methane_energetic | Methane | EU | Energy demand | 11.5718 | not_included_in_FEC
BE | TYNDP2026 | NT | 2050 | TWh | 205 | Sub_sector | Industry | Refineries | Industry (refineries, energetic) | Energetic | industry_refinery_demand_heat_energetic | Heat | EU | Energy demand | 0 | not_included_in_FEC
BE | TYNDP2026 | NT | 2050 | TWh | 206 | Sub_sector | Industry | Refineries | Industry (refineries, energetic) | Energetic | industry_refinery_demand_biomass_energetic | Biomass | EU | Energy demand | 1.1835 | not_included_in_FEC
BE | TYNDP2026 | NT | 2050 | TWh | 207 | Sub_sector | Industry | Refineries | Industry (refineries, energetic) | Energetic | industry_refinery_demand_coal_energetic | Solids | EU | Energy demand | 0 | not_included_in_FEC
BE | TYNDP2026 | NT | 2050 | TWh | 208 | Sub_sector | Industry | Refineries | Industry (refineries, energetic) | Energetic | industry_refinery_demand_oil_energetic | Liquids | EU | Energy demand | 6.8442 | not_included_in_FEC
BE | TYNDP2026 | NT | 2050 | TWh | 209 | Sub_sector | Industry | Refineries | Industry (refineries, energetic) | Energetic | industry_refinery_demand_others_energetic | Others | EU | Energy demand | 0 | not_included_in_FEC
BE | TYNDP2026 | NT | 2050 | TWh | 210 | Sub_sector | Industry | Refineries | Industry (refineries, energetic) | Energetic | industry_refinery_demand_ammonia_energetic | Ammonia | EU | Energy demand | 0 | not_included_in_FEC
BE | TYNDP2026 | NT | 2050 | TWh | 212 | Sub_sector | Industry | Refineries | Industry (refineries, non-energetic) | Non-energetic | industry_refinery_demand_electricity_non_energetic | Electricity | EU | Energy demand | 0 | not_included_in_FEC
BE | TYNDP2026 | NT | 2050 | TWh | 213 | Sub_sector | Industry | Refineries | Industry (refineries, non-energetic) | Non-energetic | industry_refinery_demand_hydrogen_non_energetic | Hydrogen | EU | Energy demand | 0 | not_included_in_FEC
BE | TYNDP2026 | NT | 2050 | TWh | 214 | Sub_sector | Industry | Refineries | Industry (refineries, non-energetic) | Non-energetic | industry_refinery_demand_methane_non_energetic | Methane | EU | Energy demand | 0 | not_included_in_FEC
BE | TYNDP2026 | NT | 2050 | TWh | 215 | Sub_sector | Industry | Refineries | Industry (refineries, non-energetic) | Non-energetic | industry_refinery_demand_heat_non_energetic | Heat | EU | Energy demand | 0 | not_included_in_FEC
BE | TYNDP2026 | NT | 2050 | TWh | 216 | Sub_sector | Industry | Refineries | Industry (refineries, non-energetic) | Non-energetic | industry_refinery_demand_biomass_non_energetic | Biomass | EU | Energy demand | 0 | not_included_in_FEC
BE | TYNDP2026 | NT | 2050 | TWh | 217 | Sub_sector | Industry | Refineries | Industry (refineries, non-energetic) | Non-energetic | industry_refinery_demand_coal_non_energetic | Solids | EU | Energy demand | 0 | not_included_in_FEC
BE | TYNDP2026 | NT | 2050 | TWh | 218 | Sub_sector | Industry | Refineries | Industry (refineries, non-energetic) | Non-energetic | industry_refinery_demand_oil_non_energetic | Liquids | EU | Energy demand | 0 | not_included_in_FEC
BE | TYNDP2026 | NT | 2050 | TWh | 219 | Sub_sector | Industry | Refineries | Industry (refineries, non-energetic) | Non-energetic | industry_refinery_demand_others_non_energetic | Others | EU | Energy demand | 0 | not_included_in_FEC
BE | TYNDP2026 | NT | 2050 | TWh | 220 | Sub_sector | Industry | Refineries | Industry (refineries, non-energetic) | Non-energetic | industry_refinery_demand_ammonia_non_energetic | Ammonia | EU | Energy demand | 0 | not_included_in_FEC
BE | TYNDP2026 | NT | 2050 | TWh | 222 | Sub_sector | Industry | Steel | Industry (steel) | Energetic | industry_steel_demand_electricity_energetic | Electricity | EU | Energy demand | 5.7283 | FEC
BE | TYNDP2026 | NT | 2050 | TWh | 223 | Sub_sector | Industry | Steel | Industry (steel) | Energetic | industry_steel_demand_hydrogen_energetic | Hydrogen | EU | Energy demand | 4.3537 | FEC
BE | TYNDP2026 | NT | 2050 | TWh | 224 | Sub_sector | Industry | Steel | Industry (steel) | Energetic | industry_steel_demand_methane_energetic | Methane | EU | Energy demand | 8.1759 | FEC
BE | TYNDP2026 | NT | 2050 | TWh | 225 | Sub_sector | Industry | Steel | Industry (steel) | Energetic | industry_steel_demand_heat_energetic | Heat | EU | Energy demand | 0 | FEC
BE | TYNDP2026 | NT | 2050 | TWh | 226 | Sub_sector | Industry | Steel | Industry (steel) | Energetic | industry_steel_demand_biomass_energetic | Biomass | EU | Energy demand | 0 | FEC
BE | TYNDP2026 | NT | 2050 | TWh | 227 | Sub_sector | Industry | Steel | Industry (steel) | Energetic | industry_steel_demand_coal_energetic | Solids | EU | Energy demand | 2.5602 | FEC
BE | TYNDP2026 | NT | 2050 | TWh | 228 | Sub_sector | Industry | Steel | Industry (steel) | Energetic | industry_steel_demand_oil_energetic | Liquids | EU | Energy demand | 0.073112 | FEC
BE | TYNDP2026 | NT | 2050 | TWh | 229 | Sub_sector | Industry | Steel | Industry (steel) | Energetic | industry_steel_demand_others_energetic | Others | EU | Energy demand | 0 | FEC
BE | TYNDP2026 | NT | 2050 | TWh | 230 | Sub_sector | Industry | Steel | Industry (steel) | Energetic | industry_steel_demand_ammonia_energetic | Ammonia | EU | Energy demand | 0 | FEC
BE | TYNDP2026 | NT | 2050 | TWh | 232 | Sub_sector | Transport | Cars | Transport (cars) | Energetic | transport_cars_final_demand_electricity | Electricity | EU | Energy demand | 17.8003 | FEC
BE | TYNDP2026 | NT | 2050 | TWh | 233 | Sub_sector | Transport | Cars | Transport (cars) | Energetic | transport_cars_final_demand_hydrogen | Hydrogen | EU | Energy demand | 0 | FEC
BE | TYNDP2026 | NT | 2050 | TWh | 234 | Sub_sector | Transport | Cars | Transport (cars) | Energetic | transport_cars_final_demand_methane | Methane | EU | Energy demand | 0 | FEC
BE | TYNDP2026 | NT | 2050 | TWh | 235 | Sub_sector | Transport | Cars | Transport (cars) | Energetic | transport_cars_final_demand_heat | Heat | EU | Energy demand | 0 | FEC
BE | TYNDP2026 | NT | 2050 | TWh | 236 | Sub_sector | Transport | Cars | Transport (cars) | Energetic | transport_cars_final_demand_biomass | Biomass | EU | Energy demand | 0 | FEC
BE | TYNDP2026 | NT | 2050 | TWh | 237 | Sub_sector | Transport | Cars | Transport (cars) | Energetic | transport_cars_final_demand_coal | Solids | EU | Energy demand | 0 | FEC
BE | TYNDP2026 | NT | 2050 | TWh | 238 | Sub_sector | Transport | Cars | Transport (cars) | Energetic | transport_cars_final_demand_oil | Liquids | EU | Energy demand | 0 | FEC
BE | TYNDP2026 | NT | 2050 | TWh | 239 | Sub_sector | Transport | Cars | Transport (cars) | Energetic | transport_cars_final_demand_other | Others | EU | Energy demand | 0 | FEC
BE | TYNDP2026 | NT | 2050 | TWh | 240 | Sub_sector | Transport | Cars | Transport (cars) | Energetic | transport_cars_final_demand_ammonia | Ammonia | EU | Energy demand | 0 | FEC
BE | TYNDP2026 | NT | 2050 | TWh | 242 | Sub_sector | Transport | Busses | Transport (busses) | Energetic | transport_busses_final_demand_electricity | Electricity | EU | Energy demand | 2.0345 | FEC
BE | TYNDP2026 | NT | 2050 | TWh | 243 | Sub_sector | Transport | Busses | Transport (busses) | Energetic | transport_busses_final_demand_hydrogen | Hydrogen | EU | Energy demand | 0 | FEC
BE | TYNDP2026 | NT | 2050 | TWh | 244 | Sub_sector | Transport | Busses | Transport (busses) | Energetic | transport_busses_final_demand_methane | Methane | EU | Energy demand | 0 | FEC
BE | TYNDP2026 | NT | 2050 | TWh | 245 | Sub_sector | Transport | Busses | Transport (busses) | Energetic | transport_busses_final_demand_heat | Heat | EU | Energy demand | 0 | FEC
BE | TYNDP2026 | NT | 2050 | TWh | 246 | Sub_sector | Transport | Busses | Transport (busses) | Energetic | transport_busses_final_demand_biomass | Biomass | EU | Energy demand | 0 | FEC
BE | TYNDP2026 | NT | 2050 | TWh | 247 | Sub_sector | Transport | Busses | Transport (busses) | Energetic | transport_busses_final_demand_coal | Solids | EU | Energy demand | 0 | FEC
BE | TYNDP2026 | NT | 2050 | TWh | 248 | Sub_sector | Transport | Busses | Transport (busses) | Energetic | transport_busses_final_demand_oil | Liquids | EU | Energy demand | 0 | FEC
BE | TYNDP2026 | NT | 2050 | TWh | 249 | Sub_sector | Transport | Busses | Transport (busses) | Energetic | transport_busses_final_demand_other | Others | EU | Energy demand | 0 | FEC
BE | TYNDP2026 | NT | 2050 | TWh | 250 | Sub_sector | Transport | Busses | Transport (busses) | Energetic | transport_busses_final_demand_ammonia | Ammonia | EU | Energy demand | 0 | FEC
BE | TYNDP2026 | NT | 2050 | TWh | 252 | Sub_sector | Transport | Trucks | Transport (trucks) | Energetic | transport_trucks_final_demand_electricity | Electricity | EU | Energy demand | 8.0327 | FEC
BE | TYNDP2026 | NT | 2050 | TWh | 253 | Sub_sector | Transport | Trucks | Transport (trucks) | Energetic | transport_trucks_final_demand_hydrogen | Hydrogen | EU | Energy demand | 1.4949 | FEC
BE | TYNDP2026 | NT | 2050 | TWh | 254 | Sub_sector | Transport | Trucks | Transport (trucks) | Energetic | transport_trucks_final_demand_methane | Methane | EU | Energy demand | 1.8032 | FEC
BE | TYNDP2026 | NT | 2050 | TWh | 255 | Sub_sector | Transport | Trucks | Transport (trucks) | Energetic | transport_trucks_final_demand_heat | Heat | EU | Energy demand | 0 | FEC
BE | TYNDP2026 | NT | 2050 | TWh | 256 | Sub_sector | Transport | Trucks | Transport (trucks) | Energetic | transport_trucks_final_demand_biomass | Biomass | EU | Energy demand | 0 | FEC
BE | TYNDP2026 | NT | 2050 | TWh | 257 | Sub_sector | Transport | Trucks | Transport (trucks) | Energetic | transport_trucks_final_demand_coal | Solids | EU | Energy demand | 0 | FEC
BE | TYNDP2026 | NT | 2050 | TWh | 258 | Sub_sector | Transport | Trucks | Transport (trucks) | Energetic | transport_trucks_final_demand_oil | Liquids | EU | Energy demand | 2.0036 | FEC
BE | TYNDP2026 | NT | 2050 | TWh | 259 | Sub_sector | Transport | Trucks | Transport (trucks) | Energetic | transport_trucks_final_demand_other | Others | EU | Energy demand | 0 | FEC
BE | TYNDP2026 | NT | 2050 | TWh | 260 | Sub_sector | Transport | Trucks | Transport (trucks) | Energetic | transport_trucks_final_demand_ammonia | Ammonia | EU | Energy demand | 0 | FEC
BE | TYNDP2026 | NT | 2050 | TWh | 262 | Sub_sector | Transport | Vans | Transport (vans) | Energetic | transport_vans_final_demand_electricity | Electricity | EU | Energy demand | 4.5825 | FEC
BE | TYNDP2026 | NT | 2050 | TWh | 263 | Sub_sector | Transport | Vans | Transport (vans) | Energetic | transport_vans_final_demand_hydrogen | Hydrogen | EU | Energy demand | 0 | FEC
BE | TYNDP2026 | NT | 2050 | TWh | 264 | Sub_sector | Transport | Vans | Transport (vans) | Energetic | transport_vans_final_demand_methane | Methane | EU | Energy demand | 0 | FEC
BE | TYNDP2026 | NT | 2050 | TWh | 265 | Sub_sector | Transport | Vans | Transport (vans) | Energetic | transport_vans_final_demand_heat | Heat | EU | Energy demand | 0 | FEC
BE | TYNDP2026 | NT | 2050 | TWh | 266 | Sub_sector | Transport | Vans | Transport (vans) | Energetic | transport_vans_final_demand_biomass | Biomass | EU | Energy demand | 0 | FEC
BE | TYNDP2026 | NT | 2050 | TWh | 267 | Sub_sector | Transport | Vans | Transport (vans) | Energetic | transport_vans_final_demand_coal | Solids | EU | Energy demand | 0 | FEC
BE | TYNDP2026 | NT | 2050 | TWh | 268 | Sub_sector | Transport | Vans | Transport (vans) | Energetic | transport_vans_final_demand_oil | Liquids | EU | Energy demand | 0 | FEC
BE | TYNDP2026 | NT | 2050 | TWh | 269 | Sub_sector | Transport | Vans | Transport (vans) | Energetic | transport_vans_final_demand_other | Others | EU | Energy demand | 0 | FEC
BE | TYNDP2026 | NT | 2050 | TWh | 270 | Sub_sector | Transport | Vans | Transport (vans) | Energetic | transport_vans_final_demand_ammonia | Ammonia | EU | Energy demand | 0 | FEC
BE | TYNDP2026 | NT | 2050 | TWh | 272 | Sub_sector | Transport | Freight trains | Transport (trains) | Energetic | transport_trains_final_demand_electricity | Electricity | EU | Energy demand | 3.0486 | FEC
BE | TYNDP2026 | NT | 2050 | TWh | 273 | Sub_sector | Transport | Freight trains | Transport (trains) | Energetic | transport_trains_final_demand_hydrogen | Hydrogen | EU | Energy demand | 0 | FEC
BE | TYNDP2026 | NT | 2050 | TWh | 274 | Sub_sector | Transport | Freight trains | Transport (trains) | Energetic | transport_trains_final_demand_methane | Methane | EU | Energy demand | 0 | FEC
BE | TYNDP2026 | NT | 2050 | TWh | 275 | Sub_sector | Transport | Freight trains | Transport (trains) | Energetic | transport_trains_final_demand_heat | Heat | EU | Energy demand | 0 | FEC
BE | TYNDP2026 | NT | 2050 | TWh | 276 | Sub_sector | Transport | Freight trains | Transport (trains) | Energetic | transport_trains_final_demand_biomass | Biomass | EU | Energy demand | 0 | FEC
BE | TYNDP2026 | NT | 2050 | TWh | 277 | Sub_sector | Transport | Freight trains | Transport (trains) | Energetic | transport_trains_final_demand_coal | Solids | EU | Energy demand | 0 | FEC
BE | TYNDP2026 | NT | 2050 | TWh | 278 | Sub_sector | Transport | Freight trains | Transport (trains) | Energetic | transport_trains_final_demand_oil | Liquids | EU | Energy demand | 0.20716 | FEC
BE | TYNDP2026 | NT | 2050 | TWh | 279 | Sub_sector | Transport | Freight trains | Transport (trains) | Energetic | transport_trains_final_demand_other | Others | EU | Energy demand | 0 | FEC
BE | TYNDP2026 | NT | 2050 | TWh | 280 | Sub_sector | Transport | Freight trains | Transport (trains) | Energetic | transport_trains_final_demand_ammonia | Ammonia | EU | Energy demand | 0 | FEC
BE | TYNDP2026 | NT | 2050 | TWh | 282 | Sub_sector | Transport | Ships | Transport (ships) | Energetic | transport_ships_final_demand_electricity | Electricity | EU | Energy demand | 0.023527 | FEC
BE | TYNDP2026 | NT | 2050 | TWh | 283 | Sub_sector | Transport | Ships | Transport (ships) | Energetic | transport_ships_final_demand_hydrogen | Hydrogen | EU | Energy demand | 0.04328 | FEC
BE | TYNDP2026 | NT | 2050 | TWh | 284 | Sub_sector | Transport | Ships | Transport (ships) | Energetic | transport_ships_final_demand_methane | Methane | EU | Energy demand | 0.046371 | FEC
BE | TYNDP2026 | NT | 2050 | TWh | 285 | Sub_sector | Transport | Ships | Transport (ships) | Energetic | transport_ships_final_demand_heat | Heat | EU | Energy demand | 0 | FEC
BE | TYNDP2026 | NT | 2050 | TWh | 286 | Sub_sector | Transport | Ships | Transport (ships) | Energetic | transport_ships_final_demand_biomass | Biomass | EU | Energy demand | 0 | FEC
BE | TYNDP2026 | NT | 2050 | TWh | 287 | Sub_sector | Transport | Ships | Transport (ships) | Energetic | transport_ships_final_demand_coal | Solids | EU | Energy demand | 0 | FEC
BE | TYNDP2026 | NT | 2050 | TWh | 288 | Sub_sector | Transport | Ships | Transport (ships) | Energetic | transport_ships_final_demand_oil | Liquids | EU | Energy demand | 0.78831 | FEC
BE | TYNDP2026 | NT | 2050 | TWh | 289 | Sub_sector | Transport | Ships | Transport (ships) | Energetic | transport_ships_final_demand_other | Others | EU | Energy demand | 0 | FEC
BE | TYNDP2026 | NT | 2050 | TWh | 290 | Sub_sector | Transport | Ships | Transport (ships) | Energetic | transport_ships_final_demand_ammonia | Ammonia | EU | Energy demand | 0 | FEC
BE | TYNDP2026 | NT | 2050 | TWh | 292 | Sub_sector | Transport | Planes | Transport (planes) | Energetic | transport_planes_final_demand_electricity | Electricity | EU | Energy demand | 0 | FEC
BE | TYNDP2026 | NT | 2050 | TWh | 293 | Sub_sector | Transport | Planes | Transport (planes) | Energetic | transport_planes_final_demand_hydrogen | Hydrogen | EU | Energy demand | 0 | FEC
BE | TYNDP2026 | NT | 2050 | TWh | 294 | Sub_sector | Transport | Planes | Transport (planes) | Energetic | transport_planes_final_demand_methane | Methane | EU | Energy demand | 0 | FEC
BE | TYNDP2026 | NT | 2050 | TWh | 295 | Sub_sector | Transport | Planes | Transport (planes) | Energetic | transport_planes_final_demand_heat | Heat | EU | Energy demand | 0 | FEC
BE | TYNDP2026 | NT | 2050 | TWh | 296 | Sub_sector | Transport | Planes | Transport (planes) | Energetic | transport_planes_final_demand_biomass | Biomass | EU | Energy demand | 0 | FEC
BE | TYNDP2026 | NT | 2050 | TWh | 297 | Sub_sector | Transport | Planes | Transport (planes) | Energetic | transport_planes_final_demand_coal | Solids | EU | Energy demand | 0 | FEC
BE | TYNDP2026 | NT | 2050 | TWh | 298 | Sub_sector | Transport | Planes | Transport (planes) | Energetic | transport_planes_final_demand_oil | Liquids | EU | Energy demand | 0 | FEC
BE | TYNDP2026 | NT | 2050 | TWh | 299 | Sub_sector | Transport | Planes | Transport (planes) | Energetic | transport_planes_final_demand_other | Others | EU | Energy demand | 0 | FEC
BE | TYNDP2026 | NT | 2050 | TWh | 300 | Sub_sector | Transport | Planes | Transport (planes) | Energetic | transport_planes_final_demand_ammonia | Ammonia | EU | Energy demand | 0 | FEC
BE | TYNDP2026 | NT | 2050 | TWh | 302 | Sub_sector | Transport | Others | Transport (others) | Energetic | transport_other_final_demand_electricity | Electricity | EU | Energy demand | 0.086421 | FEC
BE | TYNDP2026 | NT | 2050 | TWh | 303 | Sub_sector | Transport | Others | Transport (others) | Energetic | transport_other_final_demand_hydrogen | Hydrogen | EU | Energy demand | 0 | FEC
BE | TYNDP2026 | NT | 2050 | TWh | 304 | Sub_sector | Transport | Others | Transport (others) | Energetic | transport_other_final_demand_methane | Methane | EU | Energy demand | 0 | FEC
BE | TYNDP2026 | NT | 2050 | TWh | 305 | Sub_sector | Transport | Others | Transport (others) | Energetic | transport_other_final_demand_heat | Heat | EU | Energy demand | 0 | FEC
BE | TYNDP2026 | NT | 2050 | TWh | 306 | Sub_sector | Transport | Others | Transport (others) | Energetic | transport_other_final_demand_biomass | Biomass | EU | Energy demand | 0 | FEC
BE | TYNDP2026 | NT | 2050 | TWh | 307 | Sub_sector | Transport | Others | Transport (others) | Energetic | transport_other_final_demand_coal | Solids | EU | Energy demand | 0 | FEC
BE | TYNDP2026 | NT | 2050 | TWh | 308 | Sub_sector | Transport | Others | Transport (others) | Energetic | transport_other_final_demand_oil | Liquids | EU | Energy demand | 0 | FEC
BE | TYNDP2026 | NT | 2050 | TWh | 309 | Sub_sector | Transport | Others | Transport (others) | Energetic | transport_other_final_demand_other | Others | EU | Energy demand | 0 | FEC
BE | TYNDP2026 | NT | 2050 | TWh | 310 | Sub_sector | Transport | Others | Transport (others) | Energetic | transport_other_final_demand_ammonia | Ammonia | EU | Energy demand | 0 | FEC
BE | TYNDP2026 | NT | 2050 | TWh | 312 | Sub_sector | International transport | International aviation | Transport (int. aviation) | Energetic | transport_int_aviation_final_demand_electricity | Electricity | EU | Energy demand | 0 | FEC
BE | TYNDP2026 | NT | 2050 | TWh | 313 | Sub_sector | International transport | International aviation | Transport (int. aviation) | Energetic | transport_int_aviation_final_demand_hydrogen | Hydrogen | EU | Energy demand | 0.30501 | FEC
BE | TYNDP2026 | NT | 2050 | TWh | 314 | Sub_sector | International transport | International aviation | Transport (int. aviation) | Energetic | transport_int_aviation_final_demand_methane | Methane | EU | Energy demand | 0 | FEC
BE | TYNDP2026 | NT | 2050 | TWh | 315 | Sub_sector | International transport | International aviation | Transport (int. aviation) | Energetic | transport_int_aviation_final_demand_heat | Heat | EU | Energy demand | 0 | FEC
BE | TYNDP2026 | NT | 2050 | TWh | 316 | Sub_sector | International transport | International aviation | Transport (int. aviation) | Energetic | transport_int_aviation_final_demand_biofuels | Biomass | EU | Energy demand | 0 | FEC
BE | TYNDP2026 | NT | 2050 | TWh | 317 | Sub_sector | International transport | International aviation | Transport (int. aviation) | Energetic | transport_int_aviation_final_demand_coal | Solids | EU | Energy demand | 0 | FEC
BE | TYNDP2026 | NT | 2050 | TWh | 318 | Sub_sector | International transport | International aviation | Transport (int. aviation) | Energetic | transport_int_aviation_final_demand_oil | Liquids | EU | Energy demand | 24.9311 | FEC
BE | TYNDP2026 | NT | 2050 | TWh | 319 | Sub_sector | International transport | International aviation | Transport (int. aviation) | Energetic | transport_int_aviation_final_demand_other | Others | EU | Energy demand | 0 | FEC
BE | TYNDP2026 | NT | 2050 | TWh | 320 | Sub_sector | International transport | International aviation | Transport (int. aviation) | Energetic | transport_int_aviation_final_demand_ammonia | Ammonia | EU | Energy demand | 0 | FEC
BE | TYNDP2026 | NT | 2050 | TWh | 322 | Sub_sector | International transport | International shipping | Transport (int. shipping) | Energetic | transport_int_shipping_final_demand_electricity | Electricity | EU | Energy demand | 0 | not_included_in_FEC
BE | TYNDP2026 | NT | 2050 | TWh | 323 | Sub_sector | International transport | International shipping | Transport (int. shipping) | Energetic | transport_int_shipping_final_demand_hydrogen | Hydrogen | EU | Energy demand | 0 | not_included_in_FEC
BE | TYNDP2026 | NT | 2050 | TWh | 324 | Sub_sector | International transport | International shipping | Transport (int. shipping) | Energetic | transport_int_shipping_final_demand_methane | Methane | EU | Energy demand | 15.2404 | not_included_in_FEC
BE | TYNDP2026 | NT | 2050 | TWh | 325 | Sub_sector | International transport | International shipping | Transport (int. shipping) | Energetic | transport_int_shipping_final_demand_heat | Heat | EU | Energy demand | 0 | not_included_in_FEC
BE | TYNDP2026 | NT | 2050 | TWh | 326 | Sub_sector | International transport | International shipping | Transport (int. shipping) | Energetic | transport_int_shipping_final_demand_biofuels | Biomass | EU | Energy demand | 0 | not_included_in_FEC
BE | TYNDP2026 | NT | 2050 | TWh | 327 | Sub_sector | International transport | International shipping | Transport (int. shipping) | Energetic | transport_int_shipping_final_demand_coal | Solids | EU | Energy demand | 0 | not_included_in_FEC
BE | TYNDP2026 | NT | 2050 | TWh | 328 | Sub_sector | International transport | International shipping | Transport (int. shipping) | Energetic | transport_int_shipping_final_demand_oil | Liquids | EU | Energy demand | 45.7213 | not_included_in_FEC
BE | TYNDP2026 | NT | 2050 | TWh | 329 | Sub_sector | International transport | International shipping | Transport (int. shipping) | Energetic | transport_int_shipping_final_demand_other | Others | EU | Energy demand | 0 | not_included_in_FEC
BE | TYNDP2026 | NT | 2050 | TWh | 330 | Sub_sector | International transport | International shipping | Transport (int. shipping) | Energetic | transport_int_shipping_final_demand_ammonia | Ammonia | EU | Energy demand | 28.6879 | not_included_in_FEC
BE | TYNDP2026 | NT | 2050 | TWh | 332 | Sub_sector | Households | Space heating | Households (heating) | Energetic | households_heating_final_demand_electricity | Electricity | EU | Energy demand | 9.7109 | FEC
BE | TYNDP2026 | NT | 2050 | TWh | 333 | Sub_sector | Households | Space heating | Households (heating) | Energetic | households_heating_final_demand_hydrogen | Hydrogen | EU | Energy demand | 0 | FEC
BE | TYNDP2026 | NT | 2050 | TWh | 334 | Sub_sector | Households | Space heating | Households (heating) | Energetic | households_heating_final_demand_methane | Methane | EU | Energy demand | 10.9303 | FEC
BE | TYNDP2026 | NT | 2050 | TWh | 335 | Sub_sector | Households | Space heating | Households (heating) | Energetic | households_heating_final_demand_heat | Heat | EU | Energy demand | 4.3404 | FEC
BE | TYNDP2026 | NT | 2050 | TWh | 336 | Sub_sector | Households | Space heating | Households (heating) | Energetic | households_heating_final_demand_biomass | Biomass | EU | Energy demand | 6.9738 | FEC
BE | TYNDP2026 | NT | 2050 | TWh | 337 | Sub_sector | Households | Space heating | Households (heating) | Energetic | households_heating_final_demand_coal | Solids | EU | Energy demand | 0 | FEC
BE | TYNDP2026 | NT | 2050 | TWh | 338 | Sub_sector | Households | Space heating | Households (heating) | Energetic | households_heating_final_demand_oil | Liquids | EU | Energy demand | 0 | FEC
BE | TYNDP2026 | NT | 2050 | TWh | 339 | Sub_sector | Households | Space heating | Households (heating) | Energetic | households_heating_final_demand_other | Others | EU | Energy demand | 0 | FEC
BE | TYNDP2026 | NT | 2050 | TWh | 340 | Sub_sector | Households | Space heating | Households (heating) | Energetic | households_heating_final_demand_ammonia | Ammonia | EU | Energy demand | 0 | FEC
BE | TYNDP2026 | NT | 2050 | TWh | 343 | Sub_sector | Households | Cooling | Households (cooling) | Energetic | households_cooling_final_demand_electricity | Electricity | EU | Energy demand | 0.068641 | FEC
BE | TYNDP2026 | NT | 2050 | TWh | 344 | Sub_sector | Households | Cooling | Households (cooling) | Energetic | households_cooling_final_demand_hydrogen | Hydrogen | EU | Energy demand | 0 | FEC
BE | TYNDP2026 | NT | 2050 | TWh | 345 | Sub_sector | Households | Cooling | Households (cooling) | Energetic | households_cooling_final_demand_methane | Methane | EU | Energy demand | 0 | FEC
BE | TYNDP2026 | NT | 2050 | TWh | 346 | Sub_sector | Households | Cooling | Households (cooling) | Energetic | households_cooling_final_demand_heat | Heat | EU | Energy demand | 0 | FEC
BE | TYNDP2026 | NT | 2050 | TWh | 347 | Sub_sector | Households | Cooling | Households (cooling) | Energetic | households_cooling_final_demand_biomass | Biomass | EU | Energy demand | 0 | FEC
BE | TYNDP2026 | NT | 2050 | TWh | 348 | Sub_sector | Households | Cooling | Households (cooling) | Energetic | households_cooling_final_demand_coal | Solids | EU | Energy demand | 0 | FEC
BE | TYNDP2026 | NT | 2050 | TWh | 349 | Sub_sector | Households | Cooling | Households (cooling) | Energetic | households_cooling_final_demand_oil | Liquids | EU | Energy demand | 0 | FEC
BE | TYNDP2026 | NT | 2050 | TWh | 350 | Sub_sector | Households | Cooling | Households (cooling) | Energetic | households_cooling_final_demand_other | Others | EU | Energy demand | 0 | FEC
BE | TYNDP2026 | NT | 2050 | TWh | 351 | Sub_sector | Households | Cooling | Households (cooling) | Energetic | households_cooling_final_demand_ammonia | Ammonia | EU | Energy demand | 0 | FEC
BE | TYNDP2026 | NT | 2050 | TWh | 354 | Sub_sector | Households | Hot water | Households (hot water) | Energetic | households_hot_water_final_demand_electricity | Electricity | EU | Energy demand | 3.3283 | FEC
BE | TYNDP2026 | NT | 2050 | TWh | 355 | Sub_sector | Households | Hot water | Households (hot water) | Energetic | households_hot_water_final_demand_hydrogen | Hydrogen | EU | Energy demand | 0 | FEC
BE | TYNDP2026 | NT | 2050 | TWh | 356 | Sub_sector | Households | Hot water | Households (hot water) | Energetic | households_hot_water_final_demand_methane | Methane | EU | Energy demand | 2.831 | FEC
BE | TYNDP2026 | NT | 2050 | TWh | 357 | Sub_sector | Households | Hot water | Households (hot water) | Energetic | households_hot_water_final_demand_heat | Heat | EU | Energy demand | 0.92651 | FEC
BE | TYNDP2026 | NT | 2050 | TWh | 358 | Sub_sector | Households | Hot water | Households (hot water) | Energetic | households_hot_water_final_demand_biomass | Biomass | EU | Energy demand | 0.56495 | FEC
BE | TYNDP2026 | NT | 2050 | TWh | 359 | Sub_sector | Households | Hot water | Households (hot water) | Energetic | households_hot_water_final_demand_coal | Solids | EU | Energy demand | 0 | FEC
BE | TYNDP2026 | NT | 2050 | TWh | 360 | Sub_sector | Households | Hot water | Households (hot water) | Energetic | households_hot_water_final_demand_oil | Liquids | EU | Energy demand | 0 | FEC
BE | TYNDP2026 | NT | 2050 | TWh | 361 | Sub_sector | Households | Hot water | Households (hot water) | Energetic | households_hot_water_final_demand_other | Others | EU | Energy demand | 0.23653 | FEC
BE | TYNDP2026 | NT | 2050 | TWh | 362 | Sub_sector | Households | Hot water | Households (hot water) | Energetic | households_hot_water_final_demand_ammonia | Ammonia | EU | Energy demand | 0 | FEC
BE | TYNDP2026 | NT | 2050 | TWh | 365 | Sub_sector | Households | Appliances | Households (appliances) | Energetic | households_appliances_final_demand_electricity | Electricity | EU | Energy demand | 10.6649 | FEC
BE | TYNDP2026 | NT | 2050 | TWh | 366 | Sub_sector | Households | Appliances | Households (appliances) | Energetic | households_appliances_final_demand_hydrogen | Hydrogen | EU | Energy demand | 0 | FEC
BE | TYNDP2026 | NT | 2050 | TWh | 367 | Sub_sector | Households | Appliances | Households (appliances) | Energetic | households_appliances_final_demand_methane | Methane | EU | Energy demand | 0 | FEC
BE | TYNDP2026 | NT | 2050 | TWh | 368 | Sub_sector | Households | Appliances | Households (appliances) | Energetic | households_appliances_final_demand_heat | Heat | EU | Energy demand | 0 | FEC
BE | TYNDP2026 | NT | 2050 | TWh | 369 | Sub_sector | Households | Appliances | Households (appliances) | Energetic | households_appliances_final_demand_biomass | Biomass | EU | Energy demand | 0 | FEC
BE | TYNDP2026 | NT | 2050 | TWh | 370 | Sub_sector | Households | Appliances | Households (appliances) | Energetic | households_appliances_final_demand_coal | Solids | EU | Energy demand | 0 | FEC
BE | TYNDP2026 | NT | 2050 | TWh | 371 | Sub_sector | Households | Appliances | Households (appliances) | Energetic | households_appliances_final_demand_oil | Liquids | EU | Energy demand | 0 | FEC
BE | TYNDP2026 | NT | 2050 | TWh | 372 | Sub_sector | Households | Appliances | Households (appliances) | Energetic | households_appliances_final_demand_other | Others | EU | Energy demand | 0 | FEC
BE | TYNDP2026 | NT | 2050 | TWh | 373 | Sub_sector | Households | Appliances | Households (appliances) | Energetic | households_appliances_final_demand_ammonia | Ammonia | EU | Energy demand | 0 | FEC
BE | TYNDP2026 | NT | 2050 | TWh | 375 | Sub_sector | Buildings | Space heating | Buildings (heat) | Energetic | buildings_heat_final_demand_electricity | Electricity | EU | Energy demand | 8.401 | FEC
BE | TYNDP2026 | NT | 2050 | TWh | 376 | Sub_sector | Buildings | Space heating | Buildings (heat) | Energetic | buildings_heat_final_demand_hydrogen | Hydrogen | EU | Energy demand | 0 | FEC
BE | TYNDP2026 | NT | 2050 | TWh | 377 | Sub_sector | Buildings | Space heating | Buildings (heat) | Energetic | buildings_heat_final_demand_methane | Methane | EU | Energy demand | 1.2428 | FEC
BE | TYNDP2026 | NT | 2050 | TWh | 378 | Sub_sector | Buildings | Space heating | Buildings (heat) | Energetic | buildings_heat_final_demand_heat | Heat | EU | Energy demand | 1.1349 | FEC
BE | TYNDP2026 | NT | 2050 | TWh | 379 | Sub_sector | Buildings | Space heating | Buildings (heat) | Energetic | buildings_heat_final_demand_biomass | Biomass | EU | Energy demand | 0.12582 | FEC
BE | TYNDP2026 | NT | 2050 | TWh | 380 | Sub_sector | Buildings | Space heating | Buildings (heat) | Energetic | buildings_heat_final_demand_coal | Solids | EU | Energy demand | 0 | FEC
BE | TYNDP2026 | NT | 2050 | TWh | 381 | Sub_sector | Buildings | Space heating | Buildings (heat) | Energetic | buildings_heat_final_demand_oil | Liquids | EU | Energy demand | 0 | FEC
BE | TYNDP2026 | NT | 2050 | TWh | 382 | Sub_sector | Buildings | Space heating | Buildings (heat) | Energetic | buildings_heat_final_demand_other | Others | EU | Energy demand | 0.0015008 | FEC
BE | TYNDP2026 | NT | 2050 | TWh | 383 | Sub_sector | Buildings | Space heating | Buildings (heat) | Energetic | buildings_heat_final_demand_ammonia | Ammonia | EU | Energy demand | 0 | FEC
BE | TYNDP2026 | NT | 2050 | TWh | 386 | Sub_sector | Buildings | Cooling | Buildings (cooling) | Energetic | buildings_cooling_final_demand_electricity | Electricity | EU | Energy demand | 1.0365 | FEC
BE | TYNDP2026 | NT | 2050 | TWh | 387 | Sub_sector | Buildings | Cooling | Buildings (cooling) | Energetic | buildings_cooling_final_demand_hydrogen | Hydrogen | EU | Energy demand | 0 | FEC
BE | TYNDP2026 | NT | 2050 | TWh | 388 | Sub_sector | Buildings | Cooling | Buildings (cooling) | Energetic | buildings_cooling_final_demand_methane | Methane | EU | Energy demand | 0 | FEC
BE | TYNDP2026 | NT | 2050 | TWh | 389 | Sub_sector | Buildings | Cooling | Buildings (cooling) | Energetic | buildings_cooling_final_demand_heat | Heat | EU | Energy demand | 0 | FEC
BE | TYNDP2026 | NT | 2050 | TWh | 390 | Sub_sector | Buildings | Cooling | Buildings (cooling) | Energetic | buildings_cooling_final_demand_biomass | Biomass | EU | Energy demand | 0 | FEC
BE | TYNDP2026 | NT | 2050 | TWh | 391 | Sub_sector | Buildings | Cooling | Buildings (cooling) | Energetic | buildings_cooling_final_demand_coal | Solids | EU | Energy demand | 0 | FEC
BE | TYNDP2026 | NT | 2050 | TWh | 392 | Sub_sector | Buildings | Cooling | Buildings (cooling) | Energetic | buildings_cooling_final_demand_oil | Liquids | EU | Energy demand | 0 | FEC
BE | TYNDP2026 | NT | 2050 | TWh | 393 | Sub_sector | Buildings | Cooling | Buildings (cooling) | Energetic | buildings_cooling_final_demand_other | Others | EU | Energy demand | 0 | FEC
BE | TYNDP2026 | NT | 2050 | TWh | 394 | Sub_sector | Buildings | Cooling | Buildings (cooling) | Energetic | buildings_cooling_final_demand_ammonia | Ammonia | EU | Energy demand | 0 | FEC
BE | TYNDP2026 | NT | 2050 | TWh | 397 | Sub_sector | Buildings | Appliances | Buildings (appliances) | Energetic | buildings_appliances_final_demand_electricity | Electricity | EU | Energy demand | 8.5952 | FEC
BE | TYNDP2026 | NT | 2050 | TWh | 398 | Sub_sector | Buildings | Appliances | Buildings (appliances) | Energetic | buildings_appliances_final_demand_hydrogen | Hydrogen | EU | Energy demand | 0 | FEC
BE | TYNDP2026 | NT | 2050 | TWh | 399 | Sub_sector | Buildings | Appliances | Buildings (appliances) | Energetic | buildings_appliances_final_demand_methane | Methane | EU | Energy demand | 4.0217 | FEC
BE | TYNDP2026 | NT | 2050 | TWh | 400 | Sub_sector | Buildings | Appliances | Buildings (appliances) | Energetic | buildings_appliances_final_demand_heat | Heat | EU | Energy demand | 0 | FEC
BE | TYNDP2026 | NT | 2050 | TWh | 401 | Sub_sector | Buildings | Appliances | Buildings (appliances) | Energetic | buildings_appliances_final_demand_biomass | Biomass | EU | Energy demand | 0 | FEC
BE | TYNDP2026 | NT | 2050 | TWh | 402 | Sub_sector | Buildings | Appliances | Buildings (appliances) | Energetic | buildings_appliances_final_demand_coal | Solids | EU | Energy demand | 0 | FEC
BE | TYNDP2026 | NT | 2050 | TWh | 403 | Sub_sector | Buildings | Appliances | Buildings (appliances) | Energetic | buildings_appliances_final_demand_oil | Liquids | EU | Energy demand | 0 | FEC
BE | TYNDP2026 | NT | 2050 | TWh | 404 | Sub_sector | Buildings | Appliances | Buildings (appliances) | Energetic | buildings_appliances_final_demand_other | Others | EU | Energy demand | 0 | FEC
BE | TYNDP2026 | NT | 2050 | TWh | 405 | Sub_sector | Buildings | Appliances | Buildings (appliances) | Energetic | buildings_appliances_final_demand_ammonia | Ammonia | EU | Energy demand | 0 | FEC
BE | TYNDP2026 | NT | 2050 | TWh | 407 | Sub_sector | Buildings | Datacenters | Datacenters & ICT | Energetic | datacentres_final_demand_electricity_energetic | Electricity | EU | Energy demand | 11.0912 | FEC
BE | TYNDP2026 | NT | 2050 | TWh | 408 | Sub_sector | Buildings | Datacenters | Datacenters & ICT | Energetic | datacentres_final_demand_hydrogen_energetic | Hydrogen | EU | Energy demand | 0 | FEC
BE | TYNDP2026 | NT | 2050 | TWh | 409 | Sub_sector | Buildings | Datacenters | Datacenters & ICT | Energetic | datacentres_final_demand_methane_energetic | Methane | EU | Energy demand | 0 | FEC
BE | TYNDP2026 | NT | 2050 | TWh | 410 | Sub_sector | Buildings | Datacenters | Datacenters & ICT | Energetic | datacentres_final_demand_heat_energetic | Heat | EU | Energy demand | 0 | FEC
BE | TYNDP2026 | NT | 2050 | TWh | 411 | Sub_sector | Buildings | Datacenters | Datacenters & ICT | Energetic | datacentres_final_demand_biomass_energetic | Biomass | EU | Energy demand | 0 | FEC
BE | TYNDP2026 | NT | 2050 | TWh | 412 | Sub_sector | Buildings | Datacenters | Datacenters & ICT | Energetic | datacentres_final_demand_coal_energetic | Solids | EU | Energy demand | 0 | FEC
BE | TYNDP2026 | NT | 2050 | TWh | 413 | Sub_sector | Buildings | Datacenters | Datacenters & ICT | Energetic | datacentres_final_demand_oil_energetic | Liquids | EU | Energy demand | 0 | FEC
BE | TYNDP2026 | NT | 2050 | TWh | 414 | Sub_sector | Buildings | Datacenters | Datacenters & ICT | Energetic | datacentres_final_demand_other_energetic | Others | EU | Energy demand | 0 | FEC
BE | TYNDP2026 | NT | 2050 | TWh | 415 | Sub_sector | Buildings | Datacenters | Datacenters & ICT | Energetic | datacentres_final_demand_ammonia_energetic | Ammonia | EU | Energy demand | 0 | FEC
BE | TYNDP2026 | NT | 2050 | TWh | 417 | Sub_sector | Transport | Others_Sector | Others_Sector | Energetic | other_final_demand_electricity_energetic | Electricity | EU | Energy demand | 0.0502 | FEC
BE | TYNDP2026 | NT | 2050 | TWh | 418 | Sub_sector | Transport | Others_Sector | Others_Sector | Energetic | other_final_demand_hydrogen_energetic | Hydrogen | EU | Energy demand | 0 | FEC
BE | TYNDP2026 | NT | 2050 | TWh | 419 | Sub_sector | Transport | Pipeline Transport | Others_Sector | Energetic | other_final_demand_methane_energetic | Methane | EU | Energy demand | 0.33863 | FEC
BE | TYNDP2026 | NT | 2050 | TWh | 420 | Sub_sector | Transport | Others_Sector | Others_Sector | Energetic | other_final_demand_heat_energetic | Heat | EU | Energy demand | 0 | FEC
BE | TYNDP2026 | NT | 2050 | TWh | 421 | Sub_sector | Transport | Others_Sector | Others_Sector | Energetic | other_final_demand_biomass_energetic | Biomass | EU | Energy demand | 0 | FEC
BE | TYNDP2026 | NT | 2050 | TWh | 422 | Sub_sector | Transport | Others_Sector | Others_Sector | Energetic | other_final_demand_coal_energetic | Solids | EU | Energy demand | 0 | FEC
BE | TYNDP2026 | NT | 2050 | TWh | 423 | Sub_sector | Transport | Others_Sector | Others_Sector | Energetic | other_final_demand_oil_energetic | Liquids | EU | Energy demand | 0.46062 | FEC
BE | TYNDP2026 | NT | 2050 | TWh | 424 | Sub_sector | Others_Sector | Others_Sector | Others_Sector | Non-energetic | other_final_demand_oil_non_energetic | Liquids | EU | Energy demand | 0.28583 | not_included_in_FEC
BE | TYNDP2026 | NT | 2050 | TWh | 425 | Sub_sector | Transport | Others_Sector | Others_Sector | Energetic | other_final_demand_other_energetic | Others | EU | Energy demand | 0 | FEC
BE | TYNDP2026 | NT | 2050 | TWh | 426 | Sub_sector | Transport | Others_Sector | Others_Sector | Energetic | other_final_demand_ammonia_energetic | Ammonia | EU | Energy demand | 0 | FEC
BE | TYNDP2026 | NT | 2050 | TWh | 427 | Sub_sector | Industry | Surplus_Heat_in_Industry | Surplus_Heat_in_Industry | Energetic | final_demand_of_industry_unused_local_production_steam_hot_water | Heat | EU | Energy demand | 0.36857 | FEC
BE | TYNDP2026 | NT | 2050 | TWh | 429 | Sub_sector | Agriculture | Total | Agriculture | Energetic | agriculture_final_demand_electricity_energetic | Electricity | EU | Energy demand | 2.3076 | FEC
BE | TYNDP2026 | NT | 2050 | TWh | 430 | Sub_sector | Agriculture | Total | Agriculture | Energetic | agriculture_final_demand_hydrogen_energetic | Hydrogen | EU | Energy demand | 0.39911 | FEC
BE | TYNDP2026 | NT | 2050 | TWh | 431 | Sub_sector | Agriculture | Total | Agriculture | Energetic | agriculture_final_demand_methane_energetic | Methane | EU | Energy demand | 3.6718 | FEC
BE | TYNDP2026 | NT | 2050 | TWh | 432 | Sub_sector | Agriculture | Total | Agriculture | Energetic | agriculture_final_demand_heat_energetic | Heat | EU | Energy demand | 0.14368 | FEC
BE | TYNDP2026 | NT | 2050 | TWh | 433 | Sub_sector | Agriculture | Total | Agriculture | Energetic | agriculture_final_demand_biomass_energetic | Biomass | EU | Energy demand | 0.18885 | FEC
BE | TYNDP2026 | NT | 2050 | TWh | 434 | Sub_sector | Agriculture | Total | Agriculture | Energetic | agriculture_final_demand_coal_energetic | Solids | EU | Energy demand | 0 | FEC
BE | TYNDP2026 | NT | 2050 | TWh | 435 | Sub_sector | Agriculture | Total | Agriculture | Energetic | agriculture_final_demand_oil_energetic | Liquids | EU | Energy demand | 0.45545 | FEC
BE | TYNDP2026 | NT | 2050 | TWh | 436 | Sub_sector | Agriculture | Total | Agriculture | Energetic | agriculture_final_demand_other_energetic | Others | EU | Energy demand | 0 | FEC
BE | TYNDP2026 | NT | 2050 | TWh | 437 | Sub_sector | Agriculture | Total | Agriculture | Energetic | agriculture_final_demand_ammonia_energetic | Ammonia | EU | Energy demand | 0 | FEC
BE | TYNDP2026 | NT | 2050 | TWh | 447 | Sub_sector | Buildings | Surplus Energy | Buildings | Energetic | GAP | Electricity | EU | Energy demand | 0 | FEC
BE | TYNDP2026 | NT | 2050 | TWh | 448 | Sub_sector | Buildings | Surplus Energy | Buildings | Energetic | GAP | Hydrogen | EU | Energy demand | 0 | FEC
BE | TYNDP2026 | NT | 2050 | TWh | 449 | Sub_sector | Buildings | Surplus Energy | Buildings | Energetic | GAP | Methane | EU | Energy demand | 0 | FEC
BE | TYNDP2026 | NT | 2050 | TWh | 450 | Sub_sector | Buildings | Surplus Energy | Buildings | Energetic | GAP | Heat | EU | Energy demand | 0 | FEC
BE | TYNDP2026 | NT | 2050 | TWh | 451 | Sub_sector | Buildings | Surplus Energy | Buildings | Energetic | GAP | Biomass | EU | Energy demand | 0.0086477 | FEC
BE | TYNDP2026 | NT | 2050 | TWh | 452 | Sub_sector | Buildings | Surplus Energy | Buildings | Energetic | GAP | Solids | EU | Energy demand | 0 | FEC
BE | TYNDP2026 | NT | 2050 | TWh | 453 | Sub_sector | Buildings | Surplus Energy | Buildings | Energetic | GAP | Liquids | EU | Energy demand | 1.0222 | FEC
BE | TYNDP2026 | NT | 2050 | TWh | 454 | Sub_sector | Buildings | Surplus Energy | Buildings | Energetic | GAP | Others | EU | Energy demand | 0 | FEC
BE | TYNDP2026 | NT | 2050 | TWh | 455 | Sub_sector | Buildings | Surplus Energy | Buildings | Energetic | GAP | Ammonia | EU | Energy demand | 0 | FEC
BE | TYNDP2026 | NT | 2050 | TWh | 456 | Sub_sector | Households | Surplus Energy | Households | Energetic | GAP | Electricity | EU | Energy demand | 0 | FEC
BE | TYNDP2026 | NT | 2050 | TWh | 457 | Sub_sector | Households | Surplus Energy | Households | Energetic | GAP | Hydrogen | EU | Energy demand | 0 | FEC
BE | TYNDP2026 | NT | 2050 | TWh | 458 | Sub_sector | Households | Surplus Energy | Households | Energetic | GAP | Methane | EU | Energy demand | 0 | FEC
BE | TYNDP2026 | NT | 2050 | TWh | 459 | Sub_sector | Households | Surplus Energy | Households | Energetic | GAP | Heat | EU | Energy demand | 0 | FEC
BE | TYNDP2026 | NT | 2050 | TWh | 460 | Sub_sector | Households | Surplus Energy | Households | Energetic | GAP | Biomass | EU | Energy demand | 0 | FEC
BE | TYNDP2026 | NT | 2050 | TWh | 461 | Sub_sector | Households | Surplus Energy | Households | Energetic | GAP | Solids | EU | Energy demand | 0 | FEC
BE | TYNDP2026 | NT | 2050 | TWh | 462 | Sub_sector | Households | Surplus Energy | Households | Energetic | GAP | Liquids | EU | Energy demand | 0 | FEC
BE | TYNDP2026 | NT | 2050 | TWh | 463 | Sub_sector | Households | Surplus Energy | Households | Energetic | GAP | Others | EU | Energy demand | 0 | FEC
BE | TYNDP2026 | NT | 2050 | TWh | 464 | Sub_sector | Households | Surplus Energy | Households | Energetic | GAP | Ammonia | EU | Energy demand | 0 | FEC
BE | TYNDP2026 | HEV | 2035 | TWh | 102 | Sub_sector | Industry | Aluminium | Industry (aluminium) | Energetic | industry_aluminium_demand_electricity_energetic | Electricity | EU | Energy demand | 0 | FEC
BE | TYNDP2026 | HEV | 2035 | TWh | 103 | Sub_sector | Industry | Aluminium | Industry (aluminium) | Energetic | industry_aluminium_demand_hydrogen_energetic | Hydrogen | EU | Energy demand | 0 | FEC
BE | TYNDP2026 | HEV | 2035 | TWh | 104 | Sub_sector | Industry | Aluminium | Industry (aluminium) | Energetic | industry_aluminium_demand_methane_energetic | Methane | EU | Energy demand | 0 | FEC
BE | TYNDP2026 | HEV | 2035 | TWh | 105 | Sub_sector | Industry | Aluminium | Industry (aluminium) | Energetic | industry_aluminium_demand_heat_energetic | Heat | EU | Energy demand | 0 | FEC
BE | TYNDP2026 | HEV | 2035 | TWh | 106 | Sub_sector | Industry | Aluminium | Industry (aluminium) | Energetic | industry_aluminium_demand_biomass_energetic | Biomass | EU | Energy demand | 0 | FEC
BE | TYNDP2026 | HEV | 2035 | TWh | 107 | Sub_sector | Industry | Aluminium | Industry (aluminium) | Energetic | industry_aluminium_demand_coal_energetic | Solids | EU | Energy demand | 0 | FEC
BE | TYNDP2026 | HEV | 2035 | TWh | 108 | Sub_sector | Industry | Aluminium | Industry (aluminium) | Energetic | industry_aluminium_demand_oil_energetic | Liquids | EU | Energy demand | 0 | FEC
BE | TYNDP2026 | HEV | 2035 | TWh | 109 | Sub_sector | Industry | Aluminium | Industry (aluminium) | Energetic | industry_aluminium_demand_others_energetic | Others | EU | Energy demand | 0 | FEC
BE | TYNDP2026 | HEV | 2035 | TWh | 110 | Sub_sector | Industry | Aluminium | Industry (aluminium) | Energetic | industry_ammonia_demand_others_energetic | Ammonia | EU | Energy demand | 0 | FEC
BE | TYNDP2026 | HEV | 2035 | TWh | 112 | Sub_sector | Industry | Chemicals | Industry (chemicals, energetic) | Energetic | industry_chemical_demand_electricity_energetic | Electricity | EU | Energy demand | 20.8914 | FEC
BE | TYNDP2026 | HEV | 2035 | TWh | 113 | Sub_sector | Industry | Chemicals | Industry (chemicals, energetic) | Energetic | industry_chemical_demand_hydrogen_energetic | Hydrogen | EU | Energy demand | 0.62185 | FEC
BE | TYNDP2026 | HEV | 2035 | TWh | 114 | Sub_sector | Industry | Chemicals | Industry (chemicals, energetic) | Energetic | industry_chemical_demand_methane_energetic | Methane | EU | Energy demand | 8.7358 | FEC
BE | TYNDP2026 | HEV | 2035 | TWh | 115 | Sub_sector | Industry | Chemicals | Industry (chemicals, energetic) | Energetic | industry_chemical_demand_heat_energetic | Heat | EU | Energy demand | 4.1868 | FEC
BE | TYNDP2026 | HEV | 2035 | TWh | 116 | Sub_sector | Industry | Chemicals | Industry (chemicals, energetic) | Energetic | industry_chemical_demand_biomass_energetic | Biomass | EU | Energy demand | 0.6978 | FEC
BE | TYNDP2026 | HEV | 2035 | TWh | 117 | Sub_sector | Industry | Chemicals | Industry (chemicals, energetic) | Energetic | industry_chemical_demand_coal_energetic | Solids | EU | Energy demand | 0 | FEC
BE | TYNDP2026 | HEV | 2035 | TWh | 118 | Sub_sector | Industry | Chemicals | Industry (chemicals, energetic) | Energetic | industry_chemical_demand_oil_energetic | Liquids | EU | Energy demand | 8.8193 | FEC
BE | TYNDP2026 | HEV | 2035 | TWh | 119 | Sub_sector | Industry | Chemicals | Industry (chemicals, energetic) | Energetic | industry_chemical_demand_others_energetic | Others | EU | Energy demand | 0 | FEC
BE | TYNDP2026 | HEV | 2035 | TWh | 120 | Sub_sector | Industry | Chemicals | Industry (chemicals, energetic) | Energetic | industry_chemical_demand_ammonia_energetic | Ammonia | EU | Energy demand | 0 | FEC
BE | TYNDP2026 | HEV | 2035 | TWh | 122 | Sub_sector | Industry | Chemicals | Industry (chemicals, non-energetic) | Non-energetic | industry_chemical_demand_electricity_non_energetic | Electricity | EU | Energy demand | 0 | not_included_in_FEC
BE | TYNDP2026 | HEV | 2035 | TWh | 123 | Sub_sector | Industry | Chemicals | Industry (chemicals, non-energetic) | Non-energetic | industry_chemical_demand_hydrogen_non_energetic | Hydrogen | EU | Energy demand | 16.3183 | not_included_in_FEC
BE | TYNDP2026 | HEV | 2035 | TWh | 124 | Sub_sector | Industry | Chemicals | Industry (chemicals, non-energetic) | Non-energetic | industry_chemical_demand_methane_non_energetic | Methane | EU | Energy demand | 1.6318 | not_included_in_FEC
BE | TYNDP2026 | HEV | 2035 | TWh | 125 | Sub_sector | Industry | Chemicals | Industry (chemicals, non-energetic) | Non-energetic | industry_chemical_demand_heat_non_energetic | Heat | EU | Energy demand | 0 | not_included_in_FEC
BE | TYNDP2026 | HEV | 2035 | TWh | 126 | Sub_sector | Industry | Chemicals | Industry (chemicals, non-energetic) | Non-energetic | industry_chemical_demand_biomass_non_energetic | Biomass | EU | Energy demand | 0 | not_included_in_FEC
BE | TYNDP2026 | HEV | 2035 | TWh | 127 | Sub_sector | Industry | Chemicals | Industry (chemicals, non-energetic) | Non-energetic | industry_chemical_demand_coal_non_energetic | Solids | EU | Energy demand | 0 | not_included_in_FEC
BE | TYNDP2026 | HEV | 2035 | TWh | 128 | Sub_sector | Industry | Chemicals | Industry (chemicals, non-energetic) | Non-energetic | industry_chemical_demand_oil_non_energetic | Liquids | EU | Energy demand | 63.6413 | not_included_in_FEC
BE | TYNDP2026 | HEV | 2035 | TWh | 129 | Sub_sector | Industry | Chemicals | Industry (chemicals, non-energetic) | Non-energetic | industry_chemical_demand_others_non_energetic | Others | EU | Energy demand | 0 | not_included_in_FEC
BE | TYNDP2026 | HEV | 2035 | TWh | 130 | Sub_sector | Industry | Chemicals | Industry (chemicals, non-energetic) | Non-energetic | industry_chemical_demand_ammonia_non_energetic | Ammonia | EU | Energy demand | 0 | not_included_in_FEC
BE | TYNDP2026 | HEV | 2035 | TWh | 132 | Sub_sector | Industry | Fertilizers | Industry (fertilizers, energetic) | Energetic | industry_fertilizers_demand_electricity_energetic | Electricity | EU | Energy demand | 0.21708 | FEC
BE | TYNDP2026 | HEV | 2035 | TWh | 133 | Sub_sector | Industry | Fertilizers | Industry (fertilizers, energetic) | Energetic | industry_fertilizers_demand_hydrogen_energetic | Hydrogen | EU | Energy demand | 0 | FEC
BE | TYNDP2026 | HEV | 2035 | TWh | 134 | Sub_sector | Industry | Fertilizers | Industry (fertilizers, energetic) | Energetic | industry_fertilizers_demand_methane_energetic | Methane | EU | Energy demand | 0.88642 | FEC
BE | TYNDP2026 | HEV | 2035 | TWh | 135 | Sub_sector | Industry | Fertilizers | Industry (fertilizers, energetic) | Energetic | industry_fertilizers_demand_heat_energetic | Heat | EU | Energy demand | 0 | FEC
BE | TYNDP2026 | HEV | 2035 | TWh | 136 | Sub_sector | Industry | Fertilizers | Industry (fertilizers, energetic) | Energetic | industry_fertilizers_demand_biomass_energetic | Biomass | EU | Energy demand | 0 | FEC
BE | TYNDP2026 | HEV | 2035 | TWh | 137 | Sub_sector | Industry | Fertilizers | Industry (fertilizers, energetic) | Energetic | industry_fertilizers_demand_coal_energetic | Solids | EU | Energy demand | 0 | FEC
BE | TYNDP2026 | HEV | 2035 | TWh | 138 | Sub_sector | Industry | Fertilizers | Industry (fertilizers, energetic) | Energetic | industry_fertilizers_demand_oil_energetic | Liquids | EU | Energy demand | 0 | FEC
BE | TYNDP2026 | HEV | 2035 | TWh | 139 | Sub_sector | Industry | Fertilizers | Industry (fertilizers, energetic) | Energetic | industry_fertilizers_demand_others_energetic | Others | EU | Energy demand | 0 | FEC
BE | TYNDP2026 | HEV | 2035 | TWh | 140 | Sub_sector | Industry | Fertilizers | Industry (fertilizers, energetic) | Energetic | industry_fertilizers_demand_ammonia_energetic | Ammonia | EU | Energy demand | 0 | FEC
BE | TYNDP2026 | HEV | 2035 | TWh | 142 | Sub_sector | Industry | Fertilizers | Industry (fertilizers, non-energetic) | Non-energetic | industry_fertilizers_demand_electricity_non_energetic | Electricity | EU | Energy demand | 0 | not_included_in_FEC
BE | TYNDP2026 | HEV | 2035 | TWh | 143 | Sub_sector | Industry | Fertilizers | Industry (fertilizers, non-energetic) | Non-energetic | industry_fertilizers_demand_hydrogen_non_energetic | Hydrogen | EU | Energy demand | 1.25 | not_included_in_FEC
BE | TYNDP2026 | HEV | 2035 | TWh | 144 | Sub_sector | Industry | Fertilizers | Industry (fertilizers, non-energetic) | Non-energetic | industry_fertilizers_demand_methane_non_energetic | Methane | EU | Energy demand | 0 | not_included_in_FEC
BE | TYNDP2026 | HEV | 2035 | TWh | 145 | Sub_sector | Industry | Fertilizers | Industry (fertilizers, non-energetic) | Non-energetic | industry_fertilizers_demand_heat_non_energetic | Heat | EU | Energy demand | 0 | not_included_in_FEC
BE | TYNDP2026 | HEV | 2035 | TWh | 146 | Sub_sector | Industry | Fertilizers | Industry (fertilizers, non-energetic) | Non-energetic | industry_fertilizers_demand_biomass_non_energetic | Biomass | EU | Energy demand | 0 | not_included_in_FEC
BE | TYNDP2026 | HEV | 2035 | TWh | 147 | Sub_sector | Industry | Fertilizers | Industry (fertilizers, non-energetic) | Non-energetic | industry_fertilizers_demand_coal_non_energetic | Solids | EU | Energy demand | 0 | not_included_in_FEC
BE | TYNDP2026 | HEV | 2035 | TWh | 148 | Sub_sector | Industry | Fertilizers | Industry (fertilizers, non-energetic) | Non-energetic | industry_fertilizers_demand_oil_non_energetic | Liquids | EU | Energy demand | 0 | not_included_in_FEC
BE | TYNDP2026 | HEV | 2035 | TWh | 149 | Sub_sector | Industry | Fertilizers | Industry (fertilizers, non-energetic) | Non-energetic | industry_fertilizers_demand_others_non_energetic | Others | EU | Energy demand | 0 | not_included_in_FEC
BE | TYNDP2026 | HEV | 2035 | TWh | 150 | Sub_sector | Industry | Fertilizers | Industry (fertilizers, non-energetic) | Non-energetic | industry_fertilizers_demand_ammonia_non_energetic | Ammonia | EU | Energy demand | 3.2625 | not_included_in_FEC
BE | TYNDP2026 | HEV | 2035 | TWh | 152 | Sub_sector | Industry | Food | Industry (food) | Energetic | industry_food_demand_electricity_energetic | Electricity | EU | Energy demand | 10.496 | FEC
BE | TYNDP2026 | HEV | 2035 | TWh | 153 | Sub_sector | Industry | Food | Industry (food) | Energetic | industry_food_demand_hydrogen_energetic | Hydrogen | EU | Energy demand | 0 | FEC
BE | TYNDP2026 | HEV | 2035 | TWh | 154 | Sub_sector | Industry | Food | Industry (food) | Energetic | industry_food_demand_methane_energetic | Methane | EU | Energy demand | 8.1706 | FEC
BE | TYNDP2026 | HEV | 2035 | TWh | 155 | Sub_sector | Industry | Food | Industry (food) | Energetic | industry_food_demand_heat_energetic | Heat | EU | Energy demand | 0.62165 | FEC
BE | TYNDP2026 | HEV | 2035 | TWh | 156 | Sub_sector | Industry | Food | Industry (food) | Energetic | industry_food_demand_biomass_energetic | Biomass | EU | Energy demand | 0.77707 | FEC
BE | TYNDP2026 | HEV | 2035 | TWh | 157 | Sub_sector | Industry | Food | Industry (food) | Energetic | industry_food_demand_coal_energetic | Solids | EU | Energy demand | 0 | FEC
BE | TYNDP2026 | HEV | 2035 | TWh | 158 | Sub_sector | Industry | Food | Industry (food) | Energetic | industry_food_demand_oil_energetic | Liquids | EU | Energy demand | 0 | FEC
BE | TYNDP2026 | HEV | 2035 | TWh | 159 | Sub_sector | Industry | Food | Industry (food) | Energetic | industry_food_demand_others_energetic | Others | EU | Energy demand | 0 | FEC
BE | TYNDP2026 | HEV | 2035 | TWh | 160 | Sub_sector | Industry | Food | Industry (food) | Energetic | industry_food_demand_ammonia_energetic | Ammonia | EU | Energy demand | 0 | FEC
BE | TYNDP2026 | HEV | 2035 | TWh | 162 | Sub_sector | Industry | Metals | Industry (metal) | Energetic | industry_metal_demand_electricity_energetic | Electricity | EU | Energy demand | 2.0648 | FEC
BE | TYNDP2026 | HEV | 2035 | TWh | 163 | Sub_sector | Industry | Metals | Industry (metal) | Energetic | industry_metal_demand_hydrogen_energetic | Hydrogen | EU | Energy demand | 0 | FEC
BE | TYNDP2026 | HEV | 2035 | TWh | 164 | Sub_sector | Industry | Metals | Industry (metal) | Energetic | industry_metal_demand_methane_energetic | Methane | EU | Energy demand | 1.3542 | FEC
BE | TYNDP2026 | HEV | 2035 | TWh | 165 | Sub_sector | Industry | Metals | Industry (metal) | Energetic | industry_metal_demand_heat_energetic | Heat | EU | Energy demand | 0 | FEC
BE | TYNDP2026 | HEV | 2035 | TWh | 166 | Sub_sector | Industry | Metals | Industry (metal) | Energetic | industry_metal_demand_biomass_energetic | Biomass | EU | Energy demand | 0 | FEC
BE | TYNDP2026 | HEV | 2035 | TWh | 167 | Sub_sector | Industry | Metals | Industry (metal) | Energetic | industry_metal_demand_coal_energetic | Solids | EU | Energy demand | 0 | FEC
BE | TYNDP2026 | HEV | 2035 | TWh | 168 | Sub_sector | Industry | Metals | Industry (metal) | Energetic | industry_metal_demand_oil_energetic | Liquids | EU | Energy demand | 0.0034056 | FEC
BE | TYNDP2026 | HEV | 2035 | TWh | 169 | Sub_sector | Industry | Metals | Industry (metal) | Energetic | industry_metal_demand_others_energetic | Others | EU | Energy demand | 0 | FEC
BE | TYNDP2026 | HEV | 2035 | TWh | 170 | Sub_sector | Industry | Metals | Industry (metal) | Energetic | industry_metal_demand_ammonia_energetic | Ammonia | EU | Energy demand | 0 | FEC
BE | TYNDP2026 | HEV | 2035 | TWh | 172 | Sub_sector | Industry | Others | Industry (other, energetic) | Energetic | industry_other_demand_electricity_energetic | Electricity | EU | Energy demand | 15.4894 | FEC
BE | TYNDP2026 | HEV | 2035 | TWh | 173 | Sub_sector | Industry | Others | Industry (other, energetic) | Energetic | industry_other_demand_hydrogen_energetic | Hydrogen | EU | Energy demand | 1.6996 | FEC
BE | TYNDP2026 | HEV | 2035 | TWh | 174 | Sub_sector | Industry | Others | Industry (other, energetic) | Energetic | industry_other_demand_methane_energetic | Methane | EU | Energy demand | 11.1071 | FEC
BE | TYNDP2026 | HEV | 2035 | TWh | 175 | Sub_sector | Industry | Others | Industry (other, energetic) | Energetic | industry_other_demand_heat_energetic | Heat | EU | Energy demand | 0.33674 | FEC
BE | TYNDP2026 | HEV | 2035 | TWh | 176 | Sub_sector | Industry | Others | Industry (other, energetic) | Energetic | industry_other_demand_biomass_energetic | Biomass | EU | Energy demand | 3.7042 | FEC
BE | TYNDP2026 | HEV | 2035 | TWh | 177 | Sub_sector | Industry | Others | Industry (other, energetic) | Energetic | industry_other_demand_coal_energetic | Solids | EU | Energy demand | 0.66856 | FEC
BE | TYNDP2026 | HEV | 2035 | TWh | 178 | Sub_sector | Industry | Others | Industry (other, energetic) | Energetic | industry_other_demand_oil_energetic | Liquids | EU | Energy demand | 0.66856 | FEC
BE | TYNDP2026 | HEV | 2035 | TWh | 179 | Sub_sector | Industry | Others | Industry (other, energetic) | Energetic | industry_other_demand_others_energetic | Others | EU | Energy demand | 0 | FEC
BE | TYNDP2026 | HEV | 2035 | TWh | 180 | Sub_sector | Industry | Others | Industry (other, energetic) | Energetic | industry_other_demand_ammonia_energetic | Ammonia | EU | Energy demand | 0 | FEC
BE | TYNDP2026 | HEV | 2035 | TWh | 182 | Sub_sector | Industry | Others | Industry (other, non-energetic) | Non-energetic | industry_other_demand_electricity_non_energetic | Electricity | EU | Energy demand | 0 | not_included_in_FEC
BE | TYNDP2026 | HEV | 2035 | TWh | 183 | Sub_sector | Industry | Others | Industry (other, non-energetic) | Non-energetic | industry_other_demand_hydrogen_non_energetic | Hydrogen | EU | Energy demand | 0.69933 | not_included_in_FEC
BE | TYNDP2026 | HEV | 2035 | TWh | 184 | Sub_sector | Industry | Others | Industry (other, non-energetic) | Non-energetic | industry_other_demand_methane_non_energetic | Methane | EU | Energy demand | 0.069933 | not_included_in_FEC
BE | TYNDP2026 | HEV | 2035 | TWh | 185 | Sub_sector | Industry | Others | Industry (other, non-energetic) | Non-energetic | industry_other_demand_heat_non_energetic | Heat | EU | Energy demand | 0 | not_included_in_FEC
BE | TYNDP2026 | HEV | 2035 | TWh | 186 | Sub_sector | Industry | Others | Industry (other, non-energetic) | Non-energetic | industry_other_demand_biomass_non_energetic | Biomass | EU | Energy demand | 0 | not_included_in_FEC
BE | TYNDP2026 | HEV | 2035 | TWh | 187 | Sub_sector | Industry | Others | Industry (other, non-energetic) | Non-energetic | industry_other_demand_coal_non_energetic | Solids | EU | Energy demand | 0 | not_included_in_FEC
BE | TYNDP2026 | HEV | 2035 | TWh | 188 | Sub_sector | Industry | Others | Industry (other, non-energetic) | Non-energetic | industry_other_demand_oil_non_energetic | Liquids | EU | Energy demand | 2.7274 | not_included_in_FEC
BE | TYNDP2026 | HEV | 2035 | TWh | 189 | Sub_sector | Industry | Others | Industry (other, non-energetic) | Non-energetic | industry_other_demand_others_non_energetic | Others | EU | Energy demand | 0 | not_included_in_FEC
BE | TYNDP2026 | HEV | 2035 | TWh | 190 | Sub_sector | Industry | Others | Industry (other, non-energetic) | Non-energetic | industry_other_demand_ammonia_non_energetic | Ammonia | EU | Energy demand | 0 | not_included_in_FEC
BE | TYNDP2026 | HEV | 2035 | TWh | 192 | Sub_sector | Industry | Paper | Industry (paper) | Energetic | industry_paper_demand_electricity_energetic | Electricity | EU | Energy demand | 2.9302 | FEC
BE | TYNDP2026 | HEV | 2035 | TWh | 193 | Sub_sector | Industry | Paper | Industry (paper) | Energetic | industry_paper_demand_hydrogen_energetic | Hydrogen | EU | Energy demand | 0 | FEC
BE | TYNDP2026 | HEV | 2035 | TWh | 194 | Sub_sector | Industry | Paper | Industry (paper) | Energetic | industry_paper_demand_methane_energetic | Methane | EU | Energy demand | 1.143 | FEC
BE | TYNDP2026 | HEV | 2035 | TWh | 195 | Sub_sector | Industry | Paper | Industry (paper) | Energetic | industry_paper_demand_heat_energetic | Heat | EU | Energy demand | 0.33713 | FEC
BE | TYNDP2026 | HEV | 2035 | TWh | 196 | Sub_sector | Industry | Paper | Industry (paper) | Energetic | industry_paper_demand_biomass_energetic | Biomass | EU | Energy demand | 3.2626 | FEC
BE | TYNDP2026 | HEV | 2035 | TWh | 197 | Sub_sector | Industry | Paper | Industry (paper) | Energetic | industry_paper_demand_coal_energetic | Solids | EU | Energy demand | 0 | FEC
BE | TYNDP2026 | HEV | 2035 | TWh | 198 | Sub_sector | Industry | Paper | Industry (paper) | Energetic | industry_paper_demand_oil_energetic | Liquids | EU | Energy demand | 0 | FEC
BE | TYNDP2026 | HEV | 2035 | TWh | 199 | Sub_sector | Industry | Paper | Industry (paper) | Energetic | industry_paper_demand_others_energetic | Others | EU | Energy demand | 0 | FEC
BE | TYNDP2026 | HEV | 2035 | TWh | 200 | Sub_sector | Industry | Paper | Industry (paper) | Energetic | industry_paper_demand_ammonia_energetic | Ammonia | EU | Energy demand | 0 | FEC
BE | TYNDP2026 | HEV | 2035 | TWh | 202 | Sub_sector | Industry | Refineries | Industry (refineries, energetic) | Energetic | industry_refinery_demand_electricity_energetic | Electricity | EU | Energy demand | 1.5423 | not_included_in_FEC
BE | TYNDP2026 | HEV | 2035 | TWh | 203 | Sub_sector | Industry | Refineries | Industry (refineries, energetic) | Energetic | industry_refinery_demand_hydrogen_energetic | Hydrogen | EU | Energy demand | 0.39022 | not_included_in_FEC
BE | TYNDP2026 | HEV | 2035 | TWh | 204 | Sub_sector | Industry | Refineries | Industry (refineries, energetic) | Energetic | industry_refinery_demand_methane_energetic | Methane | EU | Energy demand | 9.3411 | not_included_in_FEC
BE | TYNDP2026 | HEV | 2035 | TWh | 205 | Sub_sector | Industry | Refineries | Industry (refineries, energetic) | Energetic | industry_refinery_demand_heat_energetic | Heat | EU | Energy demand | 0 | not_included_in_FEC
BE | TYNDP2026 | HEV | 2035 | TWh | 206 | Sub_sector | Industry | Refineries | Industry (refineries, energetic) | Energetic | industry_refinery_demand_biomass_energetic | Biomass | EU | Energy demand | 0.43789 | not_included_in_FEC
BE | TYNDP2026 | HEV | 2035 | TWh | 207 | Sub_sector | Industry | Refineries | Industry (refineries, energetic) | Energetic | industry_refinery_demand_coal_energetic | Solids | EU | Energy demand | 0 | not_included_in_FEC
BE | TYNDP2026 | HEV | 2035 | TWh | 208 | Sub_sector | Industry | Refineries | Industry (refineries, energetic) | Energetic | industry_refinery_demand_oil_energetic | Liquids | EU | Energy demand | 10.1289 | not_included_in_FEC
BE | TYNDP2026 | HEV | 2035 | TWh | 209 | Sub_sector | Industry | Refineries | Industry (refineries, energetic) | Energetic | industry_refinery_demand_others_energetic | Others | EU | Energy demand | 0 | not_included_in_FEC
BE | TYNDP2026 | HEV | 2035 | TWh | 210 | Sub_sector | Industry | Refineries | Industry (refineries, energetic) | Energetic | industry_refinery_demand_ammonia_energetic | Ammonia | EU | Energy demand | 0 | not_included_in_FEC
BE | TYNDP2026 | HEV | 2035 | TWh | 212 | Sub_sector | Industry | Refineries | Industry (refineries, non-energetic) | Non-energetic | industry_refinery_demand_electricity_non_energetic | Electricity | EU | Energy demand | 0 | not_included_in_FEC
BE | TYNDP2026 | HEV | 2035 | TWh | 213 | Sub_sector | Industry | Refineries | Industry (refineries, non-energetic) | Non-energetic | industry_refinery_demand_hydrogen_non_energetic | Hydrogen | EU | Energy demand | 0 | not_included_in_FEC
BE | TYNDP2026 | HEV | 2035 | TWh | 214 | Sub_sector | Industry | Refineries | Industry (refineries, non-energetic) | Non-energetic | industry_refinery_demand_methane_non_energetic | Methane | EU | Energy demand | 0 | not_included_in_FEC
BE | TYNDP2026 | HEV | 2035 | TWh | 215 | Sub_sector | Industry | Refineries | Industry (refineries, non-energetic) | Non-energetic | industry_refinery_demand_heat_non_energetic | Heat | EU | Energy demand | 0 | not_included_in_FEC
BE | TYNDP2026 | HEV | 2035 | TWh | 216 | Sub_sector | Industry | Refineries | Industry (refineries, non-energetic) | Non-energetic | industry_refinery_demand_biomass_non_energetic | Biomass | EU | Energy demand | 0 | not_included_in_FEC
BE | TYNDP2026 | HEV | 2035 | TWh | 217 | Sub_sector | Industry | Refineries | Industry (refineries, non-energetic) | Non-energetic | industry_refinery_demand_coal_non_energetic | Solids | EU | Energy demand | 0 | not_included_in_FEC
BE | TYNDP2026 | HEV | 2035 | TWh | 218 | Sub_sector | Industry | Refineries | Industry (refineries, non-energetic) | Non-energetic | industry_refinery_demand_oil_non_energetic | Liquids | EU | Energy demand | 0 | not_included_in_FEC
BE | TYNDP2026 | HEV | 2035 | TWh | 219 | Sub_sector | Industry | Refineries | Industry (refineries, non-energetic) | Non-energetic | industry_refinery_demand_others_non_energetic | Others | EU | Energy demand | 0 | not_included_in_FEC
BE | TYNDP2026 | HEV | 2035 | TWh | 220 | Sub_sector | Industry | Refineries | Industry (refineries, non-energetic) | Non-energetic | industry_refinery_demand_ammonia_non_energetic | Ammonia | EU | Energy demand | 0 | not_included_in_FEC
BE | TYNDP2026 | HEV | 2035 | TWh | 222 | Sub_sector | Industry | Steel | Industry (steel) | Energetic | industry_steel_demand_electricity_energetic | Electricity | EU | Energy demand | 7.4176 | FEC
BE | TYNDP2026 | HEV | 2035 | TWh | 223 | Sub_sector | Industry | Steel | Industry (steel) | Energetic | industry_steel_demand_hydrogen_energetic | Hydrogen | EU | Energy demand | 0 | FEC
BE | TYNDP2026 | HEV | 2035 | TWh | 224 | Sub_sector | Industry | Steel | Industry (steel) | Energetic | industry_steel_demand_methane_energetic | Methane | EU | Energy demand | 13.8021 | FEC
BE | TYNDP2026 | HEV | 2035 | TWh | 225 | Sub_sector | Industry | Steel | Industry (steel) | Energetic | industry_steel_demand_heat_energetic | Heat | EU | Energy demand | 0 | FEC
BE | TYNDP2026 | HEV | 2035 | TWh | 226 | Sub_sector | Industry | Steel | Industry (steel) | Energetic | industry_steel_demand_biomass_energetic | Biomass | EU | Energy demand | 0 | FEC
BE | TYNDP2026 | HEV | 2035 | TWh | 227 | Sub_sector | Industry | Steel | Industry (steel) | Energetic | industry_steel_demand_coal_energetic | Solids | EU | Energy demand | 1.4173 | FEC
BE | TYNDP2026 | HEV | 2035 | TWh | 228 | Sub_sector | Industry | Steel | Industry (steel) | Energetic | industry_steel_demand_oil_energetic | Liquids | EU | Energy demand | 0.048255 | FEC
BE | TYNDP2026 | HEV | 2035 | TWh | 229 | Sub_sector | Industry | Steel | Industry (steel) | Energetic | industry_steel_demand_others_energetic | Others | EU | Energy demand | 0 | FEC
BE | TYNDP2026 | HEV | 2035 | TWh | 230 | Sub_sector | Industry | Steel | Industry (steel) | Energetic | industry_steel_demand_ammonia_energetic | Ammonia | EU | Energy demand | 0 | FEC
BE | TYNDP2026 | HEV | 2035 | TWh | 232 | Sub_sector | Transport | Cars | Transport (cars) | Energetic | transport_cars_final_demand_electricity | Electricity | EU | Energy demand | 10.8165 | FEC
BE | TYNDP2026 | HEV | 2035 | TWh | 233 | Sub_sector | Transport | Cars | Transport (cars) | Energetic | transport_cars_final_demand_hydrogen | Hydrogen | EU | Energy demand | 0 | FEC
BE | TYNDP2026 | HEV | 2035 | TWh | 234 | Sub_sector | Transport | Cars | Transport (cars) | Energetic | transport_cars_final_demand_methane | Methane | EU | Energy demand | 0 | FEC
BE | TYNDP2026 | HEV | 2035 | TWh | 235 | Sub_sector | Transport | Cars | Transport (cars) | Energetic | transport_cars_final_demand_heat | Heat | EU | Energy demand | 0 | FEC
BE | TYNDP2026 | HEV | 2035 | TWh | 236 | Sub_sector | Transport | Cars | Transport (cars) | Energetic | transport_cars_final_demand_biomass | Biomass | EU | Energy demand | 0 | FEC
BE | TYNDP2026 | HEV | 2035 | TWh | 237 | Sub_sector | Transport | Cars | Transport (cars) | Energetic | transport_cars_final_demand_coal | Solids | EU | Energy demand | 0 | FEC
BE | TYNDP2026 | HEV | 2035 | TWh | 238 | Sub_sector | Transport | Cars | Transport (cars) | Energetic | transport_cars_final_demand_oil | Liquids | EU | Energy demand | 24.5755 | FEC
BE | TYNDP2026 | HEV | 2035 | TWh | 239 | Sub_sector | Transport | Cars | Transport (cars) | Energetic | transport_cars_final_demand_other | Others | EU | Energy demand | 0 | FEC
BE | TYNDP2026 | HEV | 2035 | TWh | 240 | Sub_sector | Transport | Cars | Transport (cars) | Energetic | transport_cars_final_demand_ammonia | Ammonia | EU | Energy demand | 0 | FEC
BE | TYNDP2026 | HEV | 2035 | TWh | 242 | Sub_sector | Transport | Busses | Transport (busses) | Energetic | transport_busses_final_demand_electricity | Electricity | EU | Energy demand | 1.2815 | FEC
BE | TYNDP2026 | HEV | 2035 | TWh | 243 | Sub_sector | Transport | Busses | Transport (busses) | Energetic | transport_busses_final_demand_hydrogen | Hydrogen | EU | Energy demand | 0 | FEC
BE | TYNDP2026 | HEV | 2035 | TWh | 244 | Sub_sector | Transport | Busses | Transport (busses) | Energetic | transport_busses_final_demand_methane | Methane | EU | Energy demand | 0 | FEC
BE | TYNDP2026 | HEV | 2035 | TWh | 245 | Sub_sector | Transport | Busses | Transport (busses) | Energetic | transport_busses_final_demand_heat | Heat | EU | Energy demand | 0 | FEC
BE | TYNDP2026 | HEV | 2035 | TWh | 246 | Sub_sector | Transport | Busses | Transport (busses) | Energetic | transport_busses_final_demand_biomass | Biomass | EU | Energy demand | 0 | FEC
BE | TYNDP2026 | HEV | 2035 | TWh | 247 | Sub_sector | Transport | Busses | Transport (busses) | Energetic | transport_busses_final_demand_coal | Solids | EU | Energy demand | 0 | FEC
BE | TYNDP2026 | HEV | 2035 | TWh | 248 | Sub_sector | Transport | Busses | Transport (busses) | Energetic | transport_busses_final_demand_oil | Liquids | EU | Energy demand | 2.6828 | FEC
BE | TYNDP2026 | HEV | 2035 | TWh | 249 | Sub_sector | Transport | Busses | Transport (busses) | Energetic | transport_busses_final_demand_other | Others | EU | Energy demand | 0 | FEC
BE | TYNDP2026 | HEV | 2035 | TWh | 250 | Sub_sector | Transport | Busses | Transport (busses) | Energetic | transport_busses_final_demand_ammonia | Ammonia | EU | Energy demand | 0 | FEC
BE | TYNDP2026 | HEV | 2035 | TWh | 252 | Sub_sector | Transport | Trucks | Transport (trucks) | Energetic | transport_trucks_final_demand_electricity | Electricity | EU | Energy demand | 2.4025 | FEC
BE | TYNDP2026 | HEV | 2035 | TWh | 253 | Sub_sector | Transport | Trucks | Transport (trucks) | Energetic | transport_trucks_final_demand_hydrogen | Hydrogen | EU | Energy demand | 0.28073 | FEC
BE | TYNDP2026 | HEV | 2035 | TWh | 254 | Sub_sector | Transport | Trucks | Transport (trucks) | Energetic | transport_trucks_final_demand_methane | Methane | EU | Energy demand | 0.34374 | FEC
BE | TYNDP2026 | HEV | 2035 | TWh | 255 | Sub_sector | Transport | Trucks | Transport (trucks) | Energetic | transport_trucks_final_demand_heat | Heat | EU | Energy demand | 0 | FEC
BE | TYNDP2026 | HEV | 2035 | TWh | 256 | Sub_sector | Transport | Trucks | Transport (trucks) | Energetic | transport_trucks_final_demand_biomass | Biomass | EU | Energy demand | 0 | FEC
BE | TYNDP2026 | HEV | 2035 | TWh | 257 | Sub_sector | Transport | Trucks | Transport (trucks) | Energetic | transport_trucks_final_demand_coal | Solids | EU | Energy demand | 0 | FEC
BE | TYNDP2026 | HEV | 2035 | TWh | 258 | Sub_sector | Transport | Trucks | Transport (trucks) | Energetic | transport_trucks_final_demand_oil | Liquids | EU | Energy demand | 14.0266 | FEC
BE | TYNDP2026 | HEV | 2035 | TWh | 259 | Sub_sector | Transport | Trucks | Transport (trucks) | Energetic | transport_trucks_final_demand_other | Others | EU | Energy demand | 0 | FEC
BE | TYNDP2026 | HEV | 2035 | TWh | 260 | Sub_sector | Transport | Trucks | Transport (trucks) | Energetic | transport_trucks_final_demand_ammonia | Ammonia | EU | Energy demand | 0 | FEC
BE | TYNDP2026 | HEV | 2035 | TWh | 262 | Sub_sector | Transport | Vans | Transport (vans) | Energetic | transport_vans_final_demand_electricity | Electricity | EU | Energy demand | 1.8896 | FEC
BE | TYNDP2026 | HEV | 2035 | TWh | 263 | Sub_sector | Transport | Vans | Transport (vans) | Energetic | transport_vans_final_demand_hydrogen | Hydrogen | EU | Energy demand | 0 | FEC
BE | TYNDP2026 | HEV | 2035 | TWh | 264 | Sub_sector | Transport | Vans | Transport (vans) | Energetic | transport_vans_final_demand_methane | Methane | EU | Energy demand | 0 | FEC
BE | TYNDP2026 | HEV | 2035 | TWh | 265 | Sub_sector | Transport | Vans | Transport (vans) | Energetic | transport_vans_final_demand_heat | Heat | EU | Energy demand | 0 | FEC
BE | TYNDP2026 | HEV | 2035 | TWh | 266 | Sub_sector | Transport | Vans | Transport (vans) | Energetic | transport_vans_final_demand_biomass | Biomass | EU | Energy demand | 0 | FEC
BE | TYNDP2026 | HEV | 2035 | TWh | 267 | Sub_sector | Transport | Vans | Transport (vans) | Energetic | transport_vans_final_demand_coal | Solids | EU | Energy demand | 0 | FEC
BE | TYNDP2026 | HEV | 2035 | TWh | 268 | Sub_sector | Transport | Vans | Transport (vans) | Energetic | transport_vans_final_demand_oil | Liquids | EU | Energy demand | 4.3724 | FEC
BE | TYNDP2026 | HEV | 2035 | TWh | 269 | Sub_sector | Transport | Vans | Transport (vans) | Energetic | transport_vans_final_demand_other | Others | EU | Energy demand | 0 | FEC
BE | TYNDP2026 | HEV | 2035 | TWh | 270 | Sub_sector | Transport | Vans | Transport (vans) | Energetic | transport_vans_final_demand_ammonia | Ammonia | EU | Energy demand | 0 | FEC
BE | TYNDP2026 | HEV | 2035 | TWh | 272 | Sub_sector | Transport | Freight trains | Transport (trains) | Energetic | transport_trains_final_demand_electricity | Electricity | EU | Energy demand | 2.4471 | FEC
BE | TYNDP2026 | HEV | 2035 | TWh | 273 | Sub_sector | Transport | Freight trains | Transport (trains) | Energetic | transport_trains_final_demand_hydrogen | Hydrogen | EU | Energy demand | 0 | FEC
BE | TYNDP2026 | HEV | 2035 | TWh | 274 | Sub_sector | Transport | Freight trains | Transport (trains) | Energetic | transport_trains_final_demand_methane | Methane | EU | Energy demand | 0 | FEC
BE | TYNDP2026 | HEV | 2035 | TWh | 275 | Sub_sector | Transport | Freight trains | Transport (trains) | Energetic | transport_trains_final_demand_heat | Heat | EU | Energy demand | 0 | FEC
BE | TYNDP2026 | HEV | 2035 | TWh | 276 | Sub_sector | Transport | Freight trains | Transport (trains) | Energetic | transport_trains_final_demand_biomass | Biomass | EU | Energy demand | 0 | FEC
BE | TYNDP2026 | HEV | 2035 | TWh | 277 | Sub_sector | Transport | Freight trains | Transport (trains) | Energetic | transport_trains_final_demand_coal | Solids | EU | Energy demand | 0.00093896 | FEC
BE | TYNDP2026 | HEV | 2035 | TWh | 278 | Sub_sector | Transport | Freight trains | Transport (trains) | Energetic | transport_trains_final_demand_oil | Liquids | EU | Energy demand | 0.38039 | FEC
BE | TYNDP2026 | HEV | 2035 | TWh | 279 | Sub_sector | Transport | Freight trains | Transport (trains) | Energetic | transport_trains_final_demand_other | Others | EU | Energy demand | 0 | FEC
BE | TYNDP2026 | HEV | 2035 | TWh | 280 | Sub_sector | Transport | Freight trains | Transport (trains) | Energetic | transport_trains_final_demand_ammonia | Ammonia | EU | Energy demand | 0 | FEC
BE | TYNDP2026 | HEV | 2035 | TWh | 282 | Sub_sector | Transport | Ships | Transport (ships) | Energetic | transport_ships_final_demand_electricity | Electricity | EU | Energy demand | 0 | FEC
BE | TYNDP2026 | HEV | 2035 | TWh | 283 | Sub_sector | Transport | Ships | Transport (ships) | Energetic | transport_ships_final_demand_hydrogen | Hydrogen | EU | Energy demand | 0 | FEC
BE | TYNDP2026 | HEV | 2035 | TWh | 284 | Sub_sector | Transport | Ships | Transport (ships) | Energetic | transport_ships_final_demand_methane | Methane | EU | Energy demand | 0.013616 | FEC
BE | TYNDP2026 | HEV | 2035 | TWh | 285 | Sub_sector | Transport | Ships | Transport (ships) | Energetic | transport_ships_final_demand_heat | Heat | EU | Energy demand | 0 | FEC
BE | TYNDP2026 | HEV | 2035 | TWh | 286 | Sub_sector | Transport | Ships | Transport (ships) | Energetic | transport_ships_final_demand_biomass | Biomass | EU | Energy demand | 0 | FEC
BE | TYNDP2026 | HEV | 2035 | TWh | 287 | Sub_sector | Transport | Ships | Transport (ships) | Energetic | transport_ships_final_demand_coal | Solids | EU | Energy demand | 0 | FEC
BE | TYNDP2026 | HEV | 2035 | TWh | 288 | Sub_sector | Transport | Ships | Transport (ships) | Energetic | transport_ships_final_demand_oil | Liquids | EU | Energy demand | 0.89236 | FEC
BE | TYNDP2026 | HEV | 2035 | TWh | 289 | Sub_sector | Transport | Ships | Transport (ships) | Energetic | transport_ships_final_demand_other | Others | EU | Energy demand | 0 | FEC
BE | TYNDP2026 | HEV | 2035 | TWh | 290 | Sub_sector | Transport | Ships | Transport (ships) | Energetic | transport_ships_final_demand_ammonia | Ammonia | EU | Energy demand | 0 | FEC
BE | TYNDP2026 | HEV | 2035 | TWh | 292 | Sub_sector | Transport | Planes | Transport (planes) | Energetic | transport_planes_final_demand_electricity | Electricity | EU | Energy demand | 0 | FEC
BE | TYNDP2026 | HEV | 2035 | TWh | 293 | Sub_sector | Transport | Planes | Transport (planes) | Energetic | transport_planes_final_demand_hydrogen | Hydrogen | EU | Energy demand | 0 | FEC
BE | TYNDP2026 | HEV | 2035 | TWh | 294 | Sub_sector | Transport | Planes | Transport (planes) | Energetic | transport_planes_final_demand_methane | Methane | EU | Energy demand | 0 | FEC
BE | TYNDP2026 | HEV | 2035 | TWh | 295 | Sub_sector | Transport | Planes | Transport (planes) | Energetic | transport_planes_final_demand_heat | Heat | EU | Energy demand | 0 | FEC
BE | TYNDP2026 | HEV | 2035 | TWh | 296 | Sub_sector | Transport | Planes | Transport (planes) | Energetic | transport_planes_final_demand_biomass | Biomass | EU | Energy demand | 0 | FEC
BE | TYNDP2026 | HEV | 2035 | TWh | 297 | Sub_sector | Transport | Planes | Transport (planes) | Energetic | transport_planes_final_demand_coal | Solids | EU | Energy demand | 0 | FEC
BE | TYNDP2026 | HEV | 2035 | TWh | 298 | Sub_sector | Transport | Planes | Transport (planes) | Energetic | transport_planes_final_demand_oil | Liquids | EU | Energy demand | 0.036938 | FEC
BE | TYNDP2026 | HEV | 2035 | TWh | 299 | Sub_sector | Transport | Planes | Transport (planes) | Energetic | transport_planes_final_demand_other | Others | EU | Energy demand | 0 | FEC
BE | TYNDP2026 | HEV | 2035 | TWh | 300 | Sub_sector | Transport | Planes | Transport (planes) | Energetic | transport_planes_final_demand_ammonia | Ammonia | EU | Energy demand | 0 | FEC
BE | TYNDP2026 | HEV | 2035 | TWh | 302 | Sub_sector | Transport | Others | Transport (others) | Energetic | transport_other_final_demand_electricity | Electricity | EU | Energy demand | 0.056786 | FEC
BE | TYNDP2026 | HEV | 2035 | TWh | 303 | Sub_sector | Transport | Others | Transport (others) | Energetic | transport_other_final_demand_hydrogen | Hydrogen | EU | Energy demand | 0 | FEC
BE | TYNDP2026 | HEV | 2035 | TWh | 304 | Sub_sector | Transport | Others | Transport (others) | Energetic | transport_other_final_demand_methane | Methane | EU | Energy demand | 0 | FEC
BE | TYNDP2026 | HEV | 2035 | TWh | 305 | Sub_sector | Transport | Others | Transport (others) | Energetic | transport_other_final_demand_heat | Heat | EU | Energy demand | 0 | FEC
BE | TYNDP2026 | HEV | 2035 | TWh | 306 | Sub_sector | Transport | Others | Transport (others) | Energetic | transport_other_final_demand_biomass | Biomass | EU | Energy demand | 0 | FEC
BE | TYNDP2026 | HEV | 2035 | TWh | 307 | Sub_sector | Transport | Others | Transport (others) | Energetic | transport_other_final_demand_coal | Solids | EU | Energy demand | 0 | FEC
BE | TYNDP2026 | HEV | 2035 | TWh | 308 | Sub_sector | Transport | Others | Transport (others) | Energetic | transport_other_final_demand_oil | Liquids | EU | Energy demand | 0.26363 | FEC
BE | TYNDP2026 | HEV | 2035 | TWh | 309 | Sub_sector | Transport | Others | Transport (others) | Energetic | transport_other_final_demand_other | Others | EU | Energy demand | 0 | FEC
BE | TYNDP2026 | HEV | 2035 | TWh | 310 | Sub_sector | Transport | Others | Transport (others) | Energetic | transport_other_final_demand_ammonia | Ammonia | EU | Energy demand | 0 | FEC
BE | TYNDP2026 | HEV | 2035 | TWh | 312 | Sub_sector | International transport | International aviation | Transport (int. aviation) | Energetic | transport_int_aviation_final_demand_electricity | Electricity | EU | Energy demand | 0 | FEC
BE | TYNDP2026 | HEV | 2035 | TWh | 313 | Sub_sector | International transport | International aviation | Transport (int. aviation) | Energetic | transport_int_aviation_final_demand_hydrogen | Hydrogen | EU | Energy demand | 0 | FEC
BE | TYNDP2026 | HEV | 2035 | TWh | 314 | Sub_sector | International transport | International aviation | Transport (int. aviation) | Energetic | transport_int_aviation_final_demand_methane | Methane | EU | Energy demand | 0 | FEC
BE | TYNDP2026 | HEV | 2035 | TWh | 315 | Sub_sector | International transport | International aviation | Transport (int. aviation) | Energetic | transport_int_aviation_final_demand_heat | Heat | EU | Energy demand | 0 | FEC
BE | TYNDP2026 | HEV | 2035 | TWh | 316 | Sub_sector | International transport | International aviation | Transport (int. aviation) | Energetic | transport_int_aviation_final_demand_biofuels | Biomass | EU | Energy demand | 0 | FEC
BE | TYNDP2026 | HEV | 2035 | TWh | 317 | Sub_sector | International transport | International aviation | Transport (int. aviation) | Energetic | transport_int_aviation_final_demand_coal | Solids | EU | Energy demand | 0 | FEC
BE | TYNDP2026 | HEV | 2035 | TWh | 318 | Sub_sector | International transport | International aviation | Transport (int. aviation) | Energetic | transport_int_aviation_final_demand_oil | Liquids | EU | Energy demand | 22.8031 | FEC
BE | TYNDP2026 | HEV | 2035 | TWh | 319 | Sub_sector | International transport | International aviation | Transport (int. aviation) | Energetic | transport_int_aviation_final_demand_other | Others | EU | Energy demand | 0 | FEC
BE | TYNDP2026 | HEV | 2035 | TWh | 320 | Sub_sector | International transport | International aviation | Transport (int. aviation) | Energetic | transport_int_aviation_final_demand_ammonia | Ammonia | EU | Energy demand | 0 | FEC
BE | TYNDP2026 | HEV | 2035 | TWh | 322 | Sub_sector | International transport | International shipping | Transport (int. shipping) | Energetic | transport_int_shipping_final_demand_electricity | Electricity | EU | Energy demand | 0 | not_included_in_FEC
BE | TYNDP2026 | HEV | 2035 | TWh | 323 | Sub_sector | International transport | International shipping | Transport (int. shipping) | Energetic | transport_int_shipping_final_demand_hydrogen | Hydrogen | EU | Energy demand | 0 | not_included_in_FEC
BE | TYNDP2026 | HEV | 2035 | TWh | 324 | Sub_sector | International transport | International shipping | Transport (int. shipping) | Energetic | transport_int_shipping_final_demand_methane | Methane | EU | Energy demand | 6.415 | not_included_in_FEC
BE | TYNDP2026 | HEV | 2035 | TWh | 325 | Sub_sector | International transport | International shipping | Transport (int. shipping) | Energetic | transport_int_shipping_final_demand_heat | Heat | EU | Energy demand | 0 | not_included_in_FEC
BE | TYNDP2026 | HEV | 2035 | TWh | 326 | Sub_sector | International transport | International shipping | Transport (int. shipping) | Energetic | transport_int_shipping_final_demand_biofuels | Biomass | EU | Energy demand | 0 | not_included_in_FEC
BE | TYNDP2026 | HEV | 2035 | TWh | 327 | Sub_sector | International transport | International shipping | Transport (int. shipping) | Energetic | transport_int_shipping_final_demand_coal | Solids | EU | Energy demand | 0 | not_included_in_FEC
BE | TYNDP2026 | HEV | 2035 | TWh | 328 | Sub_sector | International transport | International shipping | Transport (int. shipping) | Energetic | transport_int_shipping_final_demand_oil | Liquids | EU | Energy demand | 79.0444 | not_included_in_FEC
BE | TYNDP2026 | HEV | 2035 | TWh | 329 | Sub_sector | International transport | International shipping | Transport (int. shipping) | Energetic | transport_int_shipping_final_demand_other | Others | EU | Energy demand | 0 | not_included_in_FEC
BE | TYNDP2026 | HEV | 2035 | TWh | 330 | Sub_sector | International transport | International shipping | Transport (int. shipping) | Energetic | transport_int_shipping_final_demand_ammonia | Ammonia | EU | Energy demand | 4.5425 | not_included_in_FEC
BE | TYNDP2026 | HEV | 2035 | TWh | 332 | Sub_sector | Households | Space heating | Households (heating) | Energetic | households_heating_final_demand_electricity | Electricity | EU | Energy demand | 8.9849 | FEC
BE | TYNDP2026 | HEV | 2035 | TWh | 333 | Sub_sector | Households | Space heating | Households (heating) | Energetic | households_heating_final_demand_hydrogen | Hydrogen | EU | Energy demand | 0 | FEC
BE | TYNDP2026 | HEV | 2035 | TWh | 334 | Sub_sector | Households | Space heating | Households (heating) | Energetic | households_heating_final_demand_methane | Methane | EU | Energy demand | 23.9217 | FEC
BE | TYNDP2026 | HEV | 2035 | TWh | 335 | Sub_sector | Households | Space heating | Households (heating) | Energetic | households_heating_final_demand_heat | Heat | EU | Energy demand | 0.84452 | FEC
BE | TYNDP2026 | HEV | 2035 | TWh | 336 | Sub_sector | Households | Space heating | Households (heating) | Energetic | households_heating_final_demand_biomass | Biomass | EU | Energy demand | 6.3103 | FEC
BE | TYNDP2026 | HEV | 2035 | TWh | 337 | Sub_sector | Households | Space heating | Households (heating) | Energetic | households_heating_final_demand_coal | Solids | EU | Energy demand | 0 | FEC
BE | TYNDP2026 | HEV | 2035 | TWh | 338 | Sub_sector | Households | Space heating | Households (heating) | Energetic | households_heating_final_demand_oil | Liquids | EU | Energy demand | 7.8448 | FEC
BE | TYNDP2026 | HEV | 2035 | TWh | 339 | Sub_sector | Households | Space heating | Households (heating) | Energetic | households_heating_final_demand_other | Others | EU | Energy demand | 0 | FEC
BE | TYNDP2026 | HEV | 2035 | TWh | 340 | Sub_sector | Households | Space heating | Households (heating) | Energetic | households_heating_final_demand_ammonia | Ammonia | EU | Energy demand | 0 | FEC
BE | TYNDP2026 | HEV | 2035 | TWh | 343 | Sub_sector | Households | Cooling | Households (cooling) | Energetic | households_cooling_final_demand_electricity | Electricity | EU | Energy demand | 0.064493 | FEC
BE | TYNDP2026 | HEV | 2035 | TWh | 344 | Sub_sector | Households | Cooling | Households (cooling) | Energetic | households_cooling_final_demand_hydrogen | Hydrogen | EU | Energy demand | 0 | FEC
BE | TYNDP2026 | HEV | 2035 | TWh | 345 | Sub_sector | Households | Cooling | Households (cooling) | Energetic | households_cooling_final_demand_methane | Methane | EU | Energy demand | 0 | FEC
BE | TYNDP2026 | HEV | 2035 | TWh | 346 | Sub_sector | Households | Cooling | Households (cooling) | Energetic | households_cooling_final_demand_heat | Heat | EU | Energy demand | 0 | FEC
BE | TYNDP2026 | HEV | 2035 | TWh | 347 | Sub_sector | Households | Cooling | Households (cooling) | Energetic | households_cooling_final_demand_biomass | Biomass | EU | Energy demand | 0 | FEC
BE | TYNDP2026 | HEV | 2035 | TWh | 348 | Sub_sector | Households | Cooling | Households (cooling) | Energetic | households_cooling_final_demand_coal | Solids | EU | Energy demand | 0 | FEC
BE | TYNDP2026 | HEV | 2035 | TWh | 349 | Sub_sector | Households | Cooling | Households (cooling) | Energetic | households_cooling_final_demand_oil | Liquids | EU | Energy demand | 0 | FEC
BE | TYNDP2026 | HEV | 2035 | TWh | 350 | Sub_sector | Households | Cooling | Households (cooling) | Energetic | households_cooling_final_demand_other | Others | EU | Energy demand | 0 | FEC
BE | TYNDP2026 | HEV | 2035 | TWh | 351 | Sub_sector | Households | Cooling | Households (cooling) | Energetic | households_cooling_final_demand_ammonia | Ammonia | EU | Energy demand | 0 | FEC
BE | TYNDP2026 | HEV | 2035 | TWh | 354 | Sub_sector | Households | Hot water | Households (hot water) | Energetic | households_hot_water_final_demand_electricity | Electricity | EU | Energy demand | 2.2585 | FEC
BE | TYNDP2026 | HEV | 2035 | TWh | 355 | Sub_sector | Households | Hot water | Households (hot water) | Energetic | households_hot_water_final_demand_hydrogen | Hydrogen | EU | Energy demand | 0 | FEC
BE | TYNDP2026 | HEV | 2035 | TWh | 356 | Sub_sector | Households | Hot water | Households (hot water) | Energetic | households_hot_water_final_demand_methane | Methane | EU | Energy demand | 6.2586 | FEC
BE | TYNDP2026 | HEV | 2035 | TWh | 357 | Sub_sector | Households | Hot water | Households (hot water) | Energetic | households_hot_water_final_demand_heat | Heat | EU | Energy demand | 0.22607 | FEC
BE | TYNDP2026 | HEV | 2035 | TWh | 358 | Sub_sector | Households | Hot water | Households (hot water) | Energetic | households_hot_water_final_demand_biomass | Biomass | EU | Energy demand | 0.68923 | FEC
BE | TYNDP2026 | HEV | 2035 | TWh | 359 | Sub_sector | Households | Hot water | Households (hot water) | Energetic | households_hot_water_final_demand_coal | Solids | EU | Energy demand | 0 | FEC
BE | TYNDP2026 | HEV | 2035 | TWh | 360 | Sub_sector | Households | Hot water | Households (hot water) | Energetic | households_hot_water_final_demand_oil | Liquids | EU | Energy demand | 0.62652 | FEC
BE | TYNDP2026 | HEV | 2035 | TWh | 361 | Sub_sector | Households | Hot water | Households (hot water) | Energetic | households_hot_water_final_demand_other | Others | EU | Energy demand | 0.23085 | FEC
BE | TYNDP2026 | HEV | 2035 | TWh | 362 | Sub_sector | Households | Hot water | Households (hot water) | Energetic | households_hot_water_final_demand_ammonia | Ammonia | EU | Energy demand | 0 | FEC
BE | TYNDP2026 | HEV | 2035 | TWh | 365 | Sub_sector | Households | Appliances | Households (appliances) | Energetic | households_appliances_final_demand_electricity | Electricity | EU | Energy demand | 12.0083 | FEC
BE | TYNDP2026 | HEV | 2035 | TWh | 366 | Sub_sector | Households | Appliances | Households (appliances) | Energetic | households_appliances_final_demand_hydrogen | Hydrogen | EU | Energy demand | 0 | FEC
BE | TYNDP2026 | HEV | 2035 | TWh | 367 | Sub_sector | Households | Appliances | Households (appliances) | Energetic | households_appliances_final_demand_methane | Methane | EU | Energy demand | 0.19038 | FEC
BE | TYNDP2026 | HEV | 2035 | TWh | 368 | Sub_sector | Households | Appliances | Households (appliances) | Energetic | households_appliances_final_demand_heat | Heat | EU | Energy demand | 0 | FEC
BE | TYNDP2026 | HEV | 2035 | TWh | 369 | Sub_sector | Households | Appliances | Households (appliances) | Energetic | households_appliances_final_demand_biomass | Biomass | EU | Energy demand | 0 | FEC
BE | TYNDP2026 | HEV | 2035 | TWh | 370 | Sub_sector | Households | Appliances | Households (appliances) | Energetic | households_appliances_final_demand_coal | Solids | EU | Energy demand | 0 | FEC
BE | TYNDP2026 | HEV | 2035 | TWh | 371 | Sub_sector | Households | Appliances | Households (appliances) | Energetic | households_appliances_final_demand_oil | Liquids | EU | Energy demand | 0 | FEC
BE | TYNDP2026 | HEV | 2035 | TWh | 372 | Sub_sector | Households | Appliances | Households (appliances) | Energetic | households_appliances_final_demand_other | Others | EU | Energy demand | 0 | FEC
BE | TYNDP2026 | HEV | 2035 | TWh | 373 | Sub_sector | Households | Appliances | Households (appliances) | Energetic | households_appliances_final_demand_ammonia | Ammonia | EU | Energy demand | 0 | FEC
BE | TYNDP2026 | HEV | 2035 | TWh | 375 | Sub_sector | Buildings | Space heating | Buildings (heat) | Energetic | buildings_heat_final_demand_electricity | Electricity | EU | Energy demand | 7.895 | FEC
BE | TYNDP2026 | HEV | 2035 | TWh | 376 | Sub_sector | Buildings | Space heating | Buildings (heat) | Energetic | buildings_heat_final_demand_hydrogen | Hydrogen | EU | Energy demand | 0 | FEC
BE | TYNDP2026 | HEV | 2035 | TWh | 377 | Sub_sector | Buildings | Space heating | Buildings (heat) | Energetic | buildings_heat_final_demand_methane | Methane | EU | Energy demand | 10.8475 | FEC
BE | TYNDP2026 | HEV | 2035 | TWh | 378 | Sub_sector | Buildings | Space heating | Buildings (heat) | Energetic | buildings_heat_final_demand_heat | Heat | EU | Energy demand | 0.85202 | FEC
BE | TYNDP2026 | HEV | 2035 | TWh | 379 | Sub_sector | Buildings | Space heating | Buildings (heat) | Energetic | buildings_heat_final_demand_biomass | Biomass | EU | Energy demand | 0.17317 | FEC
BE | TYNDP2026 | HEV | 2035 | TWh | 380 | Sub_sector | Buildings | Space heating | Buildings (heat) | Energetic | buildings_heat_final_demand_coal | Solids | EU | Energy demand | 0 | FEC
BE | TYNDP2026 | HEV | 2035 | TWh | 381 | Sub_sector | Buildings | Space heating | Buildings (heat) | Energetic | buildings_heat_final_demand_oil | Liquids | EU | Energy demand | 2.1474 | FEC
BE | TYNDP2026 | HEV | 2035 | TWh | 382 | Sub_sector | Buildings | Space heating | Buildings (heat) | Energetic | buildings_heat_final_demand_other | Others | EU | Energy demand | 0.001948 | FEC
BE | TYNDP2026 | HEV | 2035 | TWh | 383 | Sub_sector | Buildings | Space heating | Buildings (heat) | Energetic | buildings_heat_final_demand_ammonia | Ammonia | EU | Energy demand | 0 | FEC
BE | TYNDP2026 | HEV | 2035 | TWh | 386 | Sub_sector | Buildings | Cooling | Buildings (cooling) | Energetic | buildings_cooling_final_demand_electricity | Electricity | EU | Energy demand | 1.0394 | FEC
BE | TYNDP2026 | HEV | 2035 | TWh | 387 | Sub_sector | Buildings | Cooling | Buildings (cooling) | Energetic | buildings_cooling_final_demand_hydrogen | Hydrogen | EU | Energy demand | 0 | FEC
BE | TYNDP2026 | HEV | 2035 | TWh | 388 | Sub_sector | Buildings | Cooling | Buildings (cooling) | Energetic | buildings_cooling_final_demand_methane | Methane | EU | Energy demand | 0.011591 | FEC
BE | TYNDP2026 | HEV | 2035 | TWh | 389 | Sub_sector | Buildings | Cooling | Buildings (cooling) | Energetic | buildings_cooling_final_demand_heat | Heat | EU | Energy demand | 0 | FEC
BE | TYNDP2026 | HEV | 2035 | TWh | 390 | Sub_sector | Buildings | Cooling | Buildings (cooling) | Energetic | buildings_cooling_final_demand_biomass | Biomass | EU | Energy demand | 0 | FEC
BE | TYNDP2026 | HEV | 2035 | TWh | 391 | Sub_sector | Buildings | Cooling | Buildings (cooling) | Energetic | buildings_cooling_final_demand_coal | Solids | EU | Energy demand | 0 | FEC
BE | TYNDP2026 | HEV | 2035 | TWh | 392 | Sub_sector | Buildings | Cooling | Buildings (cooling) | Energetic | buildings_cooling_final_demand_oil | Liquids | EU | Energy demand | 0 | FEC
BE | TYNDP2026 | HEV | 2035 | TWh | 393 | Sub_sector | Buildings | Cooling | Buildings (cooling) | Energetic | buildings_cooling_final_demand_other | Others | EU | Energy demand | 0 | FEC
BE | TYNDP2026 | HEV | 2035 | TWh | 394 | Sub_sector | Buildings | Cooling | Buildings (cooling) | Energetic | buildings_cooling_final_demand_ammonia | Ammonia | EU | Energy demand | 0 | FEC
BE | TYNDP2026 | HEV | 2035 | TWh | 397 | Sub_sector | Buildings | Appliances | Buildings (appliances) | Energetic | buildings_appliances_final_demand_electricity | Electricity | EU | Energy demand | 9.744 | FEC
BE | TYNDP2026 | HEV | 2035 | TWh | 398 | Sub_sector | Buildings | Appliances | Buildings (appliances) | Energetic | buildings_appliances_final_demand_hydrogen | Hydrogen | EU | Energy demand | 0 | FEC
BE | TYNDP2026 | HEV | 2035 | TWh | 399 | Sub_sector | Buildings | Appliances | Buildings (appliances) | Energetic | buildings_appliances_final_demand_methane | Methane | EU | Energy demand | 4.5689 | FEC
BE | TYNDP2026 | HEV | 2035 | TWh | 400 | Sub_sector | Buildings | Appliances | Buildings (appliances) | Energetic | buildings_appliances_final_demand_heat | Heat | EU | Energy demand | 0 | FEC
BE | TYNDP2026 | HEV | 2035 | TWh | 401 | Sub_sector | Buildings | Appliances | Buildings (appliances) | Energetic | buildings_appliances_final_demand_biomass | Biomass | EU | Energy demand | 0 | FEC
BE | TYNDP2026 | HEV | 2035 | TWh | 402 | Sub_sector | Buildings | Appliances | Buildings (appliances) | Energetic | buildings_appliances_final_demand_coal | Solids | EU | Energy demand | 0 | FEC
BE | TYNDP2026 | HEV | 2035 | TWh | 403 | Sub_sector | Buildings | Appliances | Buildings (appliances) | Energetic | buildings_appliances_final_demand_oil | Liquids | EU | Energy demand | 0 | FEC
BE | TYNDP2026 | HEV | 2035 | TWh | 404 | Sub_sector | Buildings | Appliances | Buildings (appliances) | Energetic | buildings_appliances_final_demand_other | Others | EU | Energy demand | 0 | FEC
BE | TYNDP2026 | HEV | 2035 | TWh | 405 | Sub_sector | Buildings | Appliances | Buildings (appliances) | Energetic | buildings_appliances_final_demand_ammonia | Ammonia | EU | Energy demand | 0 | FEC
BE | TYNDP2026 | HEV | 2035 | TWh | 407 | Sub_sector | Buildings | Datacenters | Datacenters & ICT | Energetic | datacentres_final_demand_electricity_energetic | Electricity | EU | Energy demand | 7.8963 | FEC
BE | TYNDP2026 | HEV | 2035 | TWh | 408 | Sub_sector | Buildings | Datacenters | Datacenters & ICT | Energetic | datacentres_final_demand_hydrogen_energetic | Hydrogen | EU | Energy demand | 0 | FEC
BE | TYNDP2026 | HEV | 2035 | TWh | 409 | Sub_sector | Buildings | Datacenters | Datacenters & ICT | Energetic | datacentres_final_demand_methane_energetic | Methane | EU | Energy demand | 0 | FEC
BE | TYNDP2026 | HEV | 2035 | TWh | 410 | Sub_sector | Buildings | Datacenters | Datacenters & ICT | Energetic | datacentres_final_demand_heat_energetic | Heat | EU | Energy demand | 0 | FEC
BE | TYNDP2026 | HEV | 2035 | TWh | 411 | Sub_sector | Buildings | Datacenters | Datacenters & ICT | Energetic | datacentres_final_demand_biomass_energetic | Biomass | EU | Energy demand | 0 | FEC
BE | TYNDP2026 | HEV | 2035 | TWh | 412 | Sub_sector | Buildings | Datacenters | Datacenters & ICT | Energetic | datacentres_final_demand_coal_energetic | Solids | EU | Energy demand | 0 | FEC
BE | TYNDP2026 | HEV | 2035 | TWh | 413 | Sub_sector | Buildings | Datacenters | Datacenters & ICT | Energetic | datacentres_final_demand_oil_energetic | Liquids | EU | Energy demand | 0 | FEC
BE | TYNDP2026 | HEV | 2035 | TWh | 414 | Sub_sector | Buildings | Datacenters | Datacenters & ICT | Energetic | datacentres_final_demand_other_energetic | Others | EU | Energy demand | 0 | FEC
BE | TYNDP2026 | HEV | 2035 | TWh | 415 | Sub_sector | Buildings | Datacenters | Datacenters & ICT | Energetic | datacentres_final_demand_ammonia_energetic | Ammonia | EU | Energy demand | 0 | FEC
BE | TYNDP2026 | HEV | 2035 | TWh | 417 | Sub_sector | Transport | Others_Sector | Others_Sector | Energetic | other_final_demand_electricity_energetic | Electricity | EU | Energy demand | 0.0502 | FEC
BE | TYNDP2026 | HEV | 2035 | TWh | 418 | Sub_sector | Transport | Others_Sector | Others_Sector | Energetic | other_final_demand_hydrogen_energetic | Hydrogen | EU | Energy demand | 0 | FEC
BE | TYNDP2026 | HEV | 2035 | TWh | 419 | Sub_sector | Transport | Pipeline Transport | Others_Sector | Energetic | other_final_demand_methane_energetic | Methane | EU | Energy demand | 0.33863 | FEC
BE | TYNDP2026 | HEV | 2035 | TWh | 420 | Sub_sector | Transport | Others_Sector | Others_Sector | Energetic | other_final_demand_heat_energetic | Heat | EU | Energy demand | 0 | FEC
BE | TYNDP2026 | HEV | 2035 | TWh | 421 | Sub_sector | Transport | Others_Sector | Others_Sector | Energetic | other_final_demand_biomass_energetic | Biomass | EU | Energy demand | 0 | FEC
BE | TYNDP2026 | HEV | 2035 | TWh | 422 | Sub_sector | Transport | Others_Sector | Others_Sector | Energetic | other_final_demand_coal_energetic | Solids | EU | Energy demand | 0 | FEC
BE | TYNDP2026 | HEV | 2035 | TWh | 423 | Sub_sector | Transport | Others_Sector | Others_Sector | Energetic | other_final_demand_oil_energetic | Liquids | EU | Energy demand | 0.46062 | FEC
BE | TYNDP2026 | HEV | 2035 | TWh | 424 | Sub_sector | Others_Sector | Others_Sector | Others_Sector | Non-energetic | other_final_demand_oil_non_energetic | Liquids | EU | Energy demand | 0.28583 | not_included_in_FEC
BE | TYNDP2026 | HEV | 2035 | TWh | 425 | Sub_sector | Transport | Others_Sector | Others_Sector | Energetic | other_final_demand_other_energetic | Others | EU | Energy demand | 0 | FEC
BE | TYNDP2026 | HEV | 2035 | TWh | 426 | Sub_sector | Transport | Others_Sector | Others_Sector | Energetic | other_final_demand_ammonia_energetic | Ammonia | EU | Energy demand | 0 | FEC
BE | TYNDP2026 | HEV | 2035 | TWh | 427 | Sub_sector | Industry | Surplus_Heat_in_Industry | Surplus_Heat_in_Industry | Energetic | final_demand_of_industry_unused_local_production_steam_hot_water | Heat | EU | Energy demand | 0 | FEC
BE | TYNDP2026 | HEV | 2035 | TWh | 429 | Sub_sector | Agriculture | Total | Agriculture | Energetic | agriculture_final_demand_electricity_energetic | Electricity | EU | Energy demand | 1.97 | FEC
BE | TYNDP2026 | HEV | 2035 | TWh | 430 | Sub_sector | Agriculture | Total | Agriculture | Energetic | agriculture_final_demand_hydrogen_energetic | Hydrogen | EU | Energy demand | 0 | FEC
BE | TYNDP2026 | HEV | 2035 | TWh | 431 | Sub_sector | Agriculture | Total | Agriculture | Energetic | agriculture_final_demand_methane_energetic | Methane | EU | Energy demand | 3.7317 | FEC
BE | TYNDP2026 | HEV | 2035 | TWh | 432 | Sub_sector | Agriculture | Total | Agriculture | Energetic | agriculture_final_demand_heat_energetic | Heat | EU | Energy demand | 0.0898 | FEC
BE | TYNDP2026 | HEV | 2035 | TWh | 433 | Sub_sector | Agriculture | Total | Agriculture | Energetic | agriculture_final_demand_biomass_energetic | Biomass | EU | Energy demand | 0.18885 | FEC
BE | TYNDP2026 | HEV | 2035 | TWh | 434 | Sub_sector | Agriculture | Total | Agriculture | Energetic | agriculture_final_demand_coal_energetic | Solids | EU | Energy demand | 0 | FEC
BE | TYNDP2026 | HEV | 2035 | TWh | 435 | Sub_sector | Agriculture | Total | Agriculture | Energetic | agriculture_final_demand_oil_energetic | Liquids | EU | Energy demand | 3.2793 | FEC
BE | TYNDP2026 | HEV | 2035 | TWh | 436 | Sub_sector | Agriculture | Total | Agriculture | Energetic | agriculture_final_demand_other_energetic | Others | EU | Energy demand | 0 | FEC
BE | TYNDP2026 | HEV | 2035 | TWh | 437 | Sub_sector | Agriculture | Total | Agriculture | Energetic | agriculture_final_demand_ammonia_energetic | Ammonia | EU | Energy demand | 0 | FEC
BE | TYNDP2026 | HEV | 2035 | TWh | 447 | Sub_sector | Buildings | Surplus Energy | Buildings | Energetic | GAP | Electricity | EU | Energy demand | 0 | FEC
BE | TYNDP2026 | HEV | 2035 | TWh | 448 | Sub_sector | Buildings | Surplus Energy | Buildings | Energetic | GAP | Hydrogen | EU | Energy demand | 0 | FEC
BE | TYNDP2026 | HEV | 2035 | TWh | 449 | Sub_sector | Buildings | Surplus Energy | Buildings | Energetic | GAP | Methane | EU | Energy demand | 0 | FEC
BE | TYNDP2026 | HEV | 2035 | TWh | 450 | Sub_sector | Buildings | Surplus Energy | Buildings | Energetic | GAP | Heat | EU | Energy demand | 0 | FEC
BE | TYNDP2026 | HEV | 2035 | TWh | 451 | Sub_sector | Buildings | Surplus Energy | Buildings | Energetic | GAP | Biomass | EU | Energy demand | 0.0098242 | FEC
BE | TYNDP2026 | HEV | 2035 | TWh | 452 | Sub_sector | Buildings | Surplus Energy | Buildings | Energetic | GAP | Solids | EU | Energy demand | 0 | FEC
BE | TYNDP2026 | HEV | 2035 | TWh | 453 | Sub_sector | Buildings | Surplus Energy | Buildings | Energetic | GAP | Liquids | EU | Energy demand | 1.1613 | FEC
BE | TYNDP2026 | HEV | 2035 | TWh | 454 | Sub_sector | Buildings | Surplus Energy | Buildings | Energetic | GAP | Others | EU | Energy demand | 0 | FEC
BE | TYNDP2026 | HEV | 2035 | TWh | 455 | Sub_sector | Buildings | Surplus Energy | Buildings | Energetic | GAP | Ammonia | EU | Energy demand | 0 | FEC
BE | TYNDP2026 | HEV | 2035 | TWh | 456 | Sub_sector | Households | Surplus Energy | Households | Energetic | GAP | Electricity | EU | Energy demand | 0 | FEC
BE | TYNDP2026 | HEV | 2035 | TWh | 457 | Sub_sector | Households | Surplus Energy | Households | Energetic | GAP | Hydrogen | EU | Energy demand | 0 | FEC
BE | TYNDP2026 | HEV | 2035 | TWh | 458 | Sub_sector | Households | Surplus Energy | Households | Energetic | GAP | Methane | EU | Energy demand | 0 | FEC
BE | TYNDP2026 | HEV | 2035 | TWh | 459 | Sub_sector | Households | Surplus Energy | Households | Energetic | GAP | Heat | EU | Energy demand | 0 | FEC
BE | TYNDP2026 | HEV | 2035 | TWh | 460 | Sub_sector | Households | Surplus Energy | Households | Energetic | GAP | Biomass | EU | Energy demand | 0 | FEC
BE | TYNDP2026 | HEV | 2035 | TWh | 461 | Sub_sector | Households | Surplus Energy | Households | Energetic | GAP | Solids | EU | Energy demand | 0 | FEC
BE | TYNDP2026 | HEV | 2035 | TWh | 462 | Sub_sector | Households | Surplus Energy | Households | Energetic | GAP | Liquids | EU | Energy demand | 0 | FEC
BE | TYNDP2026 | HEV | 2035 | TWh | 463 | Sub_sector | Households | Surplus Energy | Households | Energetic | GAP | Others | EU | Energy demand | 0 | FEC
BE | TYNDP2026 | HEV | 2035 | TWh | 464 | Sub_sector | Households | Surplus Energy | Households | Energetic | GAP | Ammonia | EU | Energy demand | 0 | FEC
BE | TYNDP2026 | HEV | 2040 | TWh | 102 | Sub_sector | Industry | Aluminium | Industry (aluminium) | Energetic | industry_aluminium_demand_electricity_energetic | Electricity | EU | Energy demand | 0 | FEC
BE | TYNDP2026 | HEV | 2040 | TWh | 103 | Sub_sector | Industry | Aluminium | Industry (aluminium) | Energetic | industry_aluminium_demand_hydrogen_energetic | Hydrogen | EU | Energy demand | 0 | FEC
BE | TYNDP2026 | HEV | 2040 | TWh | 104 | Sub_sector | Industry | Aluminium | Industry (aluminium) | Energetic | industry_aluminium_demand_methane_energetic | Methane | EU | Energy demand | 0 | FEC
BE | TYNDP2026 | HEV | 2040 | TWh | 105 | Sub_sector | Industry | Aluminium | Industry (aluminium) | Energetic | industry_aluminium_demand_heat_energetic | Heat | EU | Energy demand | 0 | FEC
BE | TYNDP2026 | HEV | 2040 | TWh | 106 | Sub_sector | Industry | Aluminium | Industry (aluminium) | Energetic | industry_aluminium_demand_biomass_energetic | Biomass | EU | Energy demand | 0 | FEC
BE | TYNDP2026 | HEV | 2040 | TWh | 107 | Sub_sector | Industry | Aluminium | Industry (aluminium) | Energetic | industry_aluminium_demand_coal_energetic | Solids | EU | Energy demand | 0 | FEC
BE | TYNDP2026 | HEV | 2040 | TWh | 108 | Sub_sector | Industry | Aluminium | Industry (aluminium) | Energetic | industry_aluminium_demand_oil_energetic | Liquids | EU | Energy demand | 0 | FEC
BE | TYNDP2026 | HEV | 2040 | TWh | 109 | Sub_sector | Industry | Aluminium | Industry (aluminium) | Energetic | industry_aluminium_demand_others_energetic | Others | EU | Energy demand | 0 | FEC
BE | TYNDP2026 | HEV | 2040 | TWh | 110 | Sub_sector | Industry | Aluminium | Industry (aluminium) | Energetic | industry_ammonia_demand_others_energetic | Ammonia | EU | Energy demand | 0 | FEC
BE | TYNDP2026 | HEV | 2040 | TWh | 112 | Sub_sector | Industry | Chemicals | Industry (chemicals, energetic) | Energetic | industry_chemical_demand_electricity_energetic | Electricity | EU | Energy demand | 27.7943 | FEC
BE | TYNDP2026 | HEV | 2040 | TWh | 113 | Sub_sector | Industry | Chemicals | Industry (chemicals, energetic) | Energetic | industry_chemical_demand_hydrogen_energetic | Hydrogen | EU | Energy demand | 1.5653 | FEC
BE | TYNDP2026 | HEV | 2040 | TWh | 114 | Sub_sector | Industry | Chemicals | Industry (chemicals, energetic) | Energetic | industry_chemical_demand_methane_energetic | Methane | EU | Energy demand | 5.2628 | FEC
BE | TYNDP2026 | HEV | 2040 | TWh | 115 | Sub_sector | Industry | Chemicals | Industry (chemicals, energetic) | Energetic | industry_chemical_demand_heat_energetic | Heat | EU | Energy demand | 4.1868 | FEC
BE | TYNDP2026 | HEV | 2040 | TWh | 116 | Sub_sector | Industry | Chemicals | Industry (chemicals, energetic) | Energetic | industry_chemical_demand_biomass_energetic | Biomass | EU | Energy demand | 0.6978 | FEC
BE | TYNDP2026 | HEV | 2040 | TWh | 117 | Sub_sector | Industry | Chemicals | Industry (chemicals, energetic) | Energetic | industry_chemical_demand_coal_energetic | Solids | EU | Energy demand | 0 | FEC
BE | TYNDP2026 | HEV | 2040 | TWh | 118 | Sub_sector | Industry | Chemicals | Industry (chemicals, energetic) | Energetic | industry_chemical_demand_oil_energetic | Liquids | EU | Energy demand | 2.7218 | FEC
BE | TYNDP2026 | HEV | 2040 | TWh | 119 | Sub_sector | Industry | Chemicals | Industry (chemicals, energetic) | Energetic | industry_chemical_demand_others_energetic | Others | EU | Energy demand | 0 | FEC
BE | TYNDP2026 | HEV | 2040 | TWh | 120 | Sub_sector | Industry | Chemicals | Industry (chemicals, energetic) | Energetic | industry_chemical_demand_ammonia_energetic | Ammonia | EU | Energy demand | 0 | FEC
BE | TYNDP2026 | HEV | 2040 | TWh | 122 | Sub_sector | Industry | Chemicals | Industry (chemicals, non-energetic) | Non-energetic | industry_chemical_demand_electricity_non_energetic | Electricity | EU | Energy demand | 0 | not_included_in_FEC
BE | TYNDP2026 | HEV | 2040 | TWh | 123 | Sub_sector | Industry | Chemicals | Industry (chemicals, non-energetic) | Non-energetic | industry_chemical_demand_hydrogen_non_energetic | Hydrogen | EU | Energy demand | 24.4774 | not_included_in_FEC
BE | TYNDP2026 | HEV | 2040 | TWh | 124 | Sub_sector | Industry | Chemicals | Industry (chemicals, non-energetic) | Non-energetic | industry_chemical_demand_methane_non_energetic | Methane | EU | Energy demand | 1.6318 | not_included_in_FEC
BE | TYNDP2026 | HEV | 2040 | TWh | 125 | Sub_sector | Industry | Chemicals | Industry (chemicals, non-energetic) | Non-energetic | industry_chemical_demand_heat_non_energetic | Heat | EU | Energy demand | 0 | not_included_in_FEC
BE | TYNDP2026 | HEV | 2040 | TWh | 126 | Sub_sector | Industry | Chemicals | Industry (chemicals, non-energetic) | Non-energetic | industry_chemical_demand_biomass_non_energetic | Biomass | EU | Energy demand | 0 | not_included_in_FEC
BE | TYNDP2026 | HEV | 2040 | TWh | 127 | Sub_sector | Industry | Chemicals | Industry (chemicals, non-energetic) | Non-energetic | industry_chemical_demand_coal_non_energetic | Solids | EU | Energy demand | 0 | not_included_in_FEC
BE | TYNDP2026 | HEV | 2040 | TWh | 128 | Sub_sector | Industry | Chemicals | Industry (chemicals, non-energetic) | Non-energetic | industry_chemical_demand_oil_non_energetic | Liquids | EU | Energy demand | 55.4821 | not_included_in_FEC
BE | TYNDP2026 | HEV | 2040 | TWh | 129 | Sub_sector | Industry | Chemicals | Industry (chemicals, non-energetic) | Non-energetic | industry_chemical_demand_others_non_energetic | Others | EU | Energy demand | 0 | not_included_in_FEC
BE | TYNDP2026 | HEV | 2040 | TWh | 130 | Sub_sector | Industry | Chemicals | Industry (chemicals, non-energetic) | Non-energetic | industry_chemical_demand_ammonia_non_energetic | Ammonia | EU | Energy demand | 0 | not_included_in_FEC
BE | TYNDP2026 | HEV | 2040 | TWh | 132 | Sub_sector | Industry | Fertilizers | Industry (fertilizers, energetic) | Energetic | industry_fertilizers_demand_electricity_energetic | Electricity | EU | Energy demand | 0.21708 | FEC
BE | TYNDP2026 | HEV | 2040 | TWh | 133 | Sub_sector | Industry | Fertilizers | Industry (fertilizers, energetic) | Energetic | industry_fertilizers_demand_hydrogen_energetic | Hydrogen | EU | Energy demand | 0 | FEC
BE | TYNDP2026 | HEV | 2040 | TWh | 134 | Sub_sector | Industry | Fertilizers | Industry (fertilizers, energetic) | Energetic | industry_fertilizers_demand_methane_energetic | Methane | EU | Energy demand | 0.88642 | FEC
BE | TYNDP2026 | HEV | 2040 | TWh | 135 | Sub_sector | Industry | Fertilizers | Industry (fertilizers, energetic) | Energetic | industry_fertilizers_demand_heat_energetic | Heat | EU | Energy demand | 0 | FEC
BE | TYNDP2026 | HEV | 2040 | TWh | 136 | Sub_sector | Industry | Fertilizers | Industry (fertilizers, energetic) | Energetic | industry_fertilizers_demand_biomass_energetic | Biomass | EU | Energy demand | 0 | FEC
BE | TYNDP2026 | HEV | 2040 | TWh | 137 | Sub_sector | Industry | Fertilizers | Industry (fertilizers, energetic) | Energetic | industry_fertilizers_demand_coal_energetic | Solids | EU | Energy demand | 0 | FEC
BE | TYNDP2026 | HEV | 2040 | TWh | 138 | Sub_sector | Industry | Fertilizers | Industry (fertilizers, energetic) | Energetic | industry_fertilizers_demand_oil_energetic | Liquids | EU | Energy demand | 0 | FEC
BE | TYNDP2026 | HEV | 2040 | TWh | 139 | Sub_sector | Industry | Fertilizers | Industry (fertilizers, energetic) | Energetic | industry_fertilizers_demand_others_energetic | Others | EU | Energy demand | 0 | FEC
BE | TYNDP2026 | HEV | 2040 | TWh | 140 | Sub_sector | Industry | Fertilizers | Industry (fertilizers, energetic) | Energetic | industry_fertilizers_demand_ammonia_energetic | Ammonia | EU | Energy demand | 0 | FEC
BE | TYNDP2026 | HEV | 2040 | TWh | 142 | Sub_sector | Industry | Fertilizers | Industry (fertilizers, non-energetic) | Non-energetic | industry_fertilizers_demand_electricity_non_energetic | Electricity | EU | Energy demand | 0 | not_included_in_FEC
BE | TYNDP2026 | HEV | 2040 | TWh | 143 | Sub_sector | Industry | Fertilizers | Industry (fertilizers, non-energetic) | Non-energetic | industry_fertilizers_demand_hydrogen_non_energetic | Hydrogen | EU | Energy demand | 1.25 | not_included_in_FEC
BE | TYNDP2026 | HEV | 2040 | TWh | 144 | Sub_sector | Industry | Fertilizers | Industry (fertilizers, non-energetic) | Non-energetic | industry_fertilizers_demand_methane_non_energetic | Methane | EU | Energy demand | 0 | not_included_in_FEC
BE | TYNDP2026 | HEV | 2040 | TWh | 145 | Sub_sector | Industry | Fertilizers | Industry (fertilizers, non-energetic) | Non-energetic | industry_fertilizers_demand_heat_non_energetic | Heat | EU | Energy demand | 0 | not_included_in_FEC
BE | TYNDP2026 | HEV | 2040 | TWh | 146 | Sub_sector | Industry | Fertilizers | Industry (fertilizers, non-energetic) | Non-energetic | industry_fertilizers_demand_biomass_non_energetic | Biomass | EU | Energy demand | 0 | not_included_in_FEC
BE | TYNDP2026 | HEV | 2040 | TWh | 147 | Sub_sector | Industry | Fertilizers | Industry (fertilizers, non-energetic) | Non-energetic | industry_fertilizers_demand_coal_non_energetic | Solids | EU | Energy demand | 0 | not_included_in_FEC
BE | TYNDP2026 | HEV | 2040 | TWh | 148 | Sub_sector | Industry | Fertilizers | Industry (fertilizers, non-energetic) | Non-energetic | industry_fertilizers_demand_oil_non_energetic | Liquids | EU | Energy demand | 0 | not_included_in_FEC
BE | TYNDP2026 | HEV | 2040 | TWh | 149 | Sub_sector | Industry | Fertilizers | Industry (fertilizers, non-energetic) | Non-energetic | industry_fertilizers_demand_others_non_energetic | Others | EU | Energy demand | 0 | not_included_in_FEC
BE | TYNDP2026 | HEV | 2040 | TWh | 150 | Sub_sector | Industry | Fertilizers | Industry (fertilizers, non-energetic) | Non-energetic | industry_fertilizers_demand_ammonia_non_energetic | Ammonia | EU | Energy demand | 3.2625 | not_included_in_FEC
BE | TYNDP2026 | HEV | 2040 | TWh | 152 | Sub_sector | Industry | Food | Industry (food) | Energetic | industry_food_demand_electricity_energetic | Electricity | EU | Energy demand | 15.9763 | FEC
BE | TYNDP2026 | HEV | 2040 | TWh | 153 | Sub_sector | Industry | Food | Industry (food) | Energetic | industry_food_demand_hydrogen_energetic | Hydrogen | EU | Energy demand | 0 | FEC
BE | TYNDP2026 | HEV | 2040 | TWh | 154 | Sub_sector | Industry | Food | Industry (food) | Energetic | industry_food_demand_methane_energetic | Methane | EU | Energy demand | 2.1118 | FEC
BE | TYNDP2026 | HEV | 2040 | TWh | 155 | Sub_sector | Industry | Food | Industry (food) | Energetic | industry_food_demand_heat_energetic | Heat | EU | Energy demand | 0.62165 | FEC
BE | TYNDP2026 | HEV | 2040 | TWh | 156 | Sub_sector | Industry | Food | Industry (food) | Energetic | industry_food_demand_biomass_energetic | Biomass | EU | Energy demand | 0.77707 | FEC
BE | TYNDP2026 | HEV | 2040 | TWh | 157 | Sub_sector | Industry | Food | Industry (food) | Energetic | industry_food_demand_coal_energetic | Solids | EU | Energy demand | 0 | FEC
BE | TYNDP2026 | HEV | 2040 | TWh | 158 | Sub_sector | Industry | Food | Industry (food) | Energetic | industry_food_demand_oil_energetic | Liquids | EU | Energy demand | 0 | FEC
BE | TYNDP2026 | HEV | 2040 | TWh | 159 | Sub_sector | Industry | Food | Industry (food) | Energetic | industry_food_demand_others_energetic | Others | EU | Energy demand | 0 | FEC
BE | TYNDP2026 | HEV | 2040 | TWh | 160 | Sub_sector | Industry | Food | Industry (food) | Energetic | industry_food_demand_ammonia_energetic | Ammonia | EU | Energy demand | 0 | FEC
BE | TYNDP2026 | HEV | 2040 | TWh | 162 | Sub_sector | Industry | Metals | Industry (metal) | Energetic | industry_metal_demand_electricity_energetic | Electricity | EU | Energy demand | 2.0648 | FEC
BE | TYNDP2026 | HEV | 2040 | TWh | 163 | Sub_sector | Industry | Metals | Industry (metal) | Energetic | industry_metal_demand_hydrogen_energetic | Hydrogen | EU | Energy demand | 0 | FEC
BE | TYNDP2026 | HEV | 2040 | TWh | 164 | Sub_sector | Industry | Metals | Industry (metal) | Energetic | industry_metal_demand_methane_energetic | Methane | EU | Energy demand | 1.3542 | FEC
BE | TYNDP2026 | HEV | 2040 | TWh | 165 | Sub_sector | Industry | Metals | Industry (metal) | Energetic | industry_metal_demand_heat_energetic | Heat | EU | Energy demand | 0 | FEC
BE | TYNDP2026 | HEV | 2040 | TWh | 166 | Sub_sector | Industry | Metals | Industry (metal) | Energetic | industry_metal_demand_biomass_energetic | Biomass | EU | Energy demand | 0 | FEC
BE | TYNDP2026 | HEV | 2040 | TWh | 167 | Sub_sector | Industry | Metals | Industry (metal) | Energetic | industry_metal_demand_coal_energetic | Solids | EU | Energy demand | 0 | FEC
BE | TYNDP2026 | HEV | 2040 | TWh | 168 | Sub_sector | Industry | Metals | Industry (metal) | Energetic | industry_metal_demand_oil_energetic | Liquids | EU | Energy demand | 0.0034056 | FEC
BE | TYNDP2026 | HEV | 2040 | TWh | 169 | Sub_sector | Industry | Metals | Industry (metal) | Energetic | industry_metal_demand_others_energetic | Others | EU | Energy demand | 0 | FEC
BE | TYNDP2026 | HEV | 2040 | TWh | 170 | Sub_sector | Industry | Metals | Industry (metal) | Energetic | industry_metal_demand_ammonia_energetic | Ammonia | EU | Energy demand | 0 | FEC
BE | TYNDP2026 | HEV | 2040 | TWh | 172 | Sub_sector | Industry | Others | Industry (other, energetic) | Energetic | industry_other_demand_electricity_energetic | Electricity | EU | Energy demand | 17.4264 | FEC
BE | TYNDP2026 | HEV | 2040 | TWh | 173 | Sub_sector | Industry | Others | Industry (other, energetic) | Energetic | industry_other_demand_hydrogen_energetic | Hydrogen | EU | Energy demand | 3.4964 | FEC
BE | TYNDP2026 | HEV | 2040 | TWh | 174 | Sub_sector | Industry | Others | Industry (other, energetic) | Energetic | industry_other_demand_methane_energetic | Methane | EU | Energy demand | 8.7105 | FEC
BE | TYNDP2026 | HEV | 2040 | TWh | 175 | Sub_sector | Industry | Others | Industry (other, energetic) | Energetic | industry_other_demand_heat_energetic | Heat | EU | Energy demand | 0.33674 | FEC
BE | TYNDP2026 | HEV | 2040 | TWh | 176 | Sub_sector | Industry | Others | Industry (other, energetic) | Energetic | industry_other_demand_biomass_energetic | Biomass | EU | Energy demand | 3.7042 | FEC
BE | TYNDP2026 | HEV | 2040 | TWh | 177 | Sub_sector | Industry | Others | Industry (other, energetic) | Energetic | industry_other_demand_coal_energetic | Solids | EU | Energy demand | 0 | FEC
BE | TYNDP2026 | HEV | 2040 | TWh | 178 | Sub_sector | Industry | Others | Industry (other, energetic) | Energetic | industry_other_demand_oil_energetic | Liquids | EU | Energy demand | 0 | FEC
BE | TYNDP2026 | HEV | 2040 | TWh | 179 | Sub_sector | Industry | Others | Industry (other, energetic) | Energetic | industry_other_demand_others_energetic | Others | EU | Energy demand | 0 | FEC
BE | TYNDP2026 | HEV | 2040 | TWh | 180 | Sub_sector | Industry | Others | Industry (other, energetic) | Energetic | industry_other_demand_ammonia_energetic | Ammonia | EU | Energy demand | 0 | FEC
BE | TYNDP2026 | HEV | 2040 | TWh | 182 | Sub_sector | Industry | Others | Industry (other, non-energetic) | Non-energetic | industry_other_demand_electricity_non_energetic | Electricity | EU | Energy demand | 0 | not_included_in_FEC
BE | TYNDP2026 | HEV | 2040 | TWh | 183 | Sub_sector | Industry | Others | Industry (other, non-energetic) | Non-energetic | industry_other_demand_hydrogen_non_energetic | Hydrogen | EU | Energy demand | 1.049 | not_included_in_FEC
BE | TYNDP2026 | HEV | 2040 | TWh | 184 | Sub_sector | Industry | Others | Industry (other, non-energetic) | Non-energetic | industry_other_demand_methane_non_energetic | Methane | EU | Energy demand | 0.069933 | not_included_in_FEC
BE | TYNDP2026 | HEV | 2040 | TWh | 185 | Sub_sector | Industry | Others | Industry (other, non-energetic) | Non-energetic | industry_other_demand_heat_non_energetic | Heat | EU | Energy demand | 0 | not_included_in_FEC
BE | TYNDP2026 | HEV | 2040 | TWh | 186 | Sub_sector | Industry | Others | Industry (other, non-energetic) | Non-energetic | industry_other_demand_biomass_non_energetic | Biomass | EU | Energy demand | 0 | not_included_in_FEC
BE | TYNDP2026 | HEV | 2040 | TWh | 187 | Sub_sector | Industry | Others | Industry (other, non-energetic) | Non-energetic | industry_other_demand_coal_non_energetic | Solids | EU | Energy demand | 0 | not_included_in_FEC
BE | TYNDP2026 | HEV | 2040 | TWh | 188 | Sub_sector | Industry | Others | Industry (other, non-energetic) | Non-energetic | industry_other_demand_oil_non_energetic | Liquids | EU | Energy demand | 2.3777 | not_included_in_FEC
BE | TYNDP2026 | HEV | 2040 | TWh | 189 | Sub_sector | Industry | Others | Industry (other, non-energetic) | Non-energetic | industry_other_demand_others_non_energetic | Others | EU | Energy demand | 0 | not_included_in_FEC
BE | TYNDP2026 | HEV | 2040 | TWh | 190 | Sub_sector | Industry | Others | Industry (other, non-energetic) | Non-energetic | industry_other_demand_ammonia_non_energetic | Ammonia | EU | Energy demand | 0 | not_included_in_FEC
BE | TYNDP2026 | HEV | 2040 | TWh | 192 | Sub_sector | Industry | Paper | Industry (paper) | Energetic | industry_paper_demand_electricity_energetic | Electricity | EU | Energy demand | 3.5139 | FEC
BE | TYNDP2026 | HEV | 2040 | TWh | 193 | Sub_sector | Industry | Paper | Industry (paper) | Energetic | industry_paper_demand_hydrogen_energetic | Hydrogen | EU | Energy demand | 0 | FEC
BE | TYNDP2026 | HEV | 2040 | TWh | 194 | Sub_sector | Industry | Paper | Industry (paper) | Energetic | industry_paper_demand_methane_energetic | Methane | EU | Energy demand | 0.49772 | FEC
BE | TYNDP2026 | HEV | 2040 | TWh | 195 | Sub_sector | Industry | Paper | Industry (paper) | Energetic | industry_paper_demand_heat_energetic | Heat | EU | Energy demand | 0.33713 | FEC
BE | TYNDP2026 | HEV | 2040 | TWh | 196 | Sub_sector | Industry | Paper | Industry (paper) | Energetic | industry_paper_demand_biomass_energetic | Biomass | EU | Energy demand | 3.2626 | FEC
BE | TYNDP2026 | HEV | 2040 | TWh | 197 | Sub_sector | Industry | Paper | Industry (paper) | Energetic | industry_paper_demand_coal_energetic | Solids | EU | Energy demand | 0 | FEC
BE | TYNDP2026 | HEV | 2040 | TWh | 198 | Sub_sector | Industry | Paper | Industry (paper) | Energetic | industry_paper_demand_oil_energetic | Liquids | EU | Energy demand | 0 | FEC
BE | TYNDP2026 | HEV | 2040 | TWh | 199 | Sub_sector | Industry | Paper | Industry (paper) | Energetic | industry_paper_demand_others_energetic | Others | EU | Energy demand | 0 | FEC
BE | TYNDP2026 | HEV | 2040 | TWh | 200 | Sub_sector | Industry | Paper | Industry (paper) | Energetic | industry_paper_demand_ammonia_energetic | Ammonia | EU | Energy demand | 0 | FEC
BE | TYNDP2026 | HEV | 2040 | TWh | 202 | Sub_sector | Industry | Refineries | Industry (refineries, energetic) | Energetic | industry_refinery_demand_electricity_energetic | Electricity | EU | Energy demand | 1.5423 | not_included_in_FEC
BE | TYNDP2026 | HEV | 2040 | TWh | 203 | Sub_sector | Industry | Refineries | Industry (refineries, energetic) | Energetic | industry_refinery_demand_hydrogen_energetic | Hydrogen | EU | Energy demand | 0.98225 | not_included_in_FEC
BE | TYNDP2026 | HEV | 2040 | TWh | 204 | Sub_sector | Industry | Refineries | Industry (refineries, energetic) | Energetic | industry_refinery_demand_methane_energetic | Methane | EU | Energy demand | 10.1148 | not_included_in_FEC
BE | TYNDP2026 | HEV | 2040 | TWh | 205 | Sub_sector | Industry | Refineries | Industry (refineries, energetic) | Energetic | industry_refinery_demand_heat_energetic | Heat | EU | Energy demand | 0 | not_included_in_FEC
BE | TYNDP2026 | HEV | 2040 | TWh | 206 | Sub_sector | Industry | Refineries | Industry (refineries, energetic) | Energetic | industry_refinery_demand_biomass_energetic | Biomass | EU | Energy demand | 1.0947 | not_included_in_FEC
BE | TYNDP2026 | HEV | 2040 | TWh | 207 | Sub_sector | Industry | Refineries | Industry (refineries, energetic) | Energetic | industry_refinery_demand_coal_energetic | Solids | EU | Energy demand | 0 | not_included_in_FEC
BE | TYNDP2026 | HEV | 2040 | TWh | 208 | Sub_sector | Industry | Refineries | Industry (refineries, energetic) | Energetic | industry_refinery_demand_oil_energetic | Liquids | EU | Energy demand | 8.015 | not_included_in_FEC
BE | TYNDP2026 | HEV | 2040 | TWh | 209 | Sub_sector | Industry | Refineries | Industry (refineries, energetic) | Energetic | industry_refinery_demand_others_energetic | Others | EU | Energy demand | 0 | not_included_in_FEC
BE | TYNDP2026 | HEV | 2040 | TWh | 210 | Sub_sector | Industry | Refineries | Industry (refineries, energetic) | Energetic | industry_refinery_demand_ammonia_energetic | Ammonia | EU | Energy demand | 0 | not_included_in_FEC
BE | TYNDP2026 | HEV | 2040 | TWh | 212 | Sub_sector | Industry | Refineries | Industry (refineries, non-energetic) | Non-energetic | industry_refinery_demand_electricity_non_energetic | Electricity | EU | Energy demand | 0 | not_included_in_FEC
BE | TYNDP2026 | HEV | 2040 | TWh | 213 | Sub_sector | Industry | Refineries | Industry (refineries, non-energetic) | Non-energetic | industry_refinery_demand_hydrogen_non_energetic | Hydrogen | EU | Energy demand | 0 | not_included_in_FEC
BE | TYNDP2026 | HEV | 2040 | TWh | 214 | Sub_sector | Industry | Refineries | Industry (refineries, non-energetic) | Non-energetic | industry_refinery_demand_methane_non_energetic | Methane | EU | Energy demand | 0 | not_included_in_FEC
BE | TYNDP2026 | HEV | 2040 | TWh | 215 | Sub_sector | Industry | Refineries | Industry (refineries, non-energetic) | Non-energetic | industry_refinery_demand_heat_non_energetic | Heat | EU | Energy demand | 0 | not_included_in_FEC
BE | TYNDP2026 | HEV | 2040 | TWh | 216 | Sub_sector | Industry | Refineries | Industry (refineries, non-energetic) | Non-energetic | industry_refinery_demand_biomass_non_energetic | Biomass | EU | Energy demand | 0 | not_included_in_FEC
BE | TYNDP2026 | HEV | 2040 | TWh | 217 | Sub_sector | Industry | Refineries | Industry (refineries, non-energetic) | Non-energetic | industry_refinery_demand_coal_non_energetic | Solids | EU | Energy demand | 0 | not_included_in_FEC
BE | TYNDP2026 | HEV | 2040 | TWh | 218 | Sub_sector | Industry | Refineries | Industry (refineries, non-energetic) | Non-energetic | industry_refinery_demand_oil_non_energetic | Liquids | EU | Energy demand | 0 | not_included_in_FEC
BE | TYNDP2026 | HEV | 2040 | TWh | 219 | Sub_sector | Industry | Refineries | Industry (refineries, non-energetic) | Non-energetic | industry_refinery_demand_others_non_energetic | Others | EU | Energy demand | 0 | not_included_in_FEC
BE | TYNDP2026 | HEV | 2040 | TWh | 220 | Sub_sector | Industry | Refineries | Industry (refineries, non-energetic) | Non-energetic | industry_refinery_demand_ammonia_non_energetic | Ammonia | EU | Energy demand | 0 | not_included_in_FEC
BE | TYNDP2026 | HEV | 2040 | TWh | 222 | Sub_sector | Industry | Steel | Industry (steel) | Energetic | industry_steel_demand_electricity_energetic | Electricity | EU | Energy demand | 6.8034 | FEC
BE | TYNDP2026 | HEV | 2040 | TWh | 223 | Sub_sector | Industry | Steel | Industry (steel) | Energetic | industry_steel_demand_hydrogen_energetic | Hydrogen | EU | Energy demand | 2.4997 | FEC
BE | TYNDP2026 | HEV | 2040 | TWh | 224 | Sub_sector | Industry | Steel | Industry (steel) | Energetic | industry_steel_demand_methane_energetic | Methane | EU | Energy demand | 13.1206 | FEC
BE | TYNDP2026 | HEV | 2040 | TWh | 225 | Sub_sector | Industry | Steel | Industry (steel) | Energetic | industry_steel_demand_heat_energetic | Heat | EU | Energy demand | 0 | FEC
BE | TYNDP2026 | HEV | 2040 | TWh | 226 | Sub_sector | Industry | Steel | Industry (steel) | Energetic | industry_steel_demand_biomass_energetic | Biomass | EU | Energy demand | 0 | FEC
BE | TYNDP2026 | HEV | 2040 | TWh | 227 | Sub_sector | Industry | Steel | Industry (steel) | Energetic | industry_steel_demand_coal_energetic | Solids | EU | Energy demand | 2.1056 | FEC
BE | TYNDP2026 | HEV | 2040 | TWh | 228 | Sub_sector | Industry | Steel | Industry (steel) | Energetic | industry_steel_demand_oil_energetic | Liquids | EU | Energy demand | 0.05315 | FEC
BE | TYNDP2026 | HEV | 2040 | TWh | 229 | Sub_sector | Industry | Steel | Industry (steel) | Energetic | industry_steel_demand_others_energetic | Others | EU | Energy demand | 0 | FEC
BE | TYNDP2026 | HEV | 2040 | TWh | 230 | Sub_sector | Industry | Steel | Industry (steel) | Energetic | industry_steel_demand_ammonia_energetic | Ammonia | EU | Energy demand | 0 | FEC
BE | TYNDP2026 | HEV | 2040 | TWh | 232 | Sub_sector | Transport | Cars | Transport (cars) | Energetic | transport_cars_final_demand_electricity | Electricity | EU | Energy demand | 14.7937 | FEC
BE | TYNDP2026 | HEV | 2040 | TWh | 233 | Sub_sector | Transport | Cars | Transport (cars) | Energetic | transport_cars_final_demand_hydrogen | Hydrogen | EU | Energy demand | 0 | FEC
BE | TYNDP2026 | HEV | 2040 | TWh | 234 | Sub_sector | Transport | Cars | Transport (cars) | Energetic | transport_cars_final_demand_methane | Methane | EU | Energy demand | 0 | FEC
BE | TYNDP2026 | HEV | 2040 | TWh | 235 | Sub_sector | Transport | Cars | Transport (cars) | Energetic | transport_cars_final_demand_heat | Heat | EU | Energy demand | 0 | FEC
BE | TYNDP2026 | HEV | 2040 | TWh | 236 | Sub_sector | Transport | Cars | Transport (cars) | Energetic | transport_cars_final_demand_biomass | Biomass | EU | Energy demand | 0 | FEC
BE | TYNDP2026 | HEV | 2040 | TWh | 237 | Sub_sector | Transport | Cars | Transport (cars) | Energetic | transport_cars_final_demand_coal | Solids | EU | Energy demand | 0 | FEC
BE | TYNDP2026 | HEV | 2040 | TWh | 238 | Sub_sector | Transport | Cars | Transport (cars) | Energetic | transport_cars_final_demand_oil | Liquids | EU | Energy demand | 11.2316 | FEC
BE | TYNDP2026 | HEV | 2040 | TWh | 239 | Sub_sector | Transport | Cars | Transport (cars) | Energetic | transport_cars_final_demand_other | Others | EU | Energy demand | 0 | FEC
BE | TYNDP2026 | HEV | 2040 | TWh | 240 | Sub_sector | Transport | Cars | Transport (cars) | Energetic | transport_cars_final_demand_ammonia | Ammonia | EU | Energy demand | 0 | FEC
BE | TYNDP2026 | HEV | 2040 | TWh | 242 | Sub_sector | Transport | Busses | Transport (busses) | Energetic | transport_busses_final_demand_electricity | Electricity | EU | Energy demand | 1.8489 | FEC
BE | TYNDP2026 | HEV | 2040 | TWh | 243 | Sub_sector | Transport | Busses | Transport (busses) | Energetic | transport_busses_final_demand_hydrogen | Hydrogen | EU | Energy demand | 0 | FEC
BE | TYNDP2026 | HEV | 2040 | TWh | 244 | Sub_sector | Transport | Busses | Transport (busses) | Energetic | transport_busses_final_demand_methane | Methane | EU | Energy demand | 0 | FEC
BE | TYNDP2026 | HEV | 2040 | TWh | 245 | Sub_sector | Transport | Busses | Transport (busses) | Energetic | transport_busses_final_demand_heat | Heat | EU | Energy demand | 0 | FEC
BE | TYNDP2026 | HEV | 2040 | TWh | 246 | Sub_sector | Transport | Busses | Transport (busses) | Energetic | transport_busses_final_demand_biomass | Biomass | EU | Energy demand | 0 | FEC
BE | TYNDP2026 | HEV | 2040 | TWh | 247 | Sub_sector | Transport | Busses | Transport (busses) | Energetic | transport_busses_final_demand_coal | Solids | EU | Energy demand | 0 | FEC
BE | TYNDP2026 | HEV | 2040 | TWh | 248 | Sub_sector | Transport | Busses | Transport (busses) | Energetic | transport_busses_final_demand_oil | Liquids | EU | Energy demand | 0.93715 | FEC
BE | TYNDP2026 | HEV | 2040 | TWh | 249 | Sub_sector | Transport | Busses | Transport (busses) | Energetic | transport_busses_final_demand_other | Others | EU | Energy demand | 0 | FEC
BE | TYNDP2026 | HEV | 2040 | TWh | 250 | Sub_sector | Transport | Busses | Transport (busses) | Energetic | transport_busses_final_demand_ammonia | Ammonia | EU | Energy demand | 0 | FEC
BE | TYNDP2026 | HEV | 2040 | TWh | 252 | Sub_sector | Transport | Trucks | Transport (trucks) | Energetic | transport_trucks_final_demand_electricity | Electricity | EU | Energy demand | 5.618 | FEC
BE | TYNDP2026 | HEV | 2040 | TWh | 253 | Sub_sector | Transport | Trucks | Transport (trucks) | Energetic | transport_trucks_final_demand_hydrogen | Hydrogen | EU | Energy demand | 0.74522 | FEC
BE | TYNDP2026 | HEV | 2040 | TWh | 254 | Sub_sector | Transport | Trucks | Transport (trucks) | Energetic | transport_trucks_final_demand_methane | Methane | EU | Energy demand | 0.90794 | FEC
BE | TYNDP2026 | HEV | 2040 | TWh | 255 | Sub_sector | Transport | Trucks | Transport (trucks) | Energetic | transport_trucks_final_demand_heat | Heat | EU | Energy demand | 0 | FEC
BE | TYNDP2026 | HEV | 2040 | TWh | 256 | Sub_sector | Transport | Trucks | Transport (trucks) | Energetic | transport_trucks_final_demand_biomass | Biomass | EU | Energy demand | 0 | FEC
BE | TYNDP2026 | HEV | 2040 | TWh | 257 | Sub_sector | Transport | Trucks | Transport (trucks) | Energetic | transport_trucks_final_demand_coal | Solids | EU | Energy demand | 0 | FEC
BE | TYNDP2026 | HEV | 2040 | TWh | 258 | Sub_sector | Transport | Trucks | Transport (trucks) | Energetic | transport_trucks_final_demand_oil | Liquids | EU | Energy demand | 8.0635 | FEC
BE | TYNDP2026 | HEV | 2040 | TWh | 259 | Sub_sector | Transport | Trucks | Transport (trucks) | Energetic | transport_trucks_final_demand_other | Others | EU | Energy demand | 0 | FEC
BE | TYNDP2026 | HEV | 2040 | TWh | 260 | Sub_sector | Transport | Trucks | Transport (trucks) | Energetic | transport_trucks_final_demand_ammonia | Ammonia | EU | Energy demand | 0 | FEC
BE | TYNDP2026 | HEV | 2040 | TWh | 262 | Sub_sector | Transport | Vans | Transport (vans) | Energetic | transport_vans_final_demand_electricity | Electricity | EU | Energy demand | 2.8532 | FEC
BE | TYNDP2026 | HEV | 2040 | TWh | 263 | Sub_sector | Transport | Vans | Transport (vans) | Energetic | transport_vans_final_demand_hydrogen | Hydrogen | EU | Energy demand | 0 | FEC
BE | TYNDP2026 | HEV | 2040 | TWh | 264 | Sub_sector | Transport | Vans | Transport (vans) | Energetic | transport_vans_final_demand_methane | Methane | EU | Energy demand | 0 | FEC
BE | TYNDP2026 | HEV | 2040 | TWh | 265 | Sub_sector | Transport | Vans | Transport (vans) | Energetic | transport_vans_final_demand_heat | Heat | EU | Energy demand | 0 | FEC
BE | TYNDP2026 | HEV | 2040 | TWh | 266 | Sub_sector | Transport | Vans | Transport (vans) | Energetic | transport_vans_final_demand_biomass | Biomass | EU | Energy demand | 0 | FEC
BE | TYNDP2026 | HEV | 2040 | TWh | 267 | Sub_sector | Transport | Vans | Transport (vans) | Energetic | transport_vans_final_demand_coal | Solids | EU | Energy demand | 0 | FEC
BE | TYNDP2026 | HEV | 2040 | TWh | 268 | Sub_sector | Transport | Vans | Transport (vans) | Energetic | transport_vans_final_demand_oil | Liquids | EU | Energy demand | 2.8849 | FEC
BE | TYNDP2026 | HEV | 2040 | TWh | 269 | Sub_sector | Transport | Vans | Transport (vans) | Energetic | transport_vans_final_demand_other | Others | EU | Energy demand | 0 | FEC
BE | TYNDP2026 | HEV | 2040 | TWh | 270 | Sub_sector | Transport | Vans | Transport (vans) | Energetic | transport_vans_final_demand_ammonia | Ammonia | EU | Energy demand | 0 | FEC
BE | TYNDP2026 | HEV | 2040 | TWh | 272 | Sub_sector | Transport | Freight trains | Transport (trains) | Energetic | transport_trains_final_demand_electricity | Electricity | EU | Energy demand | 2.7388 | FEC
BE | TYNDP2026 | HEV | 2040 | TWh | 273 | Sub_sector | Transport | Freight trains | Transport (trains) | Energetic | transport_trains_final_demand_hydrogen | Hydrogen | EU | Energy demand | 0 | FEC
BE | TYNDP2026 | HEV | 2040 | TWh | 274 | Sub_sector | Transport | Freight trains | Transport (trains) | Energetic | transport_trains_final_demand_methane | Methane | EU | Energy demand | 0 | FEC
BE | TYNDP2026 | HEV | 2040 | TWh | 275 | Sub_sector | Transport | Freight trains | Transport (trains) | Energetic | transport_trains_final_demand_heat | Heat | EU | Energy demand | 0 | FEC
BE | TYNDP2026 | HEV | 2040 | TWh | 276 | Sub_sector | Transport | Freight trains | Transport (trains) | Energetic | transport_trains_final_demand_biomass | Biomass | EU | Energy demand | 0 | FEC
BE | TYNDP2026 | HEV | 2040 | TWh | 277 | Sub_sector | Transport | Freight trains | Transport (trains) | Energetic | transport_trains_final_demand_coal | Solids | EU | Energy demand | 0 | FEC
BE | TYNDP2026 | HEV | 2040 | TWh | 278 | Sub_sector | Transport | Freight trains | Transport (trains) | Energetic | transport_trains_final_demand_oil | Liquids | EU | Energy demand | 0.29277 | FEC
BE | TYNDP2026 | HEV | 2040 | TWh | 279 | Sub_sector | Transport | Freight trains | Transport (trains) | Energetic | transport_trains_final_demand_other | Others | EU | Energy demand | 0 | FEC
BE | TYNDP2026 | HEV | 2040 | TWh | 280 | Sub_sector | Transport | Freight trains | Transport (trains) | Energetic | transport_trains_final_demand_ammonia | Ammonia | EU | Energy demand | 0 | FEC
BE | TYNDP2026 | HEV | 2040 | TWh | 282 | Sub_sector | Transport | Ships | Transport (ships) | Energetic | transport_ships_final_demand_electricity | Electricity | EU | Energy demand | 0.009568 | FEC
BE | TYNDP2026 | HEV | 2040 | TWh | 283 | Sub_sector | Transport | Ships | Transport (ships) | Energetic | transport_ships_final_demand_hydrogen | Hydrogen | EU | Energy demand | 0.017601 | FEC
BE | TYNDP2026 | HEV | 2040 | TWh | 284 | Sub_sector | Transport | Ships | Transport (ships) | Energetic | transport_ships_final_demand_methane | Methane | EU | Energy demand | 0.018859 | FEC
BE | TYNDP2026 | HEV | 2040 | TWh | 285 | Sub_sector | Transport | Ships | Transport (ships) | Energetic | transport_ships_final_demand_heat | Heat | EU | Energy demand | 0 | FEC
BE | TYNDP2026 | HEV | 2040 | TWh | 286 | Sub_sector | Transport | Ships | Transport (ships) | Energetic | transport_ships_final_demand_biomass | Biomass | EU | Energy demand | 0 | FEC
BE | TYNDP2026 | HEV | 2040 | TWh | 287 | Sub_sector | Transport | Ships | Transport (ships) | Energetic | transport_ships_final_demand_coal | Solids | EU | Energy demand | 0 | FEC
BE | TYNDP2026 | HEV | 2040 | TWh | 288 | Sub_sector | Transport | Ships | Transport (ships) | Energetic | transport_ships_final_demand_oil | Liquids | EU | Energy demand | 0.88397 | FEC
BE | TYNDP2026 | HEV | 2040 | TWh | 289 | Sub_sector | Transport | Ships | Transport (ships) | Energetic | transport_ships_final_demand_other | Others | EU | Energy demand | 0 | FEC
BE | TYNDP2026 | HEV | 2040 | TWh | 290 | Sub_sector | Transport | Ships | Transport (ships) | Energetic | transport_ships_final_demand_ammonia | Ammonia | EU | Energy demand | 0 | FEC
BE | TYNDP2026 | HEV | 2040 | TWh | 292 | Sub_sector | Transport | Planes | Transport (planes) | Energetic | transport_planes_final_demand_electricity | Electricity | EU | Energy demand | 0 | FEC
BE | TYNDP2026 | HEV | 2040 | TWh | 293 | Sub_sector | Transport | Planes | Transport (planes) | Energetic | transport_planes_final_demand_hydrogen | Hydrogen | EU | Energy demand | 0 | FEC
BE | TYNDP2026 | HEV | 2040 | TWh | 294 | Sub_sector | Transport | Planes | Transport (planes) | Energetic | transport_planes_final_demand_methane | Methane | EU | Energy demand | 0 | FEC
BE | TYNDP2026 | HEV | 2040 | TWh | 295 | Sub_sector | Transport | Planes | Transport (planes) | Energetic | transport_planes_final_demand_heat | Heat | EU | Energy demand | 0 | FEC
BE | TYNDP2026 | HEV | 2040 | TWh | 296 | Sub_sector | Transport | Planes | Transport (planes) | Energetic | transport_planes_final_demand_biomass | Biomass | EU | Energy demand | 0 | FEC
BE | TYNDP2026 | HEV | 2040 | TWh | 297 | Sub_sector | Transport | Planes | Transport (planes) | Energetic | transport_planes_final_demand_coal | Solids | EU | Energy demand | 0 | FEC
BE | TYNDP2026 | HEV | 2040 | TWh | 298 | Sub_sector | Transport | Planes | Transport (planes) | Energetic | transport_planes_final_demand_oil | Liquids | EU | Energy demand | 0 | FEC
BE | TYNDP2026 | HEV | 2040 | TWh | 299 | Sub_sector | Transport | Planes | Transport (planes) | Energetic | transport_planes_final_demand_other | Others | EU | Energy demand | 0 | FEC
BE | TYNDP2026 | HEV | 2040 | TWh | 300 | Sub_sector | Transport | Planes | Transport (planes) | Energetic | transport_planes_final_demand_ammonia | Ammonia | EU | Energy demand | 0 | FEC
BE | TYNDP2026 | HEV | 2040 | TWh | 302 | Sub_sector | Transport | Others | Transport (others) | Energetic | transport_other_final_demand_electricity | Electricity | EU | Energy demand | 0.083856 | FEC
BE | TYNDP2026 | HEV | 2040 | TWh | 303 | Sub_sector | Transport | Others | Transport (others) | Energetic | transport_other_final_demand_hydrogen | Hydrogen | EU | Energy demand | 0 | FEC
BE | TYNDP2026 | HEV | 2040 | TWh | 304 | Sub_sector | Transport | Others | Transport (others) | Energetic | transport_other_final_demand_methane | Methane | EU | Energy demand | 0 | FEC
BE | TYNDP2026 | HEV | 2040 | TWh | 305 | Sub_sector | Transport | Others | Transport (others) | Energetic | transport_other_final_demand_heat | Heat | EU | Energy demand | 0 | FEC
BE | TYNDP2026 | HEV | 2040 | TWh | 306 | Sub_sector | Transport | Others | Transport (others) | Energetic | transport_other_final_demand_biomass | Biomass | EU | Energy demand | 0 | FEC
BE | TYNDP2026 | HEV | 2040 | TWh | 307 | Sub_sector | Transport | Others | Transport (others) | Energetic | transport_other_final_demand_coal | Solids | EU | Energy demand | 0 | FEC
BE | TYNDP2026 | HEV | 2040 | TWh | 308 | Sub_sector | Transport | Others | Transport (others) | Energetic | transport_other_final_demand_oil | Liquids | EU | Energy demand | 0 | FEC
BE | TYNDP2026 | HEV | 2040 | TWh | 309 | Sub_sector | Transport | Others | Transport (others) | Energetic | transport_other_final_demand_other | Others | EU | Energy demand | 0 | FEC
BE | TYNDP2026 | HEV | 2040 | TWh | 310 | Sub_sector | Transport | Others | Transport (others) | Energetic | transport_other_final_demand_ammonia | Ammonia | EU | Energy demand | 0 | FEC
BE | TYNDP2026 | HEV | 2040 | TWh | 312 | Sub_sector | International transport | International aviation | Transport (int. aviation) | Energetic | transport_int_aviation_final_demand_electricity | Electricity | EU | Energy demand | 0 | FEC
BE | TYNDP2026 | HEV | 2040 | TWh | 313 | Sub_sector | International transport | International aviation | Transport (int. aviation) | Energetic | transport_int_aviation_final_demand_hydrogen | Hydrogen | EU | Energy demand | 0.13563 | FEC
BE | TYNDP2026 | HEV | 2040 | TWh | 314 | Sub_sector | International transport | International aviation | Transport (int. aviation) | Energetic | transport_int_aviation_final_demand_methane | Methane | EU | Energy demand | 0 | FEC
BE | TYNDP2026 | HEV | 2040 | TWh | 315 | Sub_sector | International transport | International aviation | Transport (int. aviation) | Energetic | transport_int_aviation_final_demand_heat | Heat | EU | Energy demand | 0 | FEC
BE | TYNDP2026 | HEV | 2040 | TWh | 316 | Sub_sector | International transport | International aviation | Transport (int. aviation) | Energetic | transport_int_aviation_final_demand_biofuels | Biomass | EU | Energy demand | 0 | FEC
BE | TYNDP2026 | HEV | 2040 | TWh | 317 | Sub_sector | International transport | International aviation | Transport (int. aviation) | Energetic | transport_int_aviation_final_demand_coal | Solids | EU | Energy demand | 0 | FEC
BE | TYNDP2026 | HEV | 2040 | TWh | 318 | Sub_sector | International transport | International aviation | Transport (int. aviation) | Energetic | transport_int_aviation_final_demand_oil | Liquids | EU | Energy demand | 23.7046 | FEC
BE | TYNDP2026 | HEV | 2040 | TWh | 319 | Sub_sector | International transport | International aviation | Transport (int. aviation) | Energetic | transport_int_aviation_final_demand_other | Others | EU | Energy demand | 0 | FEC
BE | TYNDP2026 | HEV | 2040 | TWh | 320 | Sub_sector | International transport | International aviation | Transport (int. aviation) | Energetic | transport_int_aviation_final_demand_ammonia | Ammonia | EU | Energy demand | 0 | FEC
BE | TYNDP2026 | HEV | 2040 | TWh | 322 | Sub_sector | International transport | International shipping | Transport (int. shipping) | Energetic | transport_int_shipping_final_demand_electricity | Electricity | EU | Energy demand | 0 | not_included_in_FEC
BE | TYNDP2026 | HEV | 2040 | TWh | 323 | Sub_sector | International transport | International shipping | Transport (int. shipping) | Energetic | transport_int_shipping_final_demand_hydrogen | Hydrogen | EU | Energy demand | 0 | not_included_in_FEC
BE | TYNDP2026 | HEV | 2040 | TWh | 324 | Sub_sector | International transport | International shipping | Transport (int. shipping) | Energetic | transport_int_shipping_final_demand_methane | Methane | EU | Energy demand | 11.4448 | not_included_in_FEC
BE | TYNDP2026 | HEV | 2040 | TWh | 325 | Sub_sector | International transport | International shipping | Transport (int. shipping) | Energetic | transport_int_shipping_final_demand_heat | Heat | EU | Energy demand | 0 | not_included_in_FEC
BE | TYNDP2026 | HEV | 2040 | TWh | 326 | Sub_sector | International transport | International shipping | Transport (int. shipping) | Energetic | transport_int_shipping_final_demand_biofuels | Biomass | EU | Energy demand | 0 | not_included_in_FEC
BE | TYNDP2026 | HEV | 2040 | TWh | 327 | Sub_sector | International transport | International shipping | Transport (int. shipping) | Energetic | transport_int_shipping_final_demand_coal | Solids | EU | Energy demand | 0 | not_included_in_FEC
BE | TYNDP2026 | HEV | 2040 | TWh | 328 | Sub_sector | International transport | International shipping | Transport (int. shipping) | Energetic | transport_int_shipping_final_demand_oil | Liquids | EU | Energy demand | 62.0908 | not_included_in_FEC
BE | TYNDP2026 | HEV | 2040 | TWh | 329 | Sub_sector | International transport | International shipping | Transport (int. shipping) | Energetic | transport_int_shipping_final_demand_other | Others | EU | Energy demand | 0 | not_included_in_FEC
BE | TYNDP2026 | HEV | 2040 | TWh | 330 | Sub_sector | International transport | International shipping | Transport (int. shipping) | Energetic | transport_int_shipping_final_demand_ammonia | Ammonia | EU | Energy demand | 16.8674 | not_included_in_FEC
BE | TYNDP2026 | HEV | 2040 | TWh | 332 | Sub_sector | Households | Space heating | Households (heating) | Energetic | households_heating_final_demand_electricity | Electricity | EU | Energy demand | 11.1928 | FEC
BE | TYNDP2026 | HEV | 2040 | TWh | 333 | Sub_sector | Households | Space heating | Households (heating) | Energetic | households_heating_final_demand_hydrogen | Hydrogen | EU | Energy demand | 0 | FEC
BE | TYNDP2026 | HEV | 2040 | TWh | 334 | Sub_sector | Households | Space heating | Households (heating) | Energetic | households_heating_final_demand_methane | Methane | EU | Energy demand | 19.016 | FEC
BE | TYNDP2026 | HEV | 2040 | TWh | 335 | Sub_sector | Households | Space heating | Households (heating) | Energetic | households_heating_final_demand_heat | Heat | EU | Energy demand | 2.3973 | FEC
BE | TYNDP2026 | HEV | 2040 | TWh | 336 | Sub_sector | Households | Space heating | Households (heating) | Energetic | households_heating_final_demand_biomass | Biomass | EU | Energy demand | 6.6753 | FEC
BE | TYNDP2026 | HEV | 2040 | TWh | 337 | Sub_sector | Households | Space heating | Households (heating) | Energetic | households_heating_final_demand_coal | Solids | EU | Energy demand | 0 | FEC
BE | TYNDP2026 | HEV | 2040 | TWh | 338 | Sub_sector | Households | Space heating | Households (heating) | Energetic | households_heating_final_demand_oil | Liquids | EU | Energy demand | 0 | FEC
BE | TYNDP2026 | HEV | 2040 | TWh | 339 | Sub_sector | Households | Space heating | Households (heating) | Energetic | households_heating_final_demand_other | Others | EU | Energy demand | 0 | FEC
BE | TYNDP2026 | HEV | 2040 | TWh | 340 | Sub_sector | Households | Space heating | Households (heating) | Energetic | households_heating_final_demand_ammonia | Ammonia | EU | Energy demand | 0 | FEC
BE | TYNDP2026 | HEV | 2040 | TWh | 343 | Sub_sector | Households | Cooling | Households (cooling) | Energetic | households_cooling_final_demand_electricity | Electricity | EU | Energy demand | 0.065875 | FEC
BE | TYNDP2026 | HEV | 2040 | TWh | 344 | Sub_sector | Households | Cooling | Households (cooling) | Energetic | households_cooling_final_demand_hydrogen | Hydrogen | EU | Energy demand | 0 | FEC
BE | TYNDP2026 | HEV | 2040 | TWh | 345 | Sub_sector | Households | Cooling | Households (cooling) | Energetic | households_cooling_final_demand_methane | Methane | EU | Energy demand | 0 | FEC
BE | TYNDP2026 | HEV | 2040 | TWh | 346 | Sub_sector | Households | Cooling | Households (cooling) | Energetic | households_cooling_final_demand_heat | Heat | EU | Energy demand | 0 | FEC
BE | TYNDP2026 | HEV | 2040 | TWh | 347 | Sub_sector | Households | Cooling | Households (cooling) | Energetic | households_cooling_final_demand_biomass | Biomass | EU | Energy demand | 0 | FEC
BE | TYNDP2026 | HEV | 2040 | TWh | 348 | Sub_sector | Households | Cooling | Households (cooling) | Energetic | households_cooling_final_demand_coal | Solids | EU | Energy demand | 0 | FEC
BE | TYNDP2026 | HEV | 2040 | TWh | 349 | Sub_sector | Households | Cooling | Households (cooling) | Energetic | households_cooling_final_demand_oil | Liquids | EU | Energy demand | 0 | FEC
BE | TYNDP2026 | HEV | 2040 | TWh | 350 | Sub_sector | Households | Cooling | Households (cooling) | Energetic | households_cooling_final_demand_other | Others | EU | Energy demand | 0 | FEC
BE | TYNDP2026 | HEV | 2040 | TWh | 351 | Sub_sector | Households | Cooling | Households (cooling) | Energetic | households_cooling_final_demand_ammonia | Ammonia | EU | Energy demand | 0 | FEC
BE | TYNDP2026 | HEV | 2040 | TWh | 354 | Sub_sector | Households | Hot water | Households (hot water) | Energetic | households_hot_water_final_demand_electricity | Electricity | EU | Energy demand | 2.9855 | FEC
BE | TYNDP2026 | HEV | 2040 | TWh | 355 | Sub_sector | Households | Hot water | Households (hot water) | Energetic | households_hot_water_final_demand_hydrogen | Hydrogen | EU | Energy demand | 0 | FEC
BE | TYNDP2026 | HEV | 2040 | TWh | 356 | Sub_sector | Households | Hot water | Households (hot water) | Energetic | households_hot_water_final_demand_methane | Methane | EU | Energy demand | 4.5971 | FEC
BE | TYNDP2026 | HEV | 2040 | TWh | 357 | Sub_sector | Households | Hot water | Households (hot water) | Energetic | households_hot_water_final_demand_heat | Heat | EU | Energy demand | 0.56981 | FEC
BE | TYNDP2026 | HEV | 2040 | TWh | 358 | Sub_sector | Households | Hot water | Households (hot water) | Energetic | households_hot_water_final_demand_biomass | Biomass | EU | Energy demand | 0.55591 | FEC
BE | TYNDP2026 | HEV | 2040 | TWh | 359 | Sub_sector | Households | Hot water | Households (hot water) | Energetic | households_hot_water_final_demand_coal | Solids | EU | Energy demand | 0 | FEC
BE | TYNDP2026 | HEV | 2040 | TWh | 360 | Sub_sector | Households | Hot water | Households (hot water) | Energetic | households_hot_water_final_demand_oil | Liquids | EU | Energy demand | 0 | FEC
BE | TYNDP2026 | HEV | 2040 | TWh | 361 | Sub_sector | Households | Hot water | Households (hot water) | Energetic | households_hot_water_final_demand_other | Others | EU | Energy demand | 0.23275 | FEC
BE | TYNDP2026 | HEV | 2040 | TWh | 362 | Sub_sector | Households | Hot water | Households (hot water) | Energetic | households_hot_water_final_demand_ammonia | Ammonia | EU | Energy demand | 0 | FEC
BE | TYNDP2026 | HEV | 2040 | TWh | 365 | Sub_sector | Households | Appliances | Households (appliances) | Energetic | households_appliances_final_demand_electricity | Electricity | EU | Energy demand | 11.5426 | FEC
BE | TYNDP2026 | HEV | 2040 | TWh | 366 | Sub_sector | Households | Appliances | Households (appliances) | Energetic | households_appliances_final_demand_hydrogen | Hydrogen | EU | Energy demand | 0 | FEC
BE | TYNDP2026 | HEV | 2040 | TWh | 367 | Sub_sector | Households | Appliances | Households (appliances) | Energetic | households_appliances_final_demand_methane | Methane | EU | Energy demand | 0.0084543 | FEC
BE | TYNDP2026 | HEV | 2040 | TWh | 368 | Sub_sector | Households | Appliances | Households (appliances) | Energetic | households_appliances_final_demand_heat | Heat | EU | Energy demand | 0 | FEC
BE | TYNDP2026 | HEV | 2040 | TWh | 369 | Sub_sector | Households | Appliances | Households (appliances) | Energetic | households_appliances_final_demand_biomass | Biomass | EU | Energy demand | 0 | FEC
BE | TYNDP2026 | HEV | 2040 | TWh | 370 | Sub_sector | Households | Appliances | Households (appliances) | Energetic | households_appliances_final_demand_coal | Solids | EU | Energy demand | 0 | FEC
BE | TYNDP2026 | HEV | 2040 | TWh | 371 | Sub_sector | Households | Appliances | Households (appliances) | Energetic | households_appliances_final_demand_oil | Liquids | EU | Energy demand | 0 | FEC
BE | TYNDP2026 | HEV | 2040 | TWh | 372 | Sub_sector | Households | Appliances | Households (appliances) | Energetic | households_appliances_final_demand_other | Others | EU | Energy demand | 0 | FEC
BE | TYNDP2026 | HEV | 2040 | TWh | 373 | Sub_sector | Households | Appliances | Households (appliances) | Energetic | households_appliances_final_demand_ammonia | Ammonia | EU | Energy demand | 0 | FEC
BE | TYNDP2026 | HEV | 2040 | TWh | 375 | Sub_sector | Buildings | Space heating | Buildings (heat) | Energetic | buildings_heat_final_demand_electricity | Electricity | EU | Energy demand | 8.8072 | FEC
BE | TYNDP2026 | HEV | 2040 | TWh | 376 | Sub_sector | Buildings | Space heating | Buildings (heat) | Energetic | buildings_heat_final_demand_hydrogen | Hydrogen | EU | Energy demand | 0 | FEC
BE | TYNDP2026 | HEV | 2040 | TWh | 377 | Sub_sector | Buildings | Space heating | Buildings (heat) | Energetic | buildings_heat_final_demand_methane | Methane | EU | Energy demand | 6.4895 | FEC
BE | TYNDP2026 | HEV | 2040 | TWh | 378 | Sub_sector | Buildings | Space heating | Buildings (heat) | Energetic | buildings_heat_final_demand_heat | Heat | EU | Energy demand | 1.032 | FEC
BE | TYNDP2026 | HEV | 2040 | TWh | 379 | Sub_sector | Buildings | Space heating | Buildings (heat) | Energetic | buildings_heat_final_demand_biomass | Biomass | EU | Energy demand | 0.15732 | FEC
BE | TYNDP2026 | HEV | 2040 | TWh | 380 | Sub_sector | Buildings | Space heating | Buildings (heat) | Energetic | buildings_heat_final_demand_coal | Solids | EU | Energy demand | 0 | FEC
BE | TYNDP2026 | HEV | 2040 | TWh | 381 | Sub_sector | Buildings | Space heating | Buildings (heat) | Energetic | buildings_heat_final_demand_oil | Liquids | EU | Energy demand | 0 | FEC
BE | TYNDP2026 | HEV | 2040 | TWh | 382 | Sub_sector | Buildings | Space heating | Buildings (heat) | Energetic | buildings_heat_final_demand_other | Others | EU | Energy demand | 0.0018051 | FEC
BE | TYNDP2026 | HEV | 2040 | TWh | 383 | Sub_sector | Buildings | Space heating | Buildings (heat) | Energetic | buildings_heat_final_demand_ammonia | Ammonia | EU | Energy demand | 0 | FEC
BE | TYNDP2026 | HEV | 2040 | TWh | 386 | Sub_sector | Buildings | Cooling | Buildings (cooling) | Energetic | buildings_cooling_final_demand_electricity | Electricity | EU | Energy demand | 1.037 | FEC
BE | TYNDP2026 | HEV | 2040 | TWh | 387 | Sub_sector | Buildings | Cooling | Buildings (cooling) | Energetic | buildings_cooling_final_demand_hydrogen | Hydrogen | EU | Energy demand | 0 | FEC
BE | TYNDP2026 | HEV | 2040 | TWh | 388 | Sub_sector | Buildings | Cooling | Buildings (cooling) | Energetic | buildings_cooling_final_demand_methane | Methane | EU | Energy demand | 0.011564 | FEC
BE | TYNDP2026 | HEV | 2040 | TWh | 389 | Sub_sector | Buildings | Cooling | Buildings (cooling) | Energetic | buildings_cooling_final_demand_heat | Heat | EU | Energy demand | 0 | FEC
BE | TYNDP2026 | HEV | 2040 | TWh | 390 | Sub_sector | Buildings | Cooling | Buildings (cooling) | Energetic | buildings_cooling_final_demand_biomass | Biomass | EU | Energy demand | 0 | FEC
BE | TYNDP2026 | HEV | 2040 | TWh | 391 | Sub_sector | Buildings | Cooling | Buildings (cooling) | Energetic | buildings_cooling_final_demand_coal | Solids | EU | Energy demand | 0 | FEC
BE | TYNDP2026 | HEV | 2040 | TWh | 392 | Sub_sector | Buildings | Cooling | Buildings (cooling) | Energetic | buildings_cooling_final_demand_oil | Liquids | EU | Energy demand | 0 | FEC
BE | TYNDP2026 | HEV | 2040 | TWh | 393 | Sub_sector | Buildings | Cooling | Buildings (cooling) | Energetic | buildings_cooling_final_demand_other | Others | EU | Energy demand | 0 | FEC
BE | TYNDP2026 | HEV | 2040 | TWh | 394 | Sub_sector | Buildings | Cooling | Buildings (cooling) | Energetic | buildings_cooling_final_demand_ammonia | Ammonia | EU | Energy demand | 0 | FEC
BE | TYNDP2026 | HEV | 2040 | TWh | 397 | Sub_sector | Buildings | Appliances | Buildings (appliances) | Energetic | buildings_appliances_final_demand_electricity | Electricity | EU | Energy demand | 9.35 | FEC
BE | TYNDP2026 | HEV | 2040 | TWh | 398 | Sub_sector | Buildings | Appliances | Buildings (appliances) | Energetic | buildings_appliances_final_demand_hydrogen | Hydrogen | EU | Energy demand | 0 | FEC
BE | TYNDP2026 | HEV | 2040 | TWh | 399 | Sub_sector | Buildings | Appliances | Buildings (appliances) | Energetic | buildings_appliances_final_demand_methane | Methane | EU | Energy demand | 4.3787 | FEC
BE | TYNDP2026 | HEV | 2040 | TWh | 400 | Sub_sector | Buildings | Appliances | Buildings (appliances) | Energetic | buildings_appliances_final_demand_heat | Heat | EU | Energy demand | 0 | FEC
BE | TYNDP2026 | HEV | 2040 | TWh | 401 | Sub_sector | Buildings | Appliances | Buildings (appliances) | Energetic | buildings_appliances_final_demand_biomass | Biomass | EU | Energy demand | 0 | FEC
BE | TYNDP2026 | HEV | 2040 | TWh | 402 | Sub_sector | Buildings | Appliances | Buildings (appliances) | Energetic | buildings_appliances_final_demand_coal | Solids | EU | Energy demand | 0 | FEC
BE | TYNDP2026 | HEV | 2040 | TWh | 403 | Sub_sector | Buildings | Appliances | Buildings (appliances) | Energetic | buildings_appliances_final_demand_oil | Liquids | EU | Energy demand | 0 | FEC
BE | TYNDP2026 | HEV | 2040 | TWh | 404 | Sub_sector | Buildings | Appliances | Buildings (appliances) | Energetic | buildings_appliances_final_demand_other | Others | EU | Energy demand | 0 | FEC
BE | TYNDP2026 | HEV | 2040 | TWh | 405 | Sub_sector | Buildings | Appliances | Buildings (appliances) | Energetic | buildings_appliances_final_demand_ammonia | Ammonia | EU | Energy demand | 0 | FEC
BE | TYNDP2026 | HEV | 2040 | TWh | 407 | Sub_sector | Buildings | Datacenters | Datacenters & ICT | Energetic | datacentres_final_demand_electricity_energetic | Electricity | EU | Energy demand | 9.8999 | FEC
BE | TYNDP2026 | HEV | 2040 | TWh | 408 | Sub_sector | Buildings | Datacenters | Datacenters & ICT | Energetic | datacentres_final_demand_hydrogen_energetic | Hydrogen | EU | Energy demand | 0 | FEC
BE | TYNDP2026 | HEV | 2040 | TWh | 409 | Sub_sector | Buildings | Datacenters | Datacenters & ICT | Energetic | datacentres_final_demand_methane_energetic | Methane | EU | Energy demand | 0 | FEC
BE | TYNDP2026 | HEV | 2040 | TWh | 410 | Sub_sector | Buildings | Datacenters | Datacenters & ICT | Energetic | datacentres_final_demand_heat_energetic | Heat | EU | Energy demand | 0 | FEC
BE | TYNDP2026 | HEV | 2040 | TWh | 411 | Sub_sector | Buildings | Datacenters | Datacenters & ICT | Energetic | datacentres_final_demand_biomass_energetic | Biomass | EU | Energy demand | 0 | FEC
BE | TYNDP2026 | HEV | 2040 | TWh | 412 | Sub_sector | Buildings | Datacenters | Datacenters & ICT | Energetic | datacentres_final_demand_coal_energetic | Solids | EU | Energy demand | 0 | FEC
BE | TYNDP2026 | HEV | 2040 | TWh | 413 | Sub_sector | Buildings | Datacenters | Datacenters & ICT | Energetic | datacentres_final_demand_oil_energetic | Liquids | EU | Energy demand | 0 | FEC
BE | TYNDP2026 | HEV | 2040 | TWh | 414 | Sub_sector | Buildings | Datacenters | Datacenters & ICT | Energetic | datacentres_final_demand_other_energetic | Others | EU | Energy demand | 0 | FEC
BE | TYNDP2026 | HEV | 2040 | TWh | 415 | Sub_sector | Buildings | Datacenters | Datacenters & ICT | Energetic | datacentres_final_demand_ammonia_energetic | Ammonia | EU | Energy demand | 0 | FEC
BE | TYNDP2026 | HEV | 2040 | TWh | 417 | Sub_sector | Transport | Others_Sector | Others_Sector | Energetic | other_final_demand_electricity_energetic | Electricity | EU | Energy demand | 0.0502 | FEC
BE | TYNDP2026 | HEV | 2040 | TWh | 418 | Sub_sector | Transport | Others_Sector | Others_Sector | Energetic | other_final_demand_hydrogen_energetic | Hydrogen | EU | Energy demand | 0 | FEC
BE | TYNDP2026 | HEV | 2040 | TWh | 419 | Sub_sector | Transport | Pipeline Transport | Others_Sector | Energetic | other_final_demand_methane_energetic | Methane | EU | Energy demand | 0.33863 | FEC
BE | TYNDP2026 | HEV | 2040 | TWh | 420 | Sub_sector | Transport | Others_Sector | Others_Sector | Energetic | other_final_demand_heat_energetic | Heat | EU | Energy demand | 0 | FEC
BE | TYNDP2026 | HEV | 2040 | TWh | 421 | Sub_sector | Transport | Others_Sector | Others_Sector | Energetic | other_final_demand_biomass_energetic | Biomass | EU | Energy demand | 0 | FEC
BE | TYNDP2026 | HEV | 2040 | TWh | 422 | Sub_sector | Transport | Others_Sector | Others_Sector | Energetic | other_final_demand_coal_energetic | Solids | EU | Energy demand | 0 | FEC
BE | TYNDP2026 | HEV | 2040 | TWh | 423 | Sub_sector | Transport | Others_Sector | Others_Sector | Energetic | other_final_demand_oil_energetic | Liquids | EU | Energy demand | 0.46062 | FEC
BE | TYNDP2026 | HEV | 2040 | TWh | 424 | Sub_sector | Others_Sector | Others_Sector | Others_Sector | Non-energetic | other_final_demand_oil_non_energetic | Liquids | EU | Energy demand | 0.28583 | not_included_in_FEC
BE | TYNDP2026 | HEV | 2040 | TWh | 425 | Sub_sector | Transport | Others_Sector | Others_Sector | Energetic | other_final_demand_other_energetic | Others | EU | Energy demand | 0 | FEC
BE | TYNDP2026 | HEV | 2040 | TWh | 426 | Sub_sector | Transport | Others_Sector | Others_Sector | Energetic | other_final_demand_ammonia_energetic | Ammonia | EU | Energy demand | 0 | FEC
BE | TYNDP2026 | HEV | 2040 | TWh | 427 | Sub_sector | Industry | Surplus_Heat_in_Industry | Surplus_Heat_in_Industry | Energetic | final_demand_of_industry_unused_local_production_steam_hot_water | Heat | EU | Energy demand | 0 | FEC
BE | TYNDP2026 | HEV | 2040 | TWh | 429 | Sub_sector | Agriculture | Total | Agriculture | Energetic | agriculture_final_demand_electricity_energetic | Electricity | EU | Energy demand | 2.1419 | FEC
BE | TYNDP2026 | HEV | 2040 | TWh | 430 | Sub_sector | Agriculture | Total | Agriculture | Energetic | agriculture_final_demand_hydrogen_energetic | Hydrogen | EU | Energy demand | 0 | FEC
BE | TYNDP2026 | HEV | 2040 | TWh | 431 | Sub_sector | Agriculture | Total | Agriculture | Energetic | agriculture_final_demand_methane_energetic | Methane | EU | Energy demand | 3.756 | FEC
BE | TYNDP2026 | HEV | 2040 | TWh | 432 | Sub_sector | Agriculture | Total | Agriculture | Energetic | agriculture_final_demand_heat_energetic | Heat | EU | Energy demand | 0.067917 | FEC
BE | TYNDP2026 | HEV | 2040 | TWh | 433 | Sub_sector | Agriculture | Total | Agriculture | Energetic | agriculture_final_demand_biomass_energetic | Biomass | EU | Energy demand | 0.18885 | FEC
BE | TYNDP2026 | HEV | 2040 | TWh | 434 | Sub_sector | Agriculture | Total | Agriculture | Energetic | agriculture_final_demand_coal_energetic | Solids | EU | Energy demand | 0 | FEC
BE | TYNDP2026 | HEV | 2040 | TWh | 435 | Sub_sector | Agriculture | Total | Agriculture | Energetic | agriculture_final_demand_oil_energetic | Liquids | EU | Energy demand | 2.004 | FEC
BE | TYNDP2026 | HEV | 2040 | TWh | 436 | Sub_sector | Agriculture | Total | Agriculture | Energetic | agriculture_final_demand_other_energetic | Others | EU | Energy demand | 0 | FEC
BE | TYNDP2026 | HEV | 2040 | TWh | 437 | Sub_sector | Agriculture | Total | Agriculture | Energetic | agriculture_final_demand_ammonia_energetic | Ammonia | EU | Energy demand | 0 | FEC
BE | TYNDP2026 | HEV | 2040 | TWh | 447 | Sub_sector | Buildings | Surplus Energy | Buildings | Energetic | GAP | Electricity | EU | Energy demand | 0 | FEC
BE | TYNDP2026 | HEV | 2040 | TWh | 448 | Sub_sector | Buildings | Surplus Energy | Buildings | Energetic | GAP | Hydrogen | EU | Energy demand | 0 | FEC
BE | TYNDP2026 | HEV | 2040 | TWh | 449 | Sub_sector | Buildings | Surplus Energy | Buildings | Energetic | GAP | Methane | EU | Energy demand | 0 | FEC
BE | TYNDP2026 | HEV | 2040 | TWh | 450 | Sub_sector | Buildings | Surplus Energy | Buildings | Energetic | GAP | Heat | EU | Energy demand | 0 | FEC
BE | TYNDP2026 | HEV | 2040 | TWh | 451 | Sub_sector | Buildings | Surplus Energy | Buildings | Energetic | GAP | Biomass | EU | Energy demand | 0.0094153 | FEC
BE | TYNDP2026 | HEV | 2040 | TWh | 452 | Sub_sector | Buildings | Surplus Energy | Buildings | Energetic | GAP | Solids | EU | Energy demand | 0 | FEC
BE | TYNDP2026 | HEV | 2040 | TWh | 453 | Sub_sector | Buildings | Surplus Energy | Buildings | Energetic | GAP | Liquids | EU | Energy demand | 1.113 | FEC
BE | TYNDP2026 | HEV | 2040 | TWh | 454 | Sub_sector | Buildings | Surplus Energy | Buildings | Energetic | GAP | Others | EU | Energy demand | 0 | FEC
BE | TYNDP2026 | HEV | 2040 | TWh | 455 | Sub_sector | Buildings | Surplus Energy | Buildings | Energetic | GAP | Ammonia | EU | Energy demand | 0 | FEC
BE | TYNDP2026 | HEV | 2040 | TWh | 456 | Sub_sector | Households | Surplus Energy | Households | Energetic | GAP | Electricity | EU | Energy demand | 0 | FEC
BE | TYNDP2026 | HEV | 2040 | TWh | 457 | Sub_sector | Households | Surplus Energy | Households | Energetic | GAP | Hydrogen | EU | Energy demand | 0 | FEC
BE | TYNDP2026 | HEV | 2040 | TWh | 458 | Sub_sector | Households | Surplus Energy | Households | Energetic | GAP | Methane | EU | Energy demand | 0 | FEC
BE | TYNDP2026 | HEV | 2040 | TWh | 459 | Sub_sector | Households | Surplus Energy | Households | Energetic | GAP | Heat | EU | Energy demand | 0 | FEC
BE | TYNDP2026 | HEV | 2040 | TWh | 460 | Sub_sector | Households | Surplus Energy | Households | Energetic | GAP | Biomass | EU | Energy demand | 0 | FEC
BE | TYNDP2026 | HEV | 2040 | TWh | 461 | Sub_sector | Households | Surplus Energy | Households | Energetic | GAP | Solids | EU | Energy demand | 0 | FEC
BE | TYNDP2026 | HEV | 2040 | TWh | 462 | Sub_sector | Households | Surplus Energy | Households | Energetic | GAP | Liquids | EU | Energy demand | 0 | FEC
BE | TYNDP2026 | HEV | 2040 | TWh | 463 | Sub_sector | Households | Surplus Energy | Households | Energetic | GAP | Others | EU | Energy demand | 0 | FEC
BE | TYNDP2026 | HEV | 2040 | TWh | 464 | Sub_sector | Households | Surplus Energy | Households | Energetic | GAP | Ammonia | EU | Energy demand | 0 | FEC
BE | TYNDP2026 | LEV | 2035 | TWh | 102 | Sub_sector | Industry | Aluminium | Industry (aluminium) | Energetic | industry_aluminium_demand_electricity_energetic | Electricity | EU | Energy demand | 0 | FEC
BE | TYNDP2026 | LEV | 2035 | TWh | 103 | Sub_sector | Industry | Aluminium | Industry (aluminium) | Energetic | industry_aluminium_demand_hydrogen_energetic | Hydrogen | EU | Energy demand | 0 | FEC
BE | TYNDP2026 | LEV | 2035 | TWh | 104 | Sub_sector | Industry | Aluminium | Industry (aluminium) | Energetic | industry_aluminium_demand_methane_energetic | Methane | EU | Energy demand | 0 | FEC
BE | TYNDP2026 | LEV | 2035 | TWh | 105 | Sub_sector | Industry | Aluminium | Industry (aluminium) | Energetic | industry_aluminium_demand_heat_energetic | Heat | EU | Energy demand | 0 | FEC
BE | TYNDP2026 | LEV | 2035 | TWh | 106 | Sub_sector | Industry | Aluminium | Industry (aluminium) | Energetic | industry_aluminium_demand_biomass_energetic | Biomass | EU | Energy demand | 0 | FEC
BE | TYNDP2026 | LEV | 2035 | TWh | 107 | Sub_sector | Industry | Aluminium | Industry (aluminium) | Energetic | industry_aluminium_demand_coal_energetic | Solids | EU | Energy demand | 0 | FEC
BE | TYNDP2026 | LEV | 2035 | TWh | 108 | Sub_sector | Industry | Aluminium | Industry (aluminium) | Energetic | industry_aluminium_demand_oil_energetic | Liquids | EU | Energy demand | 0 | FEC
BE | TYNDP2026 | LEV | 2035 | TWh | 109 | Sub_sector | Industry | Aluminium | Industry (aluminium) | Energetic | industry_aluminium_demand_others_energetic | Others | EU | Energy demand | 0 | FEC
BE | TYNDP2026 | LEV | 2035 | TWh | 110 | Sub_sector | Industry | Aluminium | Industry (aluminium) | Energetic | industry_ammonia_demand_others_energetic | Ammonia | EU | Energy demand | 0 | FEC
BE | TYNDP2026 | LEV | 2035 | TWh | 112 | Sub_sector | Industry | Chemicals | Industry (chemicals, energetic) | Energetic | industry_chemical_demand_electricity_energetic | Electricity | EU | Energy demand | 17.3393 | FEC
BE | TYNDP2026 | LEV | 2035 | TWh | 113 | Sub_sector | Industry | Chemicals | Industry (chemicals, energetic) | Energetic | industry_chemical_demand_hydrogen_energetic | Hydrogen | EU | Energy demand | 0.53236 | FEC
BE | TYNDP2026 | LEV | 2035 | TWh | 114 | Sub_sector | Industry | Chemicals | Industry (chemicals, energetic) | Energetic | industry_chemical_demand_methane_energetic | Methane | EU | Energy demand | 7.9611 | FEC
BE | TYNDP2026 | LEV | 2035 | TWh | 115 | Sub_sector | Industry | Chemicals | Industry (chemicals, energetic) | Energetic | industry_chemical_demand_heat_energetic | Heat | EU | Energy demand | 3.6026 | FEC
BE | TYNDP2026 | LEV | 2035 | TWh | 116 | Sub_sector | Industry | Chemicals | Industry (chemicals, energetic) | Energetic | industry_chemical_demand_biomass_energetic | Biomass | EU | Energy demand | 0.60044 | FEC
BE | TYNDP2026 | LEV | 2035 | TWh | 117 | Sub_sector | Industry | Chemicals | Industry (chemicals, energetic) | Energetic | industry_chemical_demand_coal_energetic | Solids | EU | Energy demand | 0 | FEC
BE | TYNDP2026 | LEV | 2035 | TWh | 118 | Sub_sector | Industry | Chemicals | Industry (chemicals, energetic) | Energetic | industry_chemical_demand_oil_energetic | Liquids | EU | Energy demand | 8.0371 | FEC
BE | TYNDP2026 | LEV | 2035 | TWh | 119 | Sub_sector | Industry | Chemicals | Industry (chemicals, energetic) | Energetic | industry_chemical_demand_others_energetic | Others | EU | Energy demand | 0 | FEC
BE | TYNDP2026 | LEV | 2035 | TWh | 120 | Sub_sector | Industry | Chemicals | Industry (chemicals, energetic) | Energetic | industry_chemical_demand_ammonia_energetic | Ammonia | EU | Energy demand | 0 | FEC
BE | TYNDP2026 | LEV | 2035 | TWh | 122 | Sub_sector | Industry | Chemicals | Industry (chemicals, non-energetic) | Non-energetic | industry_chemical_demand_electricity_non_energetic | Electricity | EU | Energy demand | 0 | not_included_in_FEC
BE | TYNDP2026 | LEV | 2035 | TWh | 123 | Sub_sector | Industry | Chemicals | Industry (chemicals, non-energetic) | Non-energetic | industry_chemical_demand_hydrogen_non_energetic | Hydrogen | EU | Energy demand | 14.0413 | not_included_in_FEC
BE | TYNDP2026 | LEV | 2035 | TWh | 124 | Sub_sector | Industry | Chemicals | Industry (chemicals, non-energetic) | Non-energetic | industry_chemical_demand_methane_non_energetic | Methane | EU | Energy demand | 1.4041 | not_included_in_FEC
BE | TYNDP2026 | LEV | 2035 | TWh | 125 | Sub_sector | Industry | Chemicals | Industry (chemicals, non-energetic) | Non-energetic | industry_chemical_demand_heat_non_energetic | Heat | EU | Energy demand | 0 | not_included_in_FEC
BE | TYNDP2026 | LEV | 2035 | TWh | 126 | Sub_sector | Industry | Chemicals | Industry (chemicals, non-energetic) | Non-energetic | industry_chemical_demand_biomass_non_energetic | Biomass | EU | Energy demand | 0 | not_included_in_FEC
BE | TYNDP2026 | LEV | 2035 | TWh | 127 | Sub_sector | Industry | Chemicals | Industry (chemicals, non-energetic) | Non-energetic | industry_chemical_demand_coal_non_energetic | Solids | EU | Energy demand | 0 | not_included_in_FEC
BE | TYNDP2026 | LEV | 2035 | TWh | 128 | Sub_sector | Industry | Chemicals | Industry (chemicals, non-energetic) | Non-energetic | industry_chemical_demand_oil_non_energetic | Liquids | EU | Energy demand | 54.7611 | not_included_in_FEC
BE | TYNDP2026 | LEV | 2035 | TWh | 129 | Sub_sector | Industry | Chemicals | Industry (chemicals, non-energetic) | Non-energetic | industry_chemical_demand_others_non_energetic | Others | EU | Energy demand | 0 | not_included_in_FEC
BE | TYNDP2026 | LEV | 2035 | TWh | 130 | Sub_sector | Industry | Chemicals | Industry (chemicals, non-energetic) | Non-energetic | industry_chemical_demand_ammonia_non_energetic | Ammonia | EU | Energy demand | 0 | not_included_in_FEC
BE | TYNDP2026 | LEV | 2035 | TWh | 132 | Sub_sector | Industry | Fertilizers | Industry (fertilizers, energetic) | Energetic | industry_fertilizers_demand_electricity_energetic | Electricity | EU | Energy demand | 0.21708 | FEC
BE | TYNDP2026 | LEV | 2035 | TWh | 133 | Sub_sector | Industry | Fertilizers | Industry (fertilizers, energetic) | Energetic | industry_fertilizers_demand_hydrogen_energetic | Hydrogen | EU | Energy demand | 0 | FEC
BE | TYNDP2026 | LEV | 2035 | TWh | 134 | Sub_sector | Industry | Fertilizers | Industry (fertilizers, energetic) | Energetic | industry_fertilizers_demand_methane_energetic | Methane | EU | Energy demand | 0.88642 | FEC
BE | TYNDP2026 | LEV | 2035 | TWh | 135 | Sub_sector | Industry | Fertilizers | Industry (fertilizers, energetic) | Energetic | industry_fertilizers_demand_heat_energetic | Heat | EU | Energy demand | 0 | FEC
BE | TYNDP2026 | LEV | 2035 | TWh | 136 | Sub_sector | Industry | Fertilizers | Industry (fertilizers, energetic) | Energetic | industry_fertilizers_demand_biomass_energetic | Biomass | EU | Energy demand | 0 | FEC
BE | TYNDP2026 | LEV | 2035 | TWh | 137 | Sub_sector | Industry | Fertilizers | Industry (fertilizers, energetic) | Energetic | industry_fertilizers_demand_coal_energetic | Solids | EU | Energy demand | 0 | FEC
BE | TYNDP2026 | LEV | 2035 | TWh | 138 | Sub_sector | Industry | Fertilizers | Industry (fertilizers, energetic) | Energetic | industry_fertilizers_demand_oil_energetic | Liquids | EU | Energy demand | 0 | FEC
BE | TYNDP2026 | LEV | 2035 | TWh | 139 | Sub_sector | Industry | Fertilizers | Industry (fertilizers, energetic) | Energetic | industry_fertilizers_demand_others_energetic | Others | EU | Energy demand | 0 | FEC
BE | TYNDP2026 | LEV | 2035 | TWh | 140 | Sub_sector | Industry | Fertilizers | Industry (fertilizers, energetic) | Energetic | industry_fertilizers_demand_ammonia_energetic | Ammonia | EU | Energy demand | 0 | FEC
BE | TYNDP2026 | LEV | 2035 | TWh | 142 | Sub_sector | Industry | Fertilizers | Industry (fertilizers, non-energetic) | Non-energetic | industry_fertilizers_demand_electricity_non_energetic | Electricity | EU | Energy demand | 0 | not_included_in_FEC
BE | TYNDP2026 | LEV | 2035 | TWh | 143 | Sub_sector | Industry | Fertilizers | Industry (fertilizers, non-energetic) | Non-energetic | industry_fertilizers_demand_hydrogen_non_energetic | Hydrogen | EU | Energy demand | 1.25 | not_included_in_FEC
BE | TYNDP2026 | LEV | 2035 | TWh | 144 | Sub_sector | Industry | Fertilizers | Industry (fertilizers, non-energetic) | Non-energetic | industry_fertilizers_demand_methane_non_energetic | Methane | EU | Energy demand | 0 | not_included_in_FEC
BE | TYNDP2026 | LEV | 2035 | TWh | 145 | Sub_sector | Industry | Fertilizers | Industry (fertilizers, non-energetic) | Non-energetic | industry_fertilizers_demand_heat_non_energetic | Heat | EU | Energy demand | 0 | not_included_in_FEC
BE | TYNDP2026 | LEV | 2035 | TWh | 146 | Sub_sector | Industry | Fertilizers | Industry (fertilizers, non-energetic) | Non-energetic | industry_fertilizers_demand_biomass_non_energetic | Biomass | EU | Energy demand | 0 | not_included_in_FEC
BE | TYNDP2026 | LEV | 2035 | TWh | 147 | Sub_sector | Industry | Fertilizers | Industry (fertilizers, non-energetic) | Non-energetic | industry_fertilizers_demand_coal_non_energetic | Solids | EU | Energy demand | 0 | not_included_in_FEC
BE | TYNDP2026 | LEV | 2035 | TWh | 148 | Sub_sector | Industry | Fertilizers | Industry (fertilizers, non-energetic) | Non-energetic | industry_fertilizers_demand_oil_non_energetic | Liquids | EU | Energy demand | 0 | not_included_in_FEC
BE | TYNDP2026 | LEV | 2035 | TWh | 149 | Sub_sector | Industry | Fertilizers | Industry (fertilizers, non-energetic) | Non-energetic | industry_fertilizers_demand_others_non_energetic | Others | EU | Energy demand | 0 | not_included_in_FEC
BE | TYNDP2026 | LEV | 2035 | TWh | 150 | Sub_sector | Industry | Fertilizers | Industry (fertilizers, non-energetic) | Non-energetic | industry_fertilizers_demand_ammonia_non_energetic | Ammonia | EU | Energy demand | 3.2625 | not_included_in_FEC
BE | TYNDP2026 | LEV | 2035 | TWh | 152 | Sub_sector | Industry | Food | Industry (food) | Energetic | industry_food_demand_electricity_energetic | Electricity | EU | Energy demand | 8.2025 | FEC
BE | TYNDP2026 | LEV | 2035 | TWh | 153 | Sub_sector | Industry | Food | Industry (food) | Energetic | industry_food_demand_hydrogen_energetic | Hydrogen | EU | Energy demand | 0 | FEC
BE | TYNDP2026 | LEV | 2035 | TWh | 154 | Sub_sector | Industry | Food | Industry (food) | Energetic | industry_food_demand_methane_energetic | Methane | EU | Energy demand | 7.947 | FEC
BE | TYNDP2026 | LEV | 2035 | TWh | 155 | Sub_sector | Industry | Food | Industry (food) | Energetic | industry_food_demand_heat_energetic | Heat | EU | Energy demand | 0.53491 | FEC
BE | TYNDP2026 | LEV | 2035 | TWh | 156 | Sub_sector | Industry | Food | Industry (food) | Energetic | industry_food_demand_biomass_energetic | Biomass | EU | Energy demand | 0.66864 | FEC
BE | TYNDP2026 | LEV | 2035 | TWh | 157 | Sub_sector | Industry | Food | Industry (food) | Energetic | industry_food_demand_coal_energetic | Solids | EU | Energy demand | 0 | FEC
BE | TYNDP2026 | LEV | 2035 | TWh | 158 | Sub_sector | Industry | Food | Industry (food) | Energetic | industry_food_demand_oil_energetic | Liquids | EU | Energy demand | 0 | FEC
BE | TYNDP2026 | LEV | 2035 | TWh | 159 | Sub_sector | Industry | Food | Industry (food) | Energetic | industry_food_demand_others_energetic | Others | EU | Energy demand | 0 | FEC
BE | TYNDP2026 | LEV | 2035 | TWh | 160 | Sub_sector | Industry | Food | Industry (food) | Energetic | industry_food_demand_ammonia_energetic | Ammonia | EU | Energy demand | 0 | FEC
BE | TYNDP2026 | LEV | 2035 | TWh | 162 | Sub_sector | Industry | Metals | Industry (metal) | Energetic | industry_metal_demand_electricity_energetic | Electricity | EU | Energy demand | 2.0648 | FEC
BE | TYNDP2026 | LEV | 2035 | TWh | 163 | Sub_sector | Industry | Metals | Industry (metal) | Energetic | industry_metal_demand_hydrogen_energetic | Hydrogen | EU | Energy demand | 0 | FEC
BE | TYNDP2026 | LEV | 2035 | TWh | 164 | Sub_sector | Industry | Metals | Industry (metal) | Energetic | industry_metal_demand_methane_energetic | Methane | EU | Energy demand | 1.3542 | FEC
BE | TYNDP2026 | LEV | 2035 | TWh | 165 | Sub_sector | Industry | Metals | Industry (metal) | Energetic | industry_metal_demand_heat_energetic | Heat | EU | Energy demand | 0 | FEC
BE | TYNDP2026 | LEV | 2035 | TWh | 166 | Sub_sector | Industry | Metals | Industry (metal) | Energetic | industry_metal_demand_biomass_energetic | Biomass | EU | Energy demand | 0 | FEC
BE | TYNDP2026 | LEV | 2035 | TWh | 167 | Sub_sector | Industry | Metals | Industry (metal) | Energetic | industry_metal_demand_coal_energetic | Solids | EU | Energy demand | 0 | FEC
BE | TYNDP2026 | LEV | 2035 | TWh | 168 | Sub_sector | Industry | Metals | Industry (metal) | Energetic | industry_metal_demand_oil_energetic | Liquids | EU | Energy demand | 0.0034056 | FEC
BE | TYNDP2026 | LEV | 2035 | TWh | 169 | Sub_sector | Industry | Metals | Industry (metal) | Energetic | industry_metal_demand_others_energetic | Others | EU | Energy demand | 0 | FEC
BE | TYNDP2026 | LEV | 2035 | TWh | 170 | Sub_sector | Industry | Metals | Industry (metal) | Energetic | industry_metal_demand_ammonia_energetic | Ammonia | EU | Energy demand | 0 | FEC
BE | TYNDP2026 | LEV | 2035 | TWh | 172 | Sub_sector | Industry | Others | Industry (other, energetic) | Energetic | industry_other_demand_electricity_energetic | Electricity | EU | Energy demand | 9.8522 | FEC
BE | TYNDP2026 | LEV | 2035 | TWh | 173 | Sub_sector | Industry | Others | Industry (other, energetic) | Energetic | industry_other_demand_hydrogen_energetic | Hydrogen | EU | Energy demand | 1.4351 | FEC
BE | TYNDP2026 | LEV | 2035 | TWh | 174 | Sub_sector | Industry | Others | Industry (other, energetic) | Energetic | industry_other_demand_methane_energetic | Methane | EU | Energy demand | 13.0435 | FEC
BE | TYNDP2026 | LEV | 2035 | TWh | 175 | Sub_sector | Industry | Others | Industry (other, energetic) | Energetic | industry_other_demand_heat_energetic | Heat | EU | Energy demand | 0.28975 | FEC
BE | TYNDP2026 | LEV | 2035 | TWh | 176 | Sub_sector | Industry | Others | Industry (other, energetic) | Energetic | industry_other_demand_biomass_energetic | Biomass | EU | Energy demand | 3.1873 | FEC
BE | TYNDP2026 | LEV | 2035 | TWh | 177 | Sub_sector | Industry | Others | Industry (other, energetic) | Energetic | industry_other_demand_coal_energetic | Solids | EU | Energy demand | 0.58375 | FEC
BE | TYNDP2026 | LEV | 2035 | TWh | 178 | Sub_sector | Industry | Others | Industry (other, energetic) | Energetic | industry_other_demand_oil_energetic | Liquids | EU | Energy demand | 0.58375 | FEC
BE | TYNDP2026 | LEV | 2035 | TWh | 179 | Sub_sector | Industry | Others | Industry (other, energetic) | Energetic | industry_other_demand_others_energetic | Others | EU | Energy demand | 0 | FEC
BE | TYNDP2026 | LEV | 2035 | TWh | 180 | Sub_sector | Industry | Others | Industry (other, energetic) | Energetic | industry_other_demand_ammonia_energetic | Ammonia | EU | Energy demand | 0 | FEC
BE | TYNDP2026 | LEV | 2035 | TWh | 182 | Sub_sector | Industry | Others | Industry (other, non-energetic) | Non-energetic | industry_other_demand_electricity_non_energetic | Electricity | EU | Energy demand | 0 | not_included_in_FEC
BE | TYNDP2026 | LEV | 2035 | TWh | 183 | Sub_sector | Industry | Others | Industry (other, non-energetic) | Non-energetic | industry_other_demand_hydrogen_non_energetic | Hydrogen | EU | Energy demand | 0.69933 | not_included_in_FEC
BE | TYNDP2026 | LEV | 2035 | TWh | 184 | Sub_sector | Industry | Others | Industry (other, non-energetic) | Non-energetic | industry_other_demand_methane_non_energetic | Methane | EU | Energy demand | 0.069933 | not_included_in_FEC
BE | TYNDP2026 | LEV | 2035 | TWh | 185 | Sub_sector | Industry | Others | Industry (other, non-energetic) | Non-energetic | industry_other_demand_heat_non_energetic | Heat | EU | Energy demand | 0 | not_included_in_FEC
BE | TYNDP2026 | LEV | 2035 | TWh | 186 | Sub_sector | Industry | Others | Industry (other, non-energetic) | Non-energetic | industry_other_demand_biomass_non_energetic | Biomass | EU | Energy demand | 0 | not_included_in_FEC
BE | TYNDP2026 | LEV | 2035 | TWh | 187 | Sub_sector | Industry | Others | Industry (other, non-energetic) | Non-energetic | industry_other_demand_coal_non_energetic | Solids | EU | Energy demand | 0 | not_included_in_FEC
BE | TYNDP2026 | LEV | 2035 | TWh | 188 | Sub_sector | Industry | Others | Industry (other, non-energetic) | Non-energetic | industry_other_demand_oil_non_energetic | Liquids | EU | Energy demand | 2.7274 | not_included_in_FEC
BE | TYNDP2026 | LEV | 2035 | TWh | 189 | Sub_sector | Industry | Others | Industry (other, non-energetic) | Non-energetic | industry_other_demand_others_non_energetic | Others | EU | Energy demand | 0 | not_included_in_FEC
BE | TYNDP2026 | LEV | 2035 | TWh | 190 | Sub_sector | Industry | Others | Industry (other, non-energetic) | Non-energetic | industry_other_demand_ammonia_non_energetic | Ammonia | EU | Energy demand | 0 | not_included_in_FEC
BE | TYNDP2026 | LEV | 2035 | TWh | 192 | Sub_sector | Industry | Paper | Industry (paper) | Energetic | industry_paper_demand_electricity_energetic | Electricity | EU | Energy demand | 2.4213 | FEC
BE | TYNDP2026 | LEV | 2035 | TWh | 193 | Sub_sector | Industry | Paper | Industry (paper) | Energetic | industry_paper_demand_hydrogen_energetic | Hydrogen | EU | Energy demand | 0 | FEC
BE | TYNDP2026 | LEV | 2035 | TWh | 194 | Sub_sector | Industry | Paper | Industry (paper) | Energetic | industry_paper_demand_methane_energetic | Methane | EU | Energy demand | 1.0941 | FEC
BE | TYNDP2026 | LEV | 2035 | TWh | 195 | Sub_sector | Industry | Paper | Industry (paper) | Energetic | industry_paper_demand_heat_energetic | Heat | EU | Energy demand | 0.29009 | FEC
BE | TYNDP2026 | LEV | 2035 | TWh | 196 | Sub_sector | Industry | Paper | Industry (paper) | Energetic | industry_paper_demand_biomass_energetic | Biomass | EU | Energy demand | 2.8074 | FEC
BE | TYNDP2026 | LEV | 2035 | TWh | 197 | Sub_sector | Industry | Paper | Industry (paper) | Energetic | industry_paper_demand_coal_energetic | Solids | EU | Energy demand | 0 | FEC
BE | TYNDP2026 | LEV | 2035 | TWh | 198 | Sub_sector | Industry | Paper | Industry (paper) | Energetic | industry_paper_demand_oil_energetic | Liquids | EU | Energy demand | 0 | FEC
BE | TYNDP2026 | LEV | 2035 | TWh | 199 | Sub_sector | Industry | Paper | Industry (paper) | Energetic | industry_paper_demand_others_energetic | Others | EU | Energy demand | 0 | FEC
BE | TYNDP2026 | LEV | 2035 | TWh | 200 | Sub_sector | Industry | Paper | Industry (paper) | Energetic | industry_paper_demand_ammonia_energetic | Ammonia | EU | Energy demand | 0 | FEC
BE | TYNDP2026 | LEV | 2035 | TWh | 202 | Sub_sector | Industry | Refineries | Industry (refineries, energetic) | Energetic | industry_refinery_demand_electricity_energetic | Electricity | EU | Energy demand | 1.7925 | not_included_in_FEC
BE | TYNDP2026 | LEV | 2035 | TWh | 203 | Sub_sector | Industry | Refineries | Industry (refineries, energetic) | Energetic | industry_refinery_demand_hydrogen_energetic | Hydrogen | EU | Energy demand | 0.4512 | not_included_in_FEC
BE | TYNDP2026 | LEV | 2035 | TWh | 204 | Sub_sector | Industry | Refineries | Industry (refineries, energetic) | Energetic | industry_refinery_demand_methane_energetic | Methane | EU | Energy demand | 10.8571 | not_included_in_FEC
BE | TYNDP2026 | LEV | 2035 | TWh | 205 | Sub_sector | Industry | Refineries | Industry (refineries, energetic) | Energetic | industry_refinery_demand_heat_energetic | Heat | EU | Energy demand | 0 | not_included_in_FEC
BE | TYNDP2026 | LEV | 2035 | TWh | 206 | Sub_sector | Industry | Refineries | Industry (refineries, energetic) | Energetic | industry_refinery_demand_biomass_energetic | Biomass | EU | Energy demand | 0.5089 | not_included_in_FEC
BE | TYNDP2026 | LEV | 2035 | TWh | 207 | Sub_sector | Industry | Refineries | Industry (refineries, energetic) | Energetic | industry_refinery_demand_coal_energetic | Solids | EU | Energy demand | 0 | not_included_in_FEC
BE | TYNDP2026 | LEV | 2035 | TWh | 208 | Sub_sector | Industry | Refineries | Industry (refineries, energetic) | Energetic | industry_refinery_demand_oil_energetic | Liquids | EU | Energy demand | 11.7727 | not_included_in_FEC
BE | TYNDP2026 | LEV | 2035 | TWh | 209 | Sub_sector | Industry | Refineries | Industry (refineries, energetic) | Energetic | industry_refinery_demand_others_energetic | Others | EU | Energy demand | 0 | not_included_in_FEC
BE | TYNDP2026 | LEV | 2035 | TWh | 210 | Sub_sector | Industry | Refineries | Industry (refineries, energetic) | Energetic | industry_refinery_demand_ammonia_energetic | Ammonia | EU | Energy demand | 0 | not_included_in_FEC
BE | TYNDP2026 | LEV | 2035 | TWh | 212 | Sub_sector | Industry | Refineries | Industry (refineries, non-energetic) | Non-energetic | industry_refinery_demand_electricity_non_energetic | Electricity | EU | Energy demand | 0 | not_included_in_FEC
BE | TYNDP2026 | LEV | 2035 | TWh | 213 | Sub_sector | Industry | Refineries | Industry (refineries, non-energetic) | Non-energetic | industry_refinery_demand_hydrogen_non_energetic | Hydrogen | EU | Energy demand | 0 | not_included_in_FEC
BE | TYNDP2026 | LEV | 2035 | TWh | 214 | Sub_sector | Industry | Refineries | Industry (refineries, non-energetic) | Non-energetic | industry_refinery_demand_methane_non_energetic | Methane | EU | Energy demand | 0 | not_included_in_FEC
BE | TYNDP2026 | LEV | 2035 | TWh | 215 | Sub_sector | Industry | Refineries | Industry (refineries, non-energetic) | Non-energetic | industry_refinery_demand_heat_non_energetic | Heat | EU | Energy demand | 0 | not_included_in_FEC
BE | TYNDP2026 | LEV | 2035 | TWh | 216 | Sub_sector | Industry | Refineries | Industry (refineries, non-energetic) | Non-energetic | industry_refinery_demand_biomass_non_energetic | Biomass | EU | Energy demand | 0 | not_included_in_FEC
BE | TYNDP2026 | LEV | 2035 | TWh | 217 | Sub_sector | Industry | Refineries | Industry (refineries, non-energetic) | Non-energetic | industry_refinery_demand_coal_non_energetic | Solids | EU | Energy demand | 0 | not_included_in_FEC
BE | TYNDP2026 | LEV | 2035 | TWh | 218 | Sub_sector | Industry | Refineries | Industry (refineries, non-energetic) | Non-energetic | industry_refinery_demand_oil_non_energetic | Liquids | EU | Energy demand | 0 | not_included_in_FEC
BE | TYNDP2026 | LEV | 2035 | TWh | 219 | Sub_sector | Industry | Refineries | Industry (refineries, non-energetic) | Non-energetic | industry_refinery_demand_others_non_energetic | Others | EU | Energy demand | 0 | not_included_in_FEC
BE | TYNDP2026 | LEV | 2035 | TWh | 220 | Sub_sector | Industry | Refineries | Industry (refineries, non-energetic) | Non-energetic | industry_refinery_demand_ammonia_non_energetic | Ammonia | EU | Energy demand | 0 | not_included_in_FEC
BE | TYNDP2026 | LEV | 2035 | TWh | 222 | Sub_sector | Industry | Steel | Industry (steel) | Energetic | industry_steel_demand_electricity_energetic | Electricity | EU | Energy demand | 5.3763 | FEC
BE | TYNDP2026 | LEV | 2035 | TWh | 223 | Sub_sector | Industry | Steel | Industry (steel) | Energetic | industry_steel_demand_hydrogen_energetic | Hydrogen | EU | Energy demand | 0 | FEC
BE | TYNDP2026 | LEV | 2035 | TWh | 224 | Sub_sector | Industry | Steel | Industry (steel) | Energetic | industry_steel_demand_methane_energetic | Methane | EU | Energy demand | 9.4223 | FEC
BE | TYNDP2026 | LEV | 2035 | TWh | 225 | Sub_sector | Industry | Steel | Industry (steel) | Energetic | industry_steel_demand_heat_energetic | Heat | EU | Energy demand | 0 | FEC
BE | TYNDP2026 | LEV | 2035 | TWh | 226 | Sub_sector | Industry | Steel | Industry (steel) | Energetic | industry_steel_demand_biomass_energetic | Biomass | EU | Energy demand | 0 | FEC
BE | TYNDP2026 | LEV | 2035 | TWh | 227 | Sub_sector | Industry | Steel | Industry (steel) | Energetic | industry_steel_demand_coal_energetic | Solids | EU | Energy demand | 2.7311 | FEC
BE | TYNDP2026 | LEV | 2035 | TWh | 228 | Sub_sector | Industry | Steel | Industry (steel) | Energetic | industry_steel_demand_oil_energetic | Liquids | EU | Energy demand | 0.093735 | FEC
BE | TYNDP2026 | LEV | 2035 | TWh | 229 | Sub_sector | Industry | Steel | Industry (steel) | Energetic | industry_steel_demand_others_energetic | Others | EU | Energy demand | 0 | FEC
BE | TYNDP2026 | LEV | 2035 | TWh | 230 | Sub_sector | Industry | Steel | Industry (steel) | Energetic | industry_steel_demand_ammonia_energetic | Ammonia | EU | Energy demand | 0 | FEC
BE | TYNDP2026 | LEV | 2035 | TWh | 232 | Sub_sector | Transport | Cars | Transport (cars) | Energetic | transport_cars_final_demand_electricity | Electricity | EU | Energy demand | 7.9948 | FEC
BE | TYNDP2026 | LEV | 2035 | TWh | 233 | Sub_sector | Transport | Cars | Transport (cars) | Energetic | transport_cars_final_demand_hydrogen | Hydrogen | EU | Energy demand | 0 | FEC
BE | TYNDP2026 | LEV | 2035 | TWh | 234 | Sub_sector | Transport | Cars | Transport (cars) | Energetic | transport_cars_final_demand_methane | Methane | EU | Energy demand | 0 | FEC
BE | TYNDP2026 | LEV | 2035 | TWh | 235 | Sub_sector | Transport | Cars | Transport (cars) | Energetic | transport_cars_final_demand_heat | Heat | EU | Energy demand | 0 | FEC
BE | TYNDP2026 | LEV | 2035 | TWh | 236 | Sub_sector | Transport | Cars | Transport (cars) | Energetic | transport_cars_final_demand_biomass | Biomass | EU | Energy demand | 0 | FEC
BE | TYNDP2026 | LEV | 2035 | TWh | 237 | Sub_sector | Transport | Cars | Transport (cars) | Energetic | transport_cars_final_demand_coal | Solids | EU | Energy demand | 0 | FEC
BE | TYNDP2026 | LEV | 2035 | TWh | 238 | Sub_sector | Transport | Cars | Transport (cars) | Energetic | transport_cars_final_demand_oil | Liquids | EU | Energy demand | 33.2572 | FEC
BE | TYNDP2026 | LEV | 2035 | TWh | 239 | Sub_sector | Transport | Cars | Transport (cars) | Energetic | transport_cars_final_demand_other | Others | EU | Energy demand | 0 | FEC
BE | TYNDP2026 | LEV | 2035 | TWh | 240 | Sub_sector | Transport | Cars | Transport (cars) | Energetic | transport_cars_final_demand_ammonia | Ammonia | EU | Energy demand | 0 | FEC
BE | TYNDP2026 | LEV | 2035 | TWh | 242 | Sub_sector | Transport | Busses | Transport (busses) | Energetic | transport_busses_final_demand_electricity | Electricity | EU | Energy demand | 0.94718 | FEC
BE | TYNDP2026 | LEV | 2035 | TWh | 243 | Sub_sector | Transport | Busses | Transport (busses) | Energetic | transport_busses_final_demand_hydrogen | Hydrogen | EU | Energy demand | 0 | FEC
BE | TYNDP2026 | LEV | 2035 | TWh | 244 | Sub_sector | Transport | Busses | Transport (busses) | Energetic | transport_busses_final_demand_methane | Methane | EU | Energy demand | 0 | FEC
BE | TYNDP2026 | LEV | 2035 | TWh | 245 | Sub_sector | Transport | Busses | Transport (busses) | Energetic | transport_busses_final_demand_heat | Heat | EU | Energy demand | 0 | FEC
BE | TYNDP2026 | LEV | 2035 | TWh | 246 | Sub_sector | Transport | Busses | Transport (busses) | Energetic | transport_busses_final_demand_biomass | Biomass | EU | Energy demand | 0 | FEC
BE | TYNDP2026 | LEV | 2035 | TWh | 247 | Sub_sector | Transport | Busses | Transport (busses) | Energetic | transport_busses_final_demand_coal | Solids | EU | Energy demand | 0 | FEC
BE | TYNDP2026 | LEV | 2035 | TWh | 248 | Sub_sector | Transport | Busses | Transport (busses) | Energetic | transport_busses_final_demand_oil | Liquids | EU | Energy demand | 3.4329 | FEC
BE | TYNDP2026 | LEV | 2035 | TWh | 249 | Sub_sector | Transport | Busses | Transport (busses) | Energetic | transport_busses_final_demand_other | Others | EU | Energy demand | 0 | FEC
BE | TYNDP2026 | LEV | 2035 | TWh | 250 | Sub_sector | Transport | Busses | Transport (busses) | Energetic | transport_busses_final_demand_ammonia | Ammonia | EU | Energy demand | 0 | FEC
BE | TYNDP2026 | LEV | 2035 | TWh | 252 | Sub_sector | Transport | Trucks | Transport (trucks) | Energetic | transport_trucks_final_demand_electricity | Electricity | EU | Energy demand | 1.8653 | FEC
BE | TYNDP2026 | LEV | 2035 | TWh | 253 | Sub_sector | Transport | Trucks | Transport (trucks) | Energetic | transport_trucks_final_demand_hydrogen | Hydrogen | EU | Energy demand | 0.27469 | FEC
BE | TYNDP2026 | LEV | 2035 | TWh | 254 | Sub_sector | Transport | Trucks | Transport (trucks) | Energetic | transport_trucks_final_demand_methane | Methane | EU | Energy demand | 0.33634 | FEC
BE | TYNDP2026 | LEV | 2035 | TWh | 255 | Sub_sector | Transport | Trucks | Transport (trucks) | Energetic | transport_trucks_final_demand_heat | Heat | EU | Energy demand | 0 | FEC
BE | TYNDP2026 | LEV | 2035 | TWh | 256 | Sub_sector | Transport | Trucks | Transport (trucks) | Energetic | transport_trucks_final_demand_biomass | Biomass | EU | Energy demand | 0 | FEC
BE | TYNDP2026 | LEV | 2035 | TWh | 257 | Sub_sector | Transport | Trucks | Transport (trucks) | Energetic | transport_trucks_final_demand_coal | Solids | EU | Energy demand | 0 | FEC
BE | TYNDP2026 | LEV | 2035 | TWh | 258 | Sub_sector | Transport | Trucks | Transport (trucks) | Energetic | transport_trucks_final_demand_oil | Liquids | EU | Energy demand | 14.6799 | FEC
BE | TYNDP2026 | LEV | 2035 | TWh | 259 | Sub_sector | Transport | Trucks | Transport (trucks) | Energetic | transport_trucks_final_demand_other | Others | EU | Energy demand | 0 | FEC
BE | TYNDP2026 | LEV | 2035 | TWh | 260 | Sub_sector | Transport | Trucks | Transport (trucks) | Energetic | transport_trucks_final_demand_ammonia | Ammonia | EU | Energy demand | 0 | FEC
BE | TYNDP2026 | LEV | 2035 | TWh | 262 | Sub_sector | Transport | Vans | Transport (vans) | Energetic | transport_vans_final_demand_electricity | Electricity | EU | Energy demand | 1.8583 | FEC
BE | TYNDP2026 | LEV | 2035 | TWh | 263 | Sub_sector | Transport | Vans | Transport (vans) | Energetic | transport_vans_final_demand_hydrogen | Hydrogen | EU | Energy demand | 0 | FEC
BE | TYNDP2026 | LEV | 2035 | TWh | 264 | Sub_sector | Transport | Vans | Transport (vans) | Energetic | transport_vans_final_demand_methane | Methane | EU | Energy demand | 0 | FEC
BE | TYNDP2026 | LEV | 2035 | TWh | 265 | Sub_sector | Transport | Vans | Transport (vans) | Energetic | transport_vans_final_demand_heat | Heat | EU | Energy demand | 0 | FEC
BE | TYNDP2026 | LEV | 2035 | TWh | 266 | Sub_sector | Transport | Vans | Transport (vans) | Energetic | transport_vans_final_demand_biomass | Biomass | EU | Energy demand | 0 | FEC
BE | TYNDP2026 | LEV | 2035 | TWh | 267 | Sub_sector | Transport | Vans | Transport (vans) | Energetic | transport_vans_final_demand_coal | Solids | EU | Energy demand | 0 | FEC
BE | TYNDP2026 | LEV | 2035 | TWh | 268 | Sub_sector | Transport | Vans | Transport (vans) | Energetic | transport_vans_final_demand_oil | Liquids | EU | Energy demand | 4.3 | FEC
BE | TYNDP2026 | LEV | 2035 | TWh | 269 | Sub_sector | Transport | Vans | Transport (vans) | Energetic | transport_vans_final_demand_other | Others | EU | Energy demand | 0 | FEC
BE | TYNDP2026 | LEV | 2035 | TWh | 270 | Sub_sector | Transport | Vans | Transport (vans) | Energetic | transport_vans_final_demand_ammonia | Ammonia | EU | Energy demand | 0 | FEC
BE | TYNDP2026 | LEV | 2035 | TWh | 272 | Sub_sector | Transport | Freight trains | Transport (trains) | Energetic | transport_trains_final_demand_electricity | Electricity | EU | Energy demand | 2.438 | FEC
BE | TYNDP2026 | LEV | 2035 | TWh | 273 | Sub_sector | Transport | Freight trains | Transport (trains) | Energetic | transport_trains_final_demand_hydrogen | Hydrogen | EU | Energy demand | 0 | FEC
BE | TYNDP2026 | LEV | 2035 | TWh | 274 | Sub_sector | Transport | Freight trains | Transport (trains) | Energetic | transport_trains_final_demand_methane | Methane | EU | Energy demand | 0 | FEC
BE | TYNDP2026 | LEV | 2035 | TWh | 275 | Sub_sector | Transport | Freight trains | Transport (trains) | Energetic | transport_trains_final_demand_heat | Heat | EU | Energy demand | 0 | FEC
BE | TYNDP2026 | LEV | 2035 | TWh | 276 | Sub_sector | Transport | Freight trains | Transport (trains) | Energetic | transport_trains_final_demand_biomass | Biomass | EU | Energy demand | 0 | FEC
BE | TYNDP2026 | LEV | 2035 | TWh | 277 | Sub_sector | Transport | Freight trains | Transport (trains) | Energetic | transport_trains_final_demand_coal | Solids | EU | Energy demand | 0.00093896 | FEC
BE | TYNDP2026 | LEV | 2035 | TWh | 278 | Sub_sector | Transport | Freight trains | Transport (trains) | Energetic | transport_trains_final_demand_oil | Liquids | EU | Energy demand | 0.37792 | FEC
BE | TYNDP2026 | LEV | 2035 | TWh | 279 | Sub_sector | Transport | Freight trains | Transport (trains) | Energetic | transport_trains_final_demand_other | Others | EU | Energy demand | 0 | FEC
BE | TYNDP2026 | LEV | 2035 | TWh | 280 | Sub_sector | Transport | Freight trains | Transport (trains) | Energetic | transport_trains_final_demand_ammonia | Ammonia | EU | Energy demand | 0 | FEC
BE | TYNDP2026 | LEV | 2035 | TWh | 282 | Sub_sector | Transport | Ships | Transport (ships) | Energetic | transport_ships_final_demand_electricity | Electricity | EU | Energy demand | 0 | FEC
BE | TYNDP2026 | LEV | 2035 | TWh | 283 | Sub_sector | Transport | Ships | Transport (ships) | Energetic | transport_ships_final_demand_hydrogen | Hydrogen | EU | Energy demand | 0 | FEC
BE | TYNDP2026 | LEV | 2035 | TWh | 284 | Sub_sector | Transport | Ships | Transport (ships) | Energetic | transport_ships_final_demand_methane | Methane | EU | Energy demand | 0.013339 | FEC
BE | TYNDP2026 | LEV | 2035 | TWh | 285 | Sub_sector | Transport | Ships | Transport (ships) | Energetic | transport_ships_final_demand_heat | Heat | EU | Energy demand | 0 | FEC
BE | TYNDP2026 | LEV | 2035 | TWh | 286 | Sub_sector | Transport | Ships | Transport (ships) | Energetic | transport_ships_final_demand_biomass | Biomass | EU | Energy demand | 0 | FEC
BE | TYNDP2026 | LEV | 2035 | TWh | 287 | Sub_sector | Transport | Ships | Transport (ships) | Energetic | transport_ships_final_demand_coal | Solids | EU | Energy demand | 0 | FEC
BE | TYNDP2026 | LEV | 2035 | TWh | 288 | Sub_sector | Transport | Ships | Transport (ships) | Energetic | transport_ships_final_demand_oil | Liquids | EU | Energy demand | 0.87764 | FEC
BE | TYNDP2026 | LEV | 2035 | TWh | 289 | Sub_sector | Transport | Ships | Transport (ships) | Energetic | transport_ships_final_demand_other | Others | EU | Energy demand | 0 | FEC
BE | TYNDP2026 | LEV | 2035 | TWh | 290 | Sub_sector | Transport | Ships | Transport (ships) | Energetic | transport_ships_final_demand_ammonia | Ammonia | EU | Energy demand | 0 | FEC
BE | TYNDP2026 | LEV | 2035 | TWh | 292 | Sub_sector | Transport | Planes | Transport (planes) | Energetic | transport_planes_final_demand_electricity | Electricity | EU | Energy demand | 0 | FEC
BE | TYNDP2026 | LEV | 2035 | TWh | 293 | Sub_sector | Transport | Planes | Transport (planes) | Energetic | transport_planes_final_demand_hydrogen | Hydrogen | EU | Energy demand | 0 | FEC
BE | TYNDP2026 | LEV | 2035 | TWh | 294 | Sub_sector | Transport | Planes | Transport (planes) | Energetic | transport_planes_final_demand_methane | Methane | EU | Energy demand | 0 | FEC
BE | TYNDP2026 | LEV | 2035 | TWh | 295 | Sub_sector | Transport | Planes | Transport (planes) | Energetic | transport_planes_final_demand_heat | Heat | EU | Energy demand | 0 | FEC
BE | TYNDP2026 | LEV | 2035 | TWh | 296 | Sub_sector | Transport | Planes | Transport (planes) | Energetic | transport_planes_final_demand_biomass | Biomass | EU | Energy demand | 0 | FEC
BE | TYNDP2026 | LEV | 2035 | TWh | 297 | Sub_sector | Transport | Planes | Transport (planes) | Energetic | transport_planes_final_demand_coal | Solids | EU | Energy demand | 0 | FEC
BE | TYNDP2026 | LEV | 2035 | TWh | 298 | Sub_sector | Transport | Planes | Transport (planes) | Energetic | transport_planes_final_demand_oil | Liquids | EU | Energy demand | 0.036938 | FEC
BE | TYNDP2026 | LEV | 2035 | TWh | 299 | Sub_sector | Transport | Planes | Transport (planes) | Energetic | transport_planes_final_demand_other | Others | EU | Energy demand | 0 | FEC
BE | TYNDP2026 | LEV | 2035 | TWh | 300 | Sub_sector | Transport | Planes | Transport (planes) | Energetic | transport_planes_final_demand_ammonia | Ammonia | EU | Energy demand | 0 | FEC
BE | TYNDP2026 | LEV | 2035 | TWh | 302 | Sub_sector | Transport | Others | Transport (others) | Energetic | transport_other_final_demand_electricity | Electricity | EU | Energy demand | 0.056786 | FEC
BE | TYNDP2026 | LEV | 2035 | TWh | 303 | Sub_sector | Transport | Others | Transport (others) | Energetic | transport_other_final_demand_hydrogen | Hydrogen | EU | Energy demand | 0 | FEC
BE | TYNDP2026 | LEV | 2035 | TWh | 304 | Sub_sector | Transport | Others | Transport (others) | Energetic | transport_other_final_demand_methane | Methane | EU | Energy demand | 0 | FEC
BE | TYNDP2026 | LEV | 2035 | TWh | 305 | Sub_sector | Transport | Others | Transport (others) | Energetic | transport_other_final_demand_heat | Heat | EU | Energy demand | 0 | FEC
BE | TYNDP2026 | LEV | 2035 | TWh | 306 | Sub_sector | Transport | Others | Transport (others) | Energetic | transport_other_final_demand_biomass | Biomass | EU | Energy demand | 0 | FEC
BE | TYNDP2026 | LEV | 2035 | TWh | 307 | Sub_sector | Transport | Others | Transport (others) | Energetic | transport_other_final_demand_coal | Solids | EU | Energy demand | 0 | FEC
BE | TYNDP2026 | LEV | 2035 | TWh | 308 | Sub_sector | Transport | Others | Transport (others) | Energetic | transport_other_final_demand_oil | Liquids | EU | Energy demand | 0.26363 | FEC
BE | TYNDP2026 | LEV | 2035 | TWh | 309 | Sub_sector | Transport | Others | Transport (others) | Energetic | transport_other_final_demand_other | Others | EU | Energy demand | 0 | FEC
BE | TYNDP2026 | LEV | 2035 | TWh | 310 | Sub_sector | Transport | Others | Transport (others) | Energetic | transport_other_final_demand_ammonia | Ammonia | EU | Energy demand | 0 | FEC
BE | TYNDP2026 | LEV | 2035 | TWh | 312 | Sub_sector | International transport | International aviation | Transport (int. aviation) | Energetic | transport_int_aviation_final_demand_electricity | Electricity | EU | Energy demand | 0 | FEC
BE | TYNDP2026 | LEV | 2035 | TWh | 313 | Sub_sector | International transport | International aviation | Transport (int. aviation) | Energetic | transport_int_aviation_final_demand_hydrogen | Hydrogen | EU | Energy demand | 0 | FEC
BE | TYNDP2026 | LEV | 2035 | TWh | 314 | Sub_sector | International transport | International aviation | Transport (int. aviation) | Energetic | transport_int_aviation_final_demand_methane | Methane | EU | Energy demand | 0 | FEC
BE | TYNDP2026 | LEV | 2035 | TWh | 315 | Sub_sector | International transport | International aviation | Transport (int. aviation) | Energetic | transport_int_aviation_final_demand_heat | Heat | EU | Energy demand | 0 | FEC
BE | TYNDP2026 | LEV | 2035 | TWh | 316 | Sub_sector | International transport | International aviation | Transport (int. aviation) | Energetic | transport_int_aviation_final_demand_biofuels | Biomass | EU | Energy demand | 0 | FEC
BE | TYNDP2026 | LEV | 2035 | TWh | 317 | Sub_sector | International transport | International aviation | Transport (int. aviation) | Energetic | transport_int_aviation_final_demand_coal | Solids | EU | Energy demand | 0 | FEC
BE | TYNDP2026 | LEV | 2035 | TWh | 318 | Sub_sector | International transport | International aviation | Transport (int. aviation) | Energetic | transport_int_aviation_final_demand_oil | Liquids | EU | Energy demand | 22.0598 | FEC
BE | TYNDP2026 | LEV | 2035 | TWh | 319 | Sub_sector | International transport | International aviation | Transport (int. aviation) | Energetic | transport_int_aviation_final_demand_other | Others | EU | Energy demand | 0 | FEC
BE | TYNDP2026 | LEV | 2035 | TWh | 320 | Sub_sector | International transport | International aviation | Transport (int. aviation) | Energetic | transport_int_aviation_final_demand_ammonia | Ammonia | EU | Energy demand | 0 | FEC
BE | TYNDP2026 | LEV | 2035 | TWh | 322 | Sub_sector | International transport | International shipping | Transport (int. shipping) | Energetic | transport_int_shipping_final_demand_electricity | Electricity | EU | Energy demand | 0 | not_included_in_FEC
BE | TYNDP2026 | LEV | 2035 | TWh | 323 | Sub_sector | International transport | International shipping | Transport (int. shipping) | Energetic | transport_int_shipping_final_demand_hydrogen | Hydrogen | EU | Energy demand | 0 | not_included_in_FEC
BE | TYNDP2026 | LEV | 2035 | TWh | 324 | Sub_sector | International transport | International shipping | Transport (int. shipping) | Energetic | transport_int_shipping_final_demand_methane | Methane | EU | Energy demand | 6.1118 | not_included_in_FEC
BE | TYNDP2026 | LEV | 2035 | TWh | 325 | Sub_sector | International transport | International shipping | Transport (int. shipping) | Energetic | transport_int_shipping_final_demand_heat | Heat | EU | Energy demand | 0 | not_included_in_FEC
BE | TYNDP2026 | LEV | 2035 | TWh | 326 | Sub_sector | International transport | International shipping | Transport (int. shipping) | Energetic | transport_int_shipping_final_demand_biofuels | Biomass | EU | Energy demand | 0 | not_included_in_FEC
BE | TYNDP2026 | LEV | 2035 | TWh | 327 | Sub_sector | International transport | International shipping | Transport (int. shipping) | Energetic | transport_int_shipping_final_demand_coal | Solids | EU | Energy demand | 0 | not_included_in_FEC
BE | TYNDP2026 | LEV | 2035 | TWh | 328 | Sub_sector | International transport | International shipping | Transport (int. shipping) | Energetic | transport_int_shipping_final_demand_oil | Liquids | EU | Energy demand | 78.4171 | not_included_in_FEC
BE | TYNDP2026 | LEV | 2035 | TWh | 329 | Sub_sector | International transport | International shipping | Transport (int. shipping) | Energetic | transport_int_shipping_final_demand_other | Others | EU | Energy demand | 0 | not_included_in_FEC
BE | TYNDP2026 | LEV | 2035 | TWh | 330 | Sub_sector | International transport | International shipping | Transport (int. shipping) | Energetic | transport_int_shipping_final_demand_ammonia | Ammonia | EU | Energy demand | 4.4048 | not_included_in_FEC
BE | TYNDP2026 | LEV | 2035 | TWh | 332 | Sub_sector | Households | Space heating | Households (heating) | Energetic | households_heating_final_demand_electricity | Electricity | EU | Energy demand | 7.039 | FEC
BE | TYNDP2026 | LEV | 2035 | TWh | 333 | Sub_sector | Households | Space heating | Households (heating) | Energetic | households_heating_final_demand_hydrogen | Hydrogen | EU | Energy demand | 0 | FEC
BE | TYNDP2026 | LEV | 2035 | TWh | 334 | Sub_sector | Households | Space heating | Households (heating) | Energetic | households_heating_final_demand_methane | Methane | EU | Energy demand | 27.6366 | FEC
BE | TYNDP2026 | LEV | 2035 | TWh | 335 | Sub_sector | Households | Space heating | Households (heating) | Energetic | households_heating_final_demand_heat | Heat | EU | Energy demand | 0.84452 | FEC
BE | TYNDP2026 | LEV | 2035 | TWh | 336 | Sub_sector | Households | Space heating | Households (heating) | Energetic | households_heating_final_demand_biomass | Biomass | EU | Energy demand | 6.3102 | FEC
BE | TYNDP2026 | LEV | 2035 | TWh | 337 | Sub_sector | Households | Space heating | Households (heating) | Energetic | households_heating_final_demand_coal | Solids | EU | Energy demand | 0 | FEC
BE | TYNDP2026 | LEV | 2035 | TWh | 338 | Sub_sector | Households | Space heating | Households (heating) | Energetic | households_heating_final_demand_oil | Liquids | EU | Energy demand | 8.3256 | FEC
BE | TYNDP2026 | LEV | 2035 | TWh | 339 | Sub_sector | Households | Space heating | Households (heating) | Energetic | households_heating_final_demand_other | Others | EU | Energy demand | 0 | FEC
BE | TYNDP2026 | LEV | 2035 | TWh | 340 | Sub_sector | Households | Space heating | Households (heating) | Energetic | households_heating_final_demand_ammonia | Ammonia | EU | Energy demand | 0 | FEC
BE | TYNDP2026 | LEV | 2035 | TWh | 343 | Sub_sector | Households | Cooling | Households (cooling) | Energetic | households_cooling_final_demand_electricity | Electricity | EU | Energy demand | 0.064493 | FEC
BE | TYNDP2026 | LEV | 2035 | TWh | 344 | Sub_sector | Households | Cooling | Households (cooling) | Energetic | households_cooling_final_demand_hydrogen | Hydrogen | EU | Energy demand | 0 | FEC
BE | TYNDP2026 | LEV | 2035 | TWh | 345 | Sub_sector | Households | Cooling | Households (cooling) | Energetic | households_cooling_final_demand_methane | Methane | EU | Energy demand | 0 | FEC
BE | TYNDP2026 | LEV | 2035 | TWh | 346 | Sub_sector | Households | Cooling | Households (cooling) | Energetic | households_cooling_final_demand_heat | Heat | EU | Energy demand | 0 | FEC
BE | TYNDP2026 | LEV | 2035 | TWh | 347 | Sub_sector | Households | Cooling | Households (cooling) | Energetic | households_cooling_final_demand_biomass | Biomass | EU | Energy demand | 0 | FEC
BE | TYNDP2026 | LEV | 2035 | TWh | 348 | Sub_sector | Households | Cooling | Households (cooling) | Energetic | households_cooling_final_demand_coal | Solids | EU | Energy demand | 0 | FEC
BE | TYNDP2026 | LEV | 2035 | TWh | 349 | Sub_sector | Households | Cooling | Households (cooling) | Energetic | households_cooling_final_demand_oil | Liquids | EU | Energy demand | 0 | FEC
BE | TYNDP2026 | LEV | 2035 | TWh | 350 | Sub_sector | Households | Cooling | Households (cooling) | Energetic | households_cooling_final_demand_other | Others | EU | Energy demand | 0 | FEC
BE | TYNDP2026 | LEV | 2035 | TWh | 351 | Sub_sector | Households | Cooling | Households (cooling) | Energetic | households_cooling_final_demand_ammonia | Ammonia | EU | Energy demand | 0 | FEC
BE | TYNDP2026 | LEV | 2035 | TWh | 354 | Sub_sector | Households | Hot water | Households (hot water) | Energetic | households_hot_water_final_demand_electricity | Electricity | EU | Energy demand | 1.9198 | FEC
BE | TYNDP2026 | LEV | 2035 | TWh | 355 | Sub_sector | Households | Hot water | Households (hot water) | Energetic | households_hot_water_final_demand_hydrogen | Hydrogen | EU | Energy demand | 0 | FEC
BE | TYNDP2026 | LEV | 2035 | TWh | 356 | Sub_sector | Households | Hot water | Households (hot water) | Energetic | households_hot_water_final_demand_methane | Methane | EU | Energy demand | 7.0544 | FEC
BE | TYNDP2026 | LEV | 2035 | TWh | 357 | Sub_sector | Households | Hot water | Households (hot water) | Energetic | households_hot_water_final_demand_heat | Heat | EU | Energy demand | 0.22607 | FEC
BE | TYNDP2026 | LEV | 2035 | TWh | 358 | Sub_sector | Households | Hot water | Households (hot water) | Energetic | households_hot_water_final_demand_biomass | Biomass | EU | Energy demand | 0.68923 | FEC
BE | TYNDP2026 | LEV | 2035 | TWh | 359 | Sub_sector | Households | Hot water | Households (hot water) | Energetic | households_hot_water_final_demand_coal | Solids | EU | Energy demand | 0 | FEC
BE | TYNDP2026 | LEV | 2035 | TWh | 360 | Sub_sector | Households | Hot water | Households (hot water) | Energetic | households_hot_water_final_demand_oil | Liquids | EU | Energy demand | 0.70329 | FEC
BE | TYNDP2026 | LEV | 2035 | TWh | 361 | Sub_sector | Households | Hot water | Households (hot water) | Energetic | households_hot_water_final_demand_other | Others | EU | Energy demand | 0.23085 | FEC
BE | TYNDP2026 | LEV | 2035 | TWh | 362 | Sub_sector | Households | Hot water | Households (hot water) | Energetic | households_hot_water_final_demand_ammonia | Ammonia | EU | Energy demand | 0 | FEC
BE | TYNDP2026 | LEV | 2035 | TWh | 365 | Sub_sector | Households | Appliances | Households (appliances) | Energetic | households_appliances_final_demand_electricity | Electricity | EU | Energy demand | 11.7976 | FEC
BE | TYNDP2026 | LEV | 2035 | TWh | 366 | Sub_sector | Households | Appliances | Households (appliances) | Energetic | households_appliances_final_demand_hydrogen | Hydrogen | EU | Energy demand | 0 | FEC
BE | TYNDP2026 | LEV | 2035 | TWh | 367 | Sub_sector | Households | Appliances | Households (appliances) | Energetic | households_appliances_final_demand_methane | Methane | EU | Energy demand | 0.55317 | FEC
BE | TYNDP2026 | LEV | 2035 | TWh | 368 | Sub_sector | Households | Appliances | Households (appliances) | Energetic | households_appliances_final_demand_heat | Heat | EU | Energy demand | 0 | FEC
BE | TYNDP2026 | LEV | 2035 | TWh | 369 | Sub_sector | Households | Appliances | Households (appliances) | Energetic | households_appliances_final_demand_biomass | Biomass | EU | Energy demand | 0 | FEC
BE | TYNDP2026 | LEV | 2035 | TWh | 370 | Sub_sector | Households | Appliances | Households (appliances) | Energetic | households_appliances_final_demand_coal | Solids | EU | Energy demand | 0 | FEC
BE | TYNDP2026 | LEV | 2035 | TWh | 371 | Sub_sector | Households | Appliances | Households (appliances) | Energetic | households_appliances_final_demand_oil | Liquids | EU | Energy demand | 0 | FEC
BE | TYNDP2026 | LEV | 2035 | TWh | 372 | Sub_sector | Households | Appliances | Households (appliances) | Energetic | households_appliances_final_demand_other | Others | EU | Energy demand | 0 | FEC
BE | TYNDP2026 | LEV | 2035 | TWh | 373 | Sub_sector | Households | Appliances | Households (appliances) | Energetic | households_appliances_final_demand_ammonia | Ammonia | EU | Energy demand | 0 | FEC
BE | TYNDP2026 | LEV | 2035 | TWh | 375 | Sub_sector | Buildings | Space heating | Buildings (heat) | Energetic | buildings_heat_final_demand_electricity | Electricity | EU | Energy demand | 6.8598 | FEC
BE | TYNDP2026 | LEV | 2035 | TWh | 376 | Sub_sector | Buildings | Space heating | Buildings (heat) | Energetic | buildings_heat_final_demand_hydrogen | Hydrogen | EU | Energy demand | 0 | FEC
BE | TYNDP2026 | LEV | 2035 | TWh | 377 | Sub_sector | Buildings | Space heating | Buildings (heat) | Energetic | buildings_heat_final_demand_methane | Methane | EU | Energy demand | 12.6047 | FEC
BE | TYNDP2026 | LEV | 2035 | TWh | 378 | Sub_sector | Buildings | Space heating | Buildings (heat) | Energetic | buildings_heat_final_demand_heat | Heat | EU | Energy demand | 0.85202 | FEC
BE | TYNDP2026 | LEV | 2035 | TWh | 379 | Sub_sector | Buildings | Space heating | Buildings (heat) | Energetic | buildings_heat_final_demand_biomass | Biomass | EU | Energy demand | 0.17317 | FEC
BE | TYNDP2026 | LEV | 2035 | TWh | 380 | Sub_sector | Buildings | Space heating | Buildings (heat) | Energetic | buildings_heat_final_demand_coal | Solids | EU | Energy demand | 0 | FEC
BE | TYNDP2026 | LEV | 2035 | TWh | 381 | Sub_sector | Buildings | Space heating | Buildings (heat) | Energetic | buildings_heat_final_demand_oil | Liquids | EU | Energy demand | 2.5303 | FEC
BE | TYNDP2026 | LEV | 2035 | TWh | 382 | Sub_sector | Buildings | Space heating | Buildings (heat) | Energetic | buildings_heat_final_demand_other | Others | EU | Energy demand | 0.001948 | FEC
BE | TYNDP2026 | LEV | 2035 | TWh | 383 | Sub_sector | Buildings | Space heating | Buildings (heat) | Energetic | buildings_heat_final_demand_ammonia | Ammonia | EU | Energy demand | 0 | FEC
BE | TYNDP2026 | LEV | 2035 | TWh | 386 | Sub_sector | Buildings | Cooling | Buildings (cooling) | Energetic | buildings_cooling_final_demand_electricity | Electricity | EU | Energy demand | 1.0394 | FEC
BE | TYNDP2026 | LEV | 2035 | TWh | 387 | Sub_sector | Buildings | Cooling | Buildings (cooling) | Energetic | buildings_cooling_final_demand_hydrogen | Hydrogen | EU | Energy demand | 0 | FEC
BE | TYNDP2026 | LEV | 2035 | TWh | 388 | Sub_sector | Buildings | Cooling | Buildings (cooling) | Energetic | buildings_cooling_final_demand_methane | Methane | EU | Energy demand | 0.011591 | FEC
BE | TYNDP2026 | LEV | 2035 | TWh | 389 | Sub_sector | Buildings | Cooling | Buildings (cooling) | Energetic | buildings_cooling_final_demand_heat | Heat | EU | Energy demand | 0 | FEC
BE | TYNDP2026 | LEV | 2035 | TWh | 390 | Sub_sector | Buildings | Cooling | Buildings (cooling) | Energetic | buildings_cooling_final_demand_biomass | Biomass | EU | Energy demand | 0 | FEC
BE | TYNDP2026 | LEV | 2035 | TWh | 391 | Sub_sector | Buildings | Cooling | Buildings (cooling) | Energetic | buildings_cooling_final_demand_coal | Solids | EU | Energy demand | 0 | FEC
BE | TYNDP2026 | LEV | 2035 | TWh | 392 | Sub_sector | Buildings | Cooling | Buildings (cooling) | Energetic | buildings_cooling_final_demand_oil | Liquids | EU | Energy demand | 0 | FEC
BE | TYNDP2026 | LEV | 2035 | TWh | 393 | Sub_sector | Buildings | Cooling | Buildings (cooling) | Energetic | buildings_cooling_final_demand_other | Others | EU | Energy demand | 0 | FEC
BE | TYNDP2026 | LEV | 2035 | TWh | 394 | Sub_sector | Buildings | Cooling | Buildings (cooling) | Energetic | buildings_cooling_final_demand_ammonia | Ammonia | EU | Energy demand | 0 | FEC
BE | TYNDP2026 | LEV | 2035 | TWh | 397 | Sub_sector | Buildings | Appliances | Buildings (appliances) | Energetic | buildings_appliances_final_demand_electricity | Electricity | EU | Energy demand | 9.744 | FEC
BE | TYNDP2026 | LEV | 2035 | TWh | 398 | Sub_sector | Buildings | Appliances | Buildings (appliances) | Energetic | buildings_appliances_final_demand_hydrogen | Hydrogen | EU | Energy demand | 0 | FEC
BE | TYNDP2026 | LEV | 2035 | TWh | 399 | Sub_sector | Buildings | Appliances | Buildings (appliances) | Energetic | buildings_appliances_final_demand_methane | Methane | EU | Energy demand | 4.5689 | FEC
BE | TYNDP2026 | LEV | 2035 | TWh | 400 | Sub_sector | Buildings | Appliances | Buildings (appliances) | Energetic | buildings_appliances_final_demand_heat | Heat | EU | Energy demand | 0 | FEC
BE | TYNDP2026 | LEV | 2035 | TWh | 401 | Sub_sector | Buildings | Appliances | Buildings (appliances) | Energetic | buildings_appliances_final_demand_biomass | Biomass | EU | Energy demand | 0 | FEC
BE | TYNDP2026 | LEV | 2035 | TWh | 402 | Sub_sector | Buildings | Appliances | Buildings (appliances) | Energetic | buildings_appliances_final_demand_coal | Solids | EU | Energy demand | 0 | FEC
BE | TYNDP2026 | LEV | 2035 | TWh | 403 | Sub_sector | Buildings | Appliances | Buildings (appliances) | Energetic | buildings_appliances_final_demand_oil | Liquids | EU | Energy demand | 0 | FEC
BE | TYNDP2026 | LEV | 2035 | TWh | 404 | Sub_sector | Buildings | Appliances | Buildings (appliances) | Energetic | buildings_appliances_final_demand_other | Others | EU | Energy demand | 0 | FEC
BE | TYNDP2026 | LEV | 2035 | TWh | 405 | Sub_sector | Buildings | Appliances | Buildings (appliances) | Energetic | buildings_appliances_final_demand_ammonia | Ammonia | EU | Energy demand | 0 | FEC
BE | TYNDP2026 | LEV | 2035 | TWh | 407 | Sub_sector | Buildings | Datacenters | Datacenters & ICT | Energetic | datacentres_final_demand_electricity_energetic | Electricity | EU | Energy demand | 6.7945 | FEC
BE | TYNDP2026 | LEV | 2035 | TWh | 408 | Sub_sector | Buildings | Datacenters | Datacenters & ICT | Energetic | datacentres_final_demand_hydrogen_energetic | Hydrogen | EU | Energy demand | 0 | FEC
BE | TYNDP2026 | LEV | 2035 | TWh | 409 | Sub_sector | Buildings | Datacenters | Datacenters & ICT | Energetic | datacentres_final_demand_methane_energetic | Methane | EU | Energy demand | 0 | FEC
BE | TYNDP2026 | LEV | 2035 | TWh | 410 | Sub_sector | Buildings | Datacenters | Datacenters & ICT | Energetic | datacentres_final_demand_heat_energetic | Heat | EU | Energy demand | 0 | FEC
BE | TYNDP2026 | LEV | 2035 | TWh | 411 | Sub_sector | Buildings | Datacenters | Datacenters & ICT | Energetic | datacentres_final_demand_biomass_energetic | Biomass | EU | Energy demand | 0 | FEC
BE | TYNDP2026 | LEV | 2035 | TWh | 412 | Sub_sector | Buildings | Datacenters | Datacenters & ICT | Energetic | datacentres_final_demand_coal_energetic | Solids | EU | Energy demand | 0 | FEC
BE | TYNDP2026 | LEV | 2035 | TWh | 413 | Sub_sector | Buildings | Datacenters | Datacenters & ICT | Energetic | datacentres_final_demand_oil_energetic | Liquids | EU | Energy demand | 0 | FEC
BE | TYNDP2026 | LEV | 2035 | TWh | 414 | Sub_sector | Buildings | Datacenters | Datacenters & ICT | Energetic | datacentres_final_demand_other_energetic | Others | EU | Energy demand | 0 | FEC
BE | TYNDP2026 | LEV | 2035 | TWh | 415 | Sub_sector | Buildings | Datacenters | Datacenters & ICT | Energetic | datacentres_final_demand_ammonia_energetic | Ammonia | EU | Energy demand | 0 | FEC
BE | TYNDP2026 | LEV | 2035 | TWh | 417 | Sub_sector | Transport | Others_Sector | Others_Sector | Energetic | other_final_demand_electricity_energetic | Electricity | EU | Energy demand | 0.0502 | FEC
BE | TYNDP2026 | LEV | 2035 | TWh | 418 | Sub_sector | Transport | Others_Sector | Others_Sector | Energetic | other_final_demand_hydrogen_energetic | Hydrogen | EU | Energy demand | 0 | FEC
BE | TYNDP2026 | LEV | 2035 | TWh | 419 | Sub_sector | Transport | Pipeline Transport | Others_Sector | Energetic | other_final_demand_methane_energetic | Methane | EU | Energy demand | 0.33863 | FEC
BE | TYNDP2026 | LEV | 2035 | TWh | 420 | Sub_sector | Transport | Others_Sector | Others_Sector | Energetic | other_final_demand_heat_energetic | Heat | EU | Energy demand | 0 | FEC
BE | TYNDP2026 | LEV | 2035 | TWh | 421 | Sub_sector | Transport | Others_Sector | Others_Sector | Energetic | other_final_demand_biomass_energetic | Biomass | EU | Energy demand | 0 | FEC
BE | TYNDP2026 | LEV | 2035 | TWh | 422 | Sub_sector | Transport | Others_Sector | Others_Sector | Energetic | other_final_demand_coal_energetic | Solids | EU | Energy demand | 0 | FEC
BE | TYNDP2026 | LEV | 2035 | TWh | 423 | Sub_sector | Transport | Others_Sector | Others_Sector | Energetic | other_final_demand_oil_energetic | Liquids | EU | Energy demand | 0.46062 | FEC
BE | TYNDP2026 | LEV | 2035 | TWh | 424 | Sub_sector | Others_Sector | Others_Sector | Others_Sector | Non-energetic | other_final_demand_oil_non_energetic | Liquids | EU | Energy demand | 0.28583 | not_included_in_FEC
BE | TYNDP2026 | LEV | 2035 | TWh | 425 | Sub_sector | Transport | Others_Sector | Others_Sector | Energetic | other_final_demand_other_energetic | Others | EU | Energy demand | 0 | FEC
BE | TYNDP2026 | LEV | 2035 | TWh | 426 | Sub_sector | Transport | Others_Sector | Others_Sector | Energetic | other_final_demand_ammonia_energetic | Ammonia | EU | Energy demand | 0 | FEC
BE | TYNDP2026 | LEV | 2035 | TWh | 427 | Sub_sector | Industry | Surplus_Heat_in_Industry | Surplus_Heat_in_Industry | Energetic | final_demand_of_industry_unused_local_production_steam_hot_water | Heat | EU | Energy demand | 0 | FEC
BE | TYNDP2026 | LEV | 2035 | TWh | 429 | Sub_sector | Agriculture | Total | Agriculture | Energetic | agriculture_final_demand_electricity_energetic | Electricity | EU | Energy demand | 1.97 | FEC
BE | TYNDP2026 | LEV | 2035 | TWh | 430 | Sub_sector | Agriculture | Total | Agriculture | Energetic | agriculture_final_demand_hydrogen_energetic | Hydrogen | EU | Energy demand | 0 | FEC
BE | TYNDP2026 | LEV | 2035 | TWh | 431 | Sub_sector | Agriculture | Total | Agriculture | Energetic | agriculture_final_demand_methane_energetic | Methane | EU | Energy demand | 3.7317 | FEC
BE | TYNDP2026 | LEV | 2035 | TWh | 432 | Sub_sector | Agriculture | Total | Agriculture | Energetic | agriculture_final_demand_heat_energetic | Heat | EU | Energy demand | 0.0898 | FEC
BE | TYNDP2026 | LEV | 2035 | TWh | 433 | Sub_sector | Agriculture | Total | Agriculture | Energetic | agriculture_final_demand_biomass_energetic | Biomass | EU | Energy demand | 0.18885 | FEC
BE | TYNDP2026 | LEV | 2035 | TWh | 434 | Sub_sector | Agriculture | Total | Agriculture | Energetic | agriculture_final_demand_coal_energetic | Solids | EU | Energy demand | 0 | FEC
BE | TYNDP2026 | LEV | 2035 | TWh | 435 | Sub_sector | Agriculture | Total | Agriculture | Energetic | agriculture_final_demand_oil_energetic | Liquids | EU | Energy demand | 3.2793 | FEC
BE | TYNDP2026 | LEV | 2035 | TWh | 436 | Sub_sector | Agriculture | Total | Agriculture | Energetic | agriculture_final_demand_other_energetic | Others | EU | Energy demand | 0 | FEC
BE | TYNDP2026 | LEV | 2035 | TWh | 437 | Sub_sector | Agriculture | Total | Agriculture | Energetic | agriculture_final_demand_ammonia_energetic | Ammonia | EU | Energy demand | 0 | FEC
BE | TYNDP2026 | LEV | 2035 | TWh | 447 | Sub_sector | Buildings | Surplus Energy | Buildings | Energetic | GAP | Electricity | EU | Energy demand | 0 | FEC
BE | TYNDP2026 | LEV | 2035 | TWh | 448 | Sub_sector | Buildings | Surplus Energy | Buildings | Energetic | GAP | Hydrogen | EU | Energy demand | 0 | FEC
BE | TYNDP2026 | LEV | 2035 | TWh | 449 | Sub_sector | Buildings | Surplus Energy | Buildings | Energetic | GAP | Methane | EU | Energy demand | 0 | FEC
BE | TYNDP2026 | LEV | 2035 | TWh | 450 | Sub_sector | Buildings | Surplus Energy | Buildings | Energetic | GAP | Heat | EU | Energy demand | 0 | FEC
BE | TYNDP2026 | LEV | 2035 | TWh | 451 | Sub_sector | Buildings | Surplus Energy | Buildings | Energetic | GAP | Biomass | EU | Energy demand | 0.0098242 | FEC
BE | TYNDP2026 | LEV | 2035 | TWh | 452 | Sub_sector | Buildings | Surplus Energy | Buildings | Energetic | GAP | Solids | EU | Energy demand | 0 | FEC
BE | TYNDP2026 | LEV | 2035 | TWh | 453 | Sub_sector | Buildings | Surplus Energy | Buildings | Energetic | GAP | Liquids | EU | Energy demand | 1.1613 | FEC
BE | TYNDP2026 | LEV | 2035 | TWh | 454 | Sub_sector | Buildings | Surplus Energy | Buildings | Energetic | GAP | Others | EU | Energy demand | 0 | FEC
BE | TYNDP2026 | LEV | 2035 | TWh | 455 | Sub_sector | Buildings | Surplus Energy | Buildings | Energetic | GAP | Ammonia | EU | Energy demand | 0 | FEC
BE | TYNDP2026 | LEV | 2035 | TWh | 456 | Sub_sector | Households | Surplus Energy | Households | Energetic | GAP | Electricity | EU | Energy demand | 0 | FEC
BE | TYNDP2026 | LEV | 2035 | TWh | 457 | Sub_sector | Households | Surplus Energy | Households | Energetic | GAP | Hydrogen | EU | Energy demand | 0 | FEC
BE | TYNDP2026 | LEV | 2035 | TWh | 458 | Sub_sector | Households | Surplus Energy | Households | Energetic | GAP | Methane | EU | Energy demand | 0 | FEC
BE | TYNDP2026 | LEV | 2035 | TWh | 459 | Sub_sector | Households | Surplus Energy | Households | Energetic | GAP | Heat | EU | Energy demand | 0 | FEC
BE | TYNDP2026 | LEV | 2035 | TWh | 460 | Sub_sector | Households | Surplus Energy | Households | Energetic | GAP | Biomass | EU | Energy demand | 0 | FEC
BE | TYNDP2026 | LEV | 2035 | TWh | 461 | Sub_sector | Households | Surplus Energy | Households | Energetic | GAP | Solids | EU | Energy demand | 0 | FEC
BE | TYNDP2026 | LEV | 2035 | TWh | 462 | Sub_sector | Households | Surplus Energy | Households | Energetic | GAP | Liquids | EU | Energy demand | 0 | FEC
BE | TYNDP2026 | LEV | 2035 | TWh | 463 | Sub_sector | Households | Surplus Energy | Households | Energetic | GAP | Others | EU | Energy demand | 0 | FEC
BE | TYNDP2026 | LEV | 2035 | TWh | 464 | Sub_sector | Households | Surplus Energy | Households | Energetic | GAP | Ammonia | EU | Energy demand | 0 | FEC
BE | TYNDP2026 | LEV | 2040 | TWh | 102 | Sub_sector | Industry | Aluminium | Industry (aluminium) | Energetic | industry_aluminium_demand_electricity_energetic | Electricity | EU | Energy demand | 0 | FEC
BE | TYNDP2026 | LEV | 2040 | TWh | 103 | Sub_sector | Industry | Aluminium | Industry (aluminium) | Energetic | industry_aluminium_demand_hydrogen_energetic | Hydrogen | EU | Energy demand | 0 | FEC
BE | TYNDP2026 | LEV | 2040 | TWh | 104 | Sub_sector | Industry | Aluminium | Industry (aluminium) | Energetic | industry_aluminium_demand_methane_energetic | Methane | EU | Energy demand | 0 | FEC
BE | TYNDP2026 | LEV | 2040 | TWh | 105 | Sub_sector | Industry | Aluminium | Industry (aluminium) | Energetic | industry_aluminium_demand_heat_energetic | Heat | EU | Energy demand | 0 | FEC
BE | TYNDP2026 | LEV | 2040 | TWh | 106 | Sub_sector | Industry | Aluminium | Industry (aluminium) | Energetic | industry_aluminium_demand_biomass_energetic | Biomass | EU | Energy demand | 0 | FEC
BE | TYNDP2026 | LEV | 2040 | TWh | 107 | Sub_sector | Industry | Aluminium | Industry (aluminium) | Energetic | industry_aluminium_demand_coal_energetic | Solids | EU | Energy demand | 0 | FEC
BE | TYNDP2026 | LEV | 2040 | TWh | 108 | Sub_sector | Industry | Aluminium | Industry (aluminium) | Energetic | industry_aluminium_demand_oil_energetic | Liquids | EU | Energy demand | 0 | FEC
BE | TYNDP2026 | LEV | 2040 | TWh | 109 | Sub_sector | Industry | Aluminium | Industry (aluminium) | Energetic | industry_aluminium_demand_others_energetic | Others | EU | Energy demand | 0 | FEC
BE | TYNDP2026 | LEV | 2040 | TWh | 110 | Sub_sector | Industry | Aluminium | Industry (aluminium) | Energetic | industry_ammonia_demand_others_energetic | Ammonia | EU | Energy demand | 0 | FEC
BE | TYNDP2026 | LEV | 2040 | TWh | 112 | Sub_sector | Industry | Chemicals | Industry (chemicals, energetic) | Energetic | industry_chemical_demand_electricity_energetic | Electricity | EU | Energy demand | 21.3077 | FEC
BE | TYNDP2026 | LEV | 2040 | TWh | 113 | Sub_sector | Industry | Chemicals | Industry (chemicals, energetic) | Energetic | industry_chemical_demand_hydrogen_energetic | Hydrogen | EU | Energy demand | 1.3217 | FEC
BE | TYNDP2026 | LEV | 2040 | TWh | 114 | Sub_sector | Industry | Chemicals | Industry (chemicals, energetic) | Energetic | industry_chemical_demand_methane_energetic | Methane | EU | Energy demand | 6.6797 | FEC
BE | TYNDP2026 | LEV | 2040 | TWh | 115 | Sub_sector | Industry | Chemicals | Industry (chemicals, energetic) | Energetic | industry_chemical_demand_heat_energetic | Heat | EU | Energy demand | 3.6026 | FEC
BE | TYNDP2026 | LEV | 2040 | TWh | 116 | Sub_sector | Industry | Chemicals | Industry (chemicals, energetic) | Energetic | industry_chemical_demand_biomass_energetic | Biomass | EU | Energy demand | 0.60044 | FEC
BE | TYNDP2026 | LEV | 2040 | TWh | 117 | Sub_sector | Industry | Chemicals | Industry (chemicals, energetic) | Energetic | industry_chemical_demand_coal_energetic | Solids | EU | Energy demand | 0 | FEC
BE | TYNDP2026 | LEV | 2040 | TWh | 118 | Sub_sector | Industry | Chemicals | Industry (chemicals, energetic) | Energetic | industry_chemical_demand_oil_energetic | Liquids | EU | Energy demand | 3.4453 | FEC
BE | TYNDP2026 | LEV | 2040 | TWh | 119 | Sub_sector | Industry | Chemicals | Industry (chemicals, energetic) | Energetic | industry_chemical_demand_others_energetic | Others | EU | Energy demand | 0 | FEC
BE | TYNDP2026 | LEV | 2040 | TWh | 120 | Sub_sector | Industry | Chemicals | Industry (chemicals, energetic) | Energetic | industry_chemical_demand_ammonia_energetic | Ammonia | EU | Energy demand | 0 | FEC
BE | TYNDP2026 | LEV | 2040 | TWh | 122 | Sub_sector | Industry | Chemicals | Industry (chemicals, non-energetic) | Non-energetic | industry_chemical_demand_electricity_non_energetic | Electricity | EU | Energy demand | 0 | not_included_in_FEC
BE | TYNDP2026 | LEV | 2040 | TWh | 123 | Sub_sector | Industry | Chemicals | Industry (chemicals, non-energetic) | Non-energetic | industry_chemical_demand_hydrogen_non_energetic | Hydrogen | EU | Energy demand | 21.062 | not_included_in_FEC
BE | TYNDP2026 | LEV | 2040 | TWh | 124 | Sub_sector | Industry | Chemicals | Industry (chemicals, non-energetic) | Non-energetic | industry_chemical_demand_methane_non_energetic | Methane | EU | Energy demand | 1.4041 | not_included_in_FEC
BE | TYNDP2026 | LEV | 2040 | TWh | 125 | Sub_sector | Industry | Chemicals | Industry (chemicals, non-energetic) | Non-energetic | industry_chemical_demand_heat_non_energetic | Heat | EU | Energy demand | 0 | not_included_in_FEC
BE | TYNDP2026 | LEV | 2040 | TWh | 126 | Sub_sector | Industry | Chemicals | Industry (chemicals, non-energetic) | Non-energetic | industry_chemical_demand_biomass_non_energetic | Biomass | EU | Energy demand | 0 | not_included_in_FEC
BE | TYNDP2026 | LEV | 2040 | TWh | 127 | Sub_sector | Industry | Chemicals | Industry (chemicals, non-energetic) | Non-energetic | industry_chemical_demand_coal_non_energetic | Solids | EU | Energy demand | 0 | not_included_in_FEC
BE | TYNDP2026 | LEV | 2040 | TWh | 128 | Sub_sector | Industry | Chemicals | Industry (chemicals, non-energetic) | Non-energetic | industry_chemical_demand_oil_non_energetic | Liquids | EU | Energy demand | 47.7405 | not_included_in_FEC
BE | TYNDP2026 | LEV | 2040 | TWh | 129 | Sub_sector | Industry | Chemicals | Industry (chemicals, non-energetic) | Non-energetic | industry_chemical_demand_others_non_energetic | Others | EU | Energy demand | 0 | not_included_in_FEC
BE | TYNDP2026 | LEV | 2040 | TWh | 130 | Sub_sector | Industry | Chemicals | Industry (chemicals, non-energetic) | Non-energetic | industry_chemical_demand_ammonia_non_energetic | Ammonia | EU | Energy demand | 0 | not_included_in_FEC
BE | TYNDP2026 | LEV | 2040 | TWh | 132 | Sub_sector | Industry | Fertilizers | Industry (fertilizers, energetic) | Energetic | industry_fertilizers_demand_electricity_energetic | Electricity | EU | Energy demand | 0.21708 | FEC
BE | TYNDP2026 | LEV | 2040 | TWh | 133 | Sub_sector | Industry | Fertilizers | Industry (fertilizers, energetic) | Energetic | industry_fertilizers_demand_hydrogen_energetic | Hydrogen | EU | Energy demand | 0 | FEC
BE | TYNDP2026 | LEV | 2040 | TWh | 134 | Sub_sector | Industry | Fertilizers | Industry (fertilizers, energetic) | Energetic | industry_fertilizers_demand_methane_energetic | Methane | EU | Energy demand | 0.88642 | FEC
BE | TYNDP2026 | LEV | 2040 | TWh | 135 | Sub_sector | Industry | Fertilizers | Industry (fertilizers, energetic) | Energetic | industry_fertilizers_demand_heat_energetic | Heat | EU | Energy demand | 0 | FEC
BE | TYNDP2026 | LEV | 2040 | TWh | 136 | Sub_sector | Industry | Fertilizers | Industry (fertilizers, energetic) | Energetic | industry_fertilizers_demand_biomass_energetic | Biomass | EU | Energy demand | 0 | FEC
BE | TYNDP2026 | LEV | 2040 | TWh | 137 | Sub_sector | Industry | Fertilizers | Industry (fertilizers, energetic) | Energetic | industry_fertilizers_demand_coal_energetic | Solids | EU | Energy demand | 0 | FEC
BE | TYNDP2026 | LEV | 2040 | TWh | 138 | Sub_sector | Industry | Fertilizers | Industry (fertilizers, energetic) | Energetic | industry_fertilizers_demand_oil_energetic | Liquids | EU | Energy demand | 0 | FEC
BE | TYNDP2026 | LEV | 2040 | TWh | 139 | Sub_sector | Industry | Fertilizers | Industry (fertilizers, energetic) | Energetic | industry_fertilizers_demand_others_energetic | Others | EU | Energy demand | 0 | FEC
BE | TYNDP2026 | LEV | 2040 | TWh | 140 | Sub_sector | Industry | Fertilizers | Industry (fertilizers, energetic) | Energetic | industry_fertilizers_demand_ammonia_energetic | Ammonia | EU | Energy demand | 0 | FEC
BE | TYNDP2026 | LEV | 2040 | TWh | 142 | Sub_sector | Industry | Fertilizers | Industry (fertilizers, non-energetic) | Non-energetic | industry_fertilizers_demand_electricity_non_energetic | Electricity | EU | Energy demand | 0 | not_included_in_FEC
BE | TYNDP2026 | LEV | 2040 | TWh | 143 | Sub_sector | Industry | Fertilizers | Industry (fertilizers, non-energetic) | Non-energetic | industry_fertilizers_demand_hydrogen_non_energetic | Hydrogen | EU | Energy demand | 1.25 | not_included_in_FEC
BE | TYNDP2026 | LEV | 2040 | TWh | 144 | Sub_sector | Industry | Fertilizers | Industry (fertilizers, non-energetic) | Non-energetic | industry_fertilizers_demand_methane_non_energetic | Methane | EU | Energy demand | 0 | not_included_in_FEC
BE | TYNDP2026 | LEV | 2040 | TWh | 145 | Sub_sector | Industry | Fertilizers | Industry (fertilizers, non-energetic) | Non-energetic | industry_fertilizers_demand_heat_non_energetic | Heat | EU | Energy demand | 0 | not_included_in_FEC
BE | TYNDP2026 | LEV | 2040 | TWh | 146 | Sub_sector | Industry | Fertilizers | Industry (fertilizers, non-energetic) | Non-energetic | industry_fertilizers_demand_biomass_non_energetic | Biomass | EU | Energy demand | 0 | not_included_in_FEC
BE | TYNDP2026 | LEV | 2040 | TWh | 147 | Sub_sector | Industry | Fertilizers | Industry (fertilizers, non-energetic) | Non-energetic | industry_fertilizers_demand_coal_non_energetic | Solids | EU | Energy demand | 0 | not_included_in_FEC
BE | TYNDP2026 | LEV | 2040 | TWh | 148 | Sub_sector | Industry | Fertilizers | Industry (fertilizers, non-energetic) | Non-energetic | industry_fertilizers_demand_oil_non_energetic | Liquids | EU | Energy demand | 0 | not_included_in_FEC
BE | TYNDP2026 | LEV | 2040 | TWh | 149 | Sub_sector | Industry | Fertilizers | Industry (fertilizers, non-energetic) | Non-energetic | industry_fertilizers_demand_others_non_energetic | Others | EU | Energy demand | 0 | not_included_in_FEC
BE | TYNDP2026 | LEV | 2040 | TWh | 150 | Sub_sector | Industry | Fertilizers | Industry (fertilizers, non-energetic) | Non-energetic | industry_fertilizers_demand_ammonia_non_energetic | Ammonia | EU | Energy demand | 3.2625 | not_included_in_FEC
BE | TYNDP2026 | LEV | 2040 | TWh | 152 | Sub_sector | Industry | Food | Industry (food) | Energetic | industry_food_demand_electricity_energetic | Electricity | EU | Energy demand | 11.6583 | FEC
BE | TYNDP2026 | LEV | 2040 | TWh | 153 | Sub_sector | Industry | Food | Industry (food) | Energetic | industry_food_demand_hydrogen_energetic | Hydrogen | EU | Energy demand | 0 | FEC
BE | TYNDP2026 | LEV | 2040 | TWh | 154 | Sub_sector | Industry | Food | Industry (food) | Energetic | industry_food_demand_methane_energetic | Methane | EU | Energy demand | 4.1263 | FEC
BE | TYNDP2026 | LEV | 2040 | TWh | 155 | Sub_sector | Industry | Food | Industry (food) | Energetic | industry_food_demand_heat_energetic | Heat | EU | Energy demand | 0.53491 | FEC
BE | TYNDP2026 | LEV | 2040 | TWh | 156 | Sub_sector | Industry | Food | Industry (food) | Energetic | industry_food_demand_biomass_energetic | Biomass | EU | Energy demand | 0.66864 | FEC
BE | TYNDP2026 | LEV | 2040 | TWh | 157 | Sub_sector | Industry | Food | Industry (food) | Energetic | industry_food_demand_coal_energetic | Solids | EU | Energy demand | 0 | FEC
BE | TYNDP2026 | LEV | 2040 | TWh | 158 | Sub_sector | Industry | Food | Industry (food) | Energetic | industry_food_demand_oil_energetic | Liquids | EU | Energy demand | 0 | FEC
BE | TYNDP2026 | LEV | 2040 | TWh | 159 | Sub_sector | Industry | Food | Industry (food) | Energetic | industry_food_demand_others_energetic | Others | EU | Energy demand | 0 | FEC
BE | TYNDP2026 | LEV | 2040 | TWh | 160 | Sub_sector | Industry | Food | Industry (food) | Energetic | industry_food_demand_ammonia_energetic | Ammonia | EU | Energy demand | 0 | FEC
BE | TYNDP2026 | LEV | 2040 | TWh | 162 | Sub_sector | Industry | Metals | Industry (metal) | Energetic | industry_metal_demand_electricity_energetic | Electricity | EU | Energy demand | 2.0648 | FEC
BE | TYNDP2026 | LEV | 2040 | TWh | 163 | Sub_sector | Industry | Metals | Industry (metal) | Energetic | industry_metal_demand_hydrogen_energetic | Hydrogen | EU | Energy demand | 0 | FEC
BE | TYNDP2026 | LEV | 2040 | TWh | 164 | Sub_sector | Industry | Metals | Industry (metal) | Energetic | industry_metal_demand_methane_energetic | Methane | EU | Energy demand | 1.3542 | FEC
BE | TYNDP2026 | LEV | 2040 | TWh | 165 | Sub_sector | Industry | Metals | Industry (metal) | Energetic | industry_metal_demand_heat_energetic | Heat | EU | Energy demand | 0 | FEC
BE | TYNDP2026 | LEV | 2040 | TWh | 166 | Sub_sector | Industry | Metals | Industry (metal) | Energetic | industry_metal_demand_biomass_energetic | Biomass | EU | Energy demand | 0 | FEC
BE | TYNDP2026 | LEV | 2040 | TWh | 167 | Sub_sector | Industry | Metals | Industry (metal) | Energetic | industry_metal_demand_coal_energetic | Solids | EU | Energy demand | 0 | FEC
BE | TYNDP2026 | LEV | 2040 | TWh | 168 | Sub_sector | Industry | Metals | Industry (metal) | Energetic | industry_metal_demand_oil_energetic | Liquids | EU | Energy demand | 0.0034056 | FEC
BE | TYNDP2026 | LEV | 2040 | TWh | 169 | Sub_sector | Industry | Metals | Industry (metal) | Energetic | industry_metal_demand_others_energetic | Others | EU | Energy demand | 0 | FEC
BE | TYNDP2026 | LEV | 2040 | TWh | 170 | Sub_sector | Industry | Metals | Industry (metal) | Energetic | industry_metal_demand_ammonia_energetic | Ammonia | EU | Energy demand | 0 | FEC
BE | TYNDP2026 | LEV | 2040 | TWh | 172 | Sub_sector | Industry | Others | Industry (other, energetic) | Energetic | industry_other_demand_electricity_energetic | Electricity | EU | Energy demand | 11.0831 | FEC
BE | TYNDP2026 | LEV | 2040 | TWh | 173 | Sub_sector | Industry | Others | Industry (other, energetic) | Energetic | industry_other_demand_hydrogen_energetic | Hydrogen | EU | Energy demand | 2.7866 | FEC
BE | TYNDP2026 | LEV | 2040 | TWh | 174 | Sub_sector | Industry | Others | Industry (other, energetic) | Energetic | industry_other_demand_methane_energetic | Methane | EU | Energy demand | 11.6287 | FEC
BE | TYNDP2026 | LEV | 2040 | TWh | 175 | Sub_sector | Industry | Others | Industry (other, energetic) | Energetic | industry_other_demand_heat_energetic | Heat | EU | Energy demand | 0.28975 | FEC
BE | TYNDP2026 | LEV | 2040 | TWh | 176 | Sub_sector | Industry | Others | Industry (other, energetic) | Energetic | industry_other_demand_biomass_energetic | Biomass | EU | Energy demand | 3.1873 | FEC
BE | TYNDP2026 | LEV | 2040 | TWh | 177 | Sub_sector | Industry | Others | Industry (other, energetic) | Energetic | industry_other_demand_coal_energetic | Solids | EU | Energy demand | 0 | FEC
BE | TYNDP2026 | LEV | 2040 | TWh | 178 | Sub_sector | Industry | Others | Industry (other, energetic) | Energetic | industry_other_demand_oil_energetic | Liquids | EU | Energy demand | 0 | FEC
BE | TYNDP2026 | LEV | 2040 | TWh | 179 | Sub_sector | Industry | Others | Industry (other, energetic) | Energetic | industry_other_demand_others_energetic | Others | EU | Energy demand | 0 | FEC
BE | TYNDP2026 | LEV | 2040 | TWh | 180 | Sub_sector | Industry | Others | Industry (other, energetic) | Energetic | industry_other_demand_ammonia_energetic | Ammonia | EU | Energy demand | 0 | FEC
BE | TYNDP2026 | LEV | 2040 | TWh | 182 | Sub_sector | Industry | Others | Industry (other, non-energetic) | Non-energetic | industry_other_demand_electricity_non_energetic | Electricity | EU | Energy demand | 0 | not_included_in_FEC
BE | TYNDP2026 | LEV | 2040 | TWh | 183 | Sub_sector | Industry | Others | Industry (other, non-energetic) | Non-energetic | industry_other_demand_hydrogen_non_energetic | Hydrogen | EU | Energy demand | 1.049 | not_included_in_FEC
BE | TYNDP2026 | LEV | 2040 | TWh | 184 | Sub_sector | Industry | Others | Industry (other, non-energetic) | Non-energetic | industry_other_demand_methane_non_energetic | Methane | EU | Energy demand | 0.069933 | not_included_in_FEC
BE | TYNDP2026 | LEV | 2040 | TWh | 185 | Sub_sector | Industry | Others | Industry (other, non-energetic) | Non-energetic | industry_other_demand_heat_non_energetic | Heat | EU | Energy demand | 0 | not_included_in_FEC
BE | TYNDP2026 | LEV | 2040 | TWh | 186 | Sub_sector | Industry | Others | Industry (other, non-energetic) | Non-energetic | industry_other_demand_biomass_non_energetic | Biomass | EU | Energy demand | 0 | not_included_in_FEC
BE | TYNDP2026 | LEV | 2040 | TWh | 187 | Sub_sector | Industry | Others | Industry (other, non-energetic) | Non-energetic | industry_other_demand_coal_non_energetic | Solids | EU | Energy demand | 0 | not_included_in_FEC
BE | TYNDP2026 | LEV | 2040 | TWh | 188 | Sub_sector | Industry | Others | Industry (other, non-energetic) | Non-energetic | industry_other_demand_oil_non_energetic | Liquids | EU | Energy demand | 2.3777 | not_included_in_FEC
BE | TYNDP2026 | LEV | 2040 | TWh | 189 | Sub_sector | Industry | Others | Industry (other, non-energetic) | Non-energetic | industry_other_demand_others_non_energetic | Others | EU | Energy demand | 0 | not_included_in_FEC
BE | TYNDP2026 | LEV | 2040 | TWh | 190 | Sub_sector | Industry | Others | Industry (other, non-energetic) | Non-energetic | industry_other_demand_ammonia_non_energetic | Ammonia | EU | Energy demand | 0 | not_included_in_FEC
BE | TYNDP2026 | LEV | 2040 | TWh | 192 | Sub_sector | Industry | Paper | Industry (paper) | Energetic | industry_paper_demand_electricity_energetic | Electricity | EU | Energy demand | 2.7399 | FEC
BE | TYNDP2026 | LEV | 2040 | TWh | 193 | Sub_sector | Industry | Paper | Industry (paper) | Energetic | industry_paper_demand_hydrogen_energetic | Hydrogen | EU | Energy demand | 0 | FEC
BE | TYNDP2026 | LEV | 2040 | TWh | 194 | Sub_sector | Industry | Paper | Industry (paper) | Energetic | industry_paper_demand_methane_energetic | Methane | EU | Energy demand | 0.74196 | FEC
BE | TYNDP2026 | LEV | 2040 | TWh | 195 | Sub_sector | Industry | Paper | Industry (paper) | Energetic | industry_paper_demand_heat_energetic | Heat | EU | Energy demand | 0.29009 | FEC
BE | TYNDP2026 | LEV | 2040 | TWh | 196 | Sub_sector | Industry | Paper | Industry (paper) | Energetic | industry_paper_demand_biomass_energetic | Biomass | EU | Energy demand | 2.8074 | FEC
BE | TYNDP2026 | LEV | 2040 | TWh | 197 | Sub_sector | Industry | Paper | Industry (paper) | Energetic | industry_paper_demand_coal_energetic | Solids | EU | Energy demand | 0 | FEC
BE | TYNDP2026 | LEV | 2040 | TWh | 198 | Sub_sector | Industry | Paper | Industry (paper) | Energetic | industry_paper_demand_oil_energetic | Liquids | EU | Energy demand | 0 | FEC
BE | TYNDP2026 | LEV | 2040 | TWh | 199 | Sub_sector | Industry | Paper | Industry (paper) | Energetic | industry_paper_demand_others_energetic | Others | EU | Energy demand | 0 | FEC
BE | TYNDP2026 | LEV | 2040 | TWh | 200 | Sub_sector | Industry | Paper | Industry (paper) | Energetic | industry_paper_demand_ammonia_energetic | Ammonia | EU | Energy demand | 0 | FEC
BE | TYNDP2026 | LEV | 2040 | TWh | 202 | Sub_sector | Industry | Refineries | Industry (refineries, energetic) | Energetic | industry_refinery_demand_electricity_energetic | Electricity | EU | Energy demand | 1.7925 | not_included_in_FEC
BE | TYNDP2026 | LEV | 2040 | TWh | 203 | Sub_sector | Industry | Refineries | Industry (refineries, energetic) | Energetic | industry_refinery_demand_hydrogen_energetic | Hydrogen | EU | Energy demand | 1.1202 | not_included_in_FEC
BE | TYNDP2026 | LEV | 2040 | TWh | 204 | Sub_sector | Industry | Refineries | Industry (refineries, energetic) | Energetic | industry_refinery_demand_methane_energetic | Methane | EU | Energy demand | 11.7674 | not_included_in_FEC
BE | TYNDP2026 | LEV | 2040 | TWh | 205 | Sub_sector | Industry | Refineries | Industry (refineries, energetic) | Energetic | industry_refinery_demand_heat_energetic | Heat | EU | Energy demand | 0 | not_included_in_FEC
BE | TYNDP2026 | LEV | 2040 | TWh | 206 | Sub_sector | Industry | Refineries | Industry (refineries, energetic) | Energetic | industry_refinery_demand_biomass_energetic | Biomass | EU | Energy demand | 1.2722 | not_included_in_FEC
BE | TYNDP2026 | LEV | 2040 | TWh | 207 | Sub_sector | Industry | Refineries | Industry (refineries, energetic) | Energetic | industry_refinery_demand_coal_energetic | Solids | EU | Energy demand | 0 | not_included_in_FEC
BE | TYNDP2026 | LEV | 2040 | TWh | 208 | Sub_sector | Industry | Refineries | Industry (refineries, energetic) | Energetic | industry_refinery_demand_oil_energetic | Liquids | EU | Energy demand | 9.3245 | not_included_in_FEC
BE | TYNDP2026 | LEV | 2040 | TWh | 209 | Sub_sector | Industry | Refineries | Industry (refineries, energetic) | Energetic | industry_refinery_demand_others_energetic | Others | EU | Energy demand | 0 | not_included_in_FEC
BE | TYNDP2026 | LEV | 2040 | TWh | 210 | Sub_sector | Industry | Refineries | Industry (refineries, energetic) | Energetic | industry_refinery_demand_ammonia_energetic | Ammonia | EU | Energy demand | 0 | not_included_in_FEC
BE | TYNDP2026 | LEV | 2040 | TWh | 212 | Sub_sector | Industry | Refineries | Industry (refineries, non-energetic) | Non-energetic | industry_refinery_demand_electricity_non_energetic | Electricity | EU | Energy demand | 0 | not_included_in_FEC
BE | TYNDP2026 | LEV | 2040 | TWh | 213 | Sub_sector | Industry | Refineries | Industry (refineries, non-energetic) | Non-energetic | industry_refinery_demand_hydrogen_non_energetic | Hydrogen | EU | Energy demand | 0 | not_included_in_FEC
BE | TYNDP2026 | LEV | 2040 | TWh | 214 | Sub_sector | Industry | Refineries | Industry (refineries, non-energetic) | Non-energetic | industry_refinery_demand_methane_non_energetic | Methane | EU | Energy demand | 0 | not_included_in_FEC
BE | TYNDP2026 | LEV | 2040 | TWh | 215 | Sub_sector | Industry | Refineries | Industry (refineries, non-energetic) | Non-energetic | industry_refinery_demand_heat_non_energetic | Heat | EU | Energy demand | 0 | not_included_in_FEC
BE | TYNDP2026 | LEV | 2040 | TWh | 216 | Sub_sector | Industry | Refineries | Industry (refineries, non-energetic) | Non-energetic | industry_refinery_demand_biomass_non_energetic | Biomass | EU | Energy demand | 0 | not_included_in_FEC
BE | TYNDP2026 | LEV | 2040 | TWh | 217 | Sub_sector | Industry | Refineries | Industry (refineries, non-energetic) | Non-energetic | industry_refinery_demand_coal_non_energetic | Solids | EU | Energy demand | 0 | not_included_in_FEC
BE | TYNDP2026 | LEV | 2040 | TWh | 218 | Sub_sector | Industry | Refineries | Industry (refineries, non-energetic) | Non-energetic | industry_refinery_demand_oil_non_energetic | Liquids | EU | Energy demand | 0 | not_included_in_FEC
BE | TYNDP2026 | LEV | 2040 | TWh | 219 | Sub_sector | Industry | Refineries | Industry (refineries, non-energetic) | Non-energetic | industry_refinery_demand_others_non_energetic | Others | EU | Energy demand | 0 | not_included_in_FEC
BE | TYNDP2026 | LEV | 2040 | TWh | 220 | Sub_sector | Industry | Refineries | Industry (refineries, non-energetic) | Non-energetic | industry_refinery_demand_ammonia_non_energetic | Ammonia | EU | Energy demand | 0 | not_included_in_FEC
BE | TYNDP2026 | LEV | 2040 | TWh | 222 | Sub_sector | Industry | Steel | Industry (steel) | Energetic | industry_steel_demand_electricity_energetic | Electricity | EU | Energy demand | 5.0672 | FEC
BE | TYNDP2026 | LEV | 2040 | TWh | 223 | Sub_sector | Industry | Steel | Industry (steel) | Energetic | industry_steel_demand_hydrogen_energetic | Hydrogen | EU | Energy demand | 1.8763 | FEC
BE | TYNDP2026 | LEV | 2040 | TWh | 224 | Sub_sector | Industry | Steel | Industry (steel) | Energetic | industry_steel_demand_methane_energetic | Methane | EU | Energy demand | 9.2813 | FEC
BE | TYNDP2026 | LEV | 2040 | TWh | 225 | Sub_sector | Industry | Steel | Industry (steel) | Energetic | industry_steel_demand_heat_energetic | Heat | EU | Energy demand | 0 | FEC
BE | TYNDP2026 | LEV | 2040 | TWh | 226 | Sub_sector | Industry | Steel | Industry (steel) | Energetic | industry_steel_demand_biomass_energetic | Biomass | EU | Energy demand | 0 | FEC
BE | TYNDP2026 | LEV | 2040 | TWh | 227 | Sub_sector | Industry | Steel | Industry (steel) | Energetic | industry_steel_demand_coal_energetic | Solids | EU | Energy demand | 3.0195 | FEC
BE | TYNDP2026 | LEV | 2040 | TWh | 228 | Sub_sector | Industry | Steel | Industry (steel) | Energetic | industry_steel_demand_oil_energetic | Liquids | EU | Energy demand | 0.089524 | FEC
BE | TYNDP2026 | LEV | 2040 | TWh | 229 | Sub_sector | Industry | Steel | Industry (steel) | Energetic | industry_steel_demand_others_energetic | Others | EU | Energy demand | 0 | FEC
BE | TYNDP2026 | LEV | 2040 | TWh | 230 | Sub_sector | Industry | Steel | Industry (steel) | Energetic | industry_steel_demand_ammonia_energetic | Ammonia | EU | Energy demand | 0 | FEC
BE | TYNDP2026 | LEV | 2040 | TWh | 232 | Sub_sector | Transport | Cars | Transport (cars) | Energetic | transport_cars_final_demand_electricity | Electricity | EU | Energy demand | 11.0061 | FEC
BE | TYNDP2026 | LEV | 2040 | TWh | 233 | Sub_sector | Transport | Cars | Transport (cars) | Energetic | transport_cars_final_demand_hydrogen | Hydrogen | EU | Energy demand | 0 | FEC
BE | TYNDP2026 | LEV | 2040 | TWh | 234 | Sub_sector | Transport | Cars | Transport (cars) | Energetic | transport_cars_final_demand_methane | Methane | EU | Energy demand | 0 | FEC
BE | TYNDP2026 | LEV | 2040 | TWh | 235 | Sub_sector | Transport | Cars | Transport (cars) | Energetic | transport_cars_final_demand_heat | Heat | EU | Energy demand | 0 | FEC
BE | TYNDP2026 | LEV | 2040 | TWh | 236 | Sub_sector | Transport | Cars | Transport (cars) | Energetic | transport_cars_final_demand_biomass | Biomass | EU | Energy demand | 0 | FEC
BE | TYNDP2026 | LEV | 2040 | TWh | 237 | Sub_sector | Transport | Cars | Transport (cars) | Energetic | transport_cars_final_demand_coal | Solids | EU | Energy demand | 0 | FEC
BE | TYNDP2026 | LEV | 2040 | TWh | 238 | Sub_sector | Transport | Cars | Transport (cars) | Energetic | transport_cars_final_demand_oil | Liquids | EU | Energy demand | 23.0392 | FEC
BE | TYNDP2026 | LEV | 2040 | TWh | 239 | Sub_sector | Transport | Cars | Transport (cars) | Energetic | transport_cars_final_demand_other | Others | EU | Energy demand | 0 | FEC
BE | TYNDP2026 | LEV | 2040 | TWh | 240 | Sub_sector | Transport | Cars | Transport (cars) | Energetic | transport_cars_final_demand_ammonia | Ammonia | EU | Energy demand | 0 | FEC
BE | TYNDP2026 | LEV | 2040 | TWh | 242 | Sub_sector | Transport | Busses | Transport (busses) | Energetic | transport_busses_final_demand_electricity | Electricity | EU | Energy demand | 1.379 | FEC
BE | TYNDP2026 | LEV | 2040 | TWh | 243 | Sub_sector | Transport | Busses | Transport (busses) | Energetic | transport_busses_final_demand_hydrogen | Hydrogen | EU | Energy demand | 0 | FEC
BE | TYNDP2026 | LEV | 2040 | TWh | 244 | Sub_sector | Transport | Busses | Transport (busses) | Energetic | transport_busses_final_demand_methane | Methane | EU | Energy demand | 0 | FEC
BE | TYNDP2026 | LEV | 2040 | TWh | 245 | Sub_sector | Transport | Busses | Transport (busses) | Energetic | transport_busses_final_demand_heat | Heat | EU | Energy demand | 0 | FEC
BE | TYNDP2026 | LEV | 2040 | TWh | 246 | Sub_sector | Transport | Busses | Transport (busses) | Energetic | transport_busses_final_demand_biomass | Biomass | EU | Energy demand | 0 | FEC
BE | TYNDP2026 | LEV | 2040 | TWh | 247 | Sub_sector | Transport | Busses | Transport (busses) | Energetic | transport_busses_final_demand_coal | Solids | EU | Energy demand | 0 | FEC
BE | TYNDP2026 | LEV | 2040 | TWh | 248 | Sub_sector | Transport | Busses | Transport (busses) | Energetic | transport_busses_final_demand_oil | Liquids | EU | Energy demand | 1.9863 | FEC
BE | TYNDP2026 | LEV | 2040 | TWh | 249 | Sub_sector | Transport | Busses | Transport (busses) | Energetic | transport_busses_final_demand_other | Others | EU | Energy demand | 0 | FEC
BE | TYNDP2026 | LEV | 2040 | TWh | 250 | Sub_sector | Transport | Busses | Transport (busses) | Energetic | transport_busses_final_demand_ammonia | Ammonia | EU | Energy demand | 0 | FEC
BE | TYNDP2026 | LEV | 2040 | TWh | 252 | Sub_sector | Transport | Trucks | Transport (trucks) | Energetic | transport_trucks_final_demand_electricity | Electricity | EU | Energy demand | 4.0374 | FEC
BE | TYNDP2026 | LEV | 2040 | TWh | 253 | Sub_sector | Transport | Trucks | Transport (trucks) | Energetic | transport_trucks_final_demand_hydrogen | Hydrogen | EU | Energy demand | 0.71105 | FEC
BE | TYNDP2026 | LEV | 2040 | TWh | 254 | Sub_sector | Transport | Trucks | Transport (trucks) | Energetic | transport_trucks_final_demand_methane | Methane | EU | Energy demand | 0.86631 | FEC
BE | TYNDP2026 | LEV | 2040 | TWh | 255 | Sub_sector | Transport | Trucks | Transport (trucks) | Energetic | transport_trucks_final_demand_heat | Heat | EU | Energy demand | 0 | FEC
BE | TYNDP2026 | LEV | 2040 | TWh | 256 | Sub_sector | Transport | Trucks | Transport (trucks) | Energetic | transport_trucks_final_demand_biomass | Biomass | EU | Energy demand | 0 | FEC
BE | TYNDP2026 | LEV | 2040 | TWh | 257 | Sub_sector | Transport | Trucks | Transport (trucks) | Energetic | transport_trucks_final_demand_coal | Solids | EU | Energy demand | 0 | FEC
BE | TYNDP2026 | LEV | 2040 | TWh | 258 | Sub_sector | Transport | Trucks | Transport (trucks) | Energetic | transport_trucks_final_demand_oil | Liquids | EU | Energy demand | 10.3895 | FEC
BE | TYNDP2026 | LEV | 2040 | TWh | 259 | Sub_sector | Transport | Trucks | Transport (trucks) | Energetic | transport_trucks_final_demand_other | Others | EU | Energy demand | 0 | FEC
BE | TYNDP2026 | LEV | 2040 | TWh | 260 | Sub_sector | Transport | Trucks | Transport (trucks) | Energetic | transport_trucks_final_demand_ammonia | Ammonia | EU | Energy demand | 0 | FEC
BE | TYNDP2026 | LEV | 2040 | TWh | 262 | Sub_sector | Transport | Vans | Transport (vans) | Energetic | transport_vans_final_demand_electricity | Electricity | EU | Energy demand | 2.7741 | FEC
BE | TYNDP2026 | LEV | 2040 | TWh | 263 | Sub_sector | Transport | Vans | Transport (vans) | Energetic | transport_vans_final_demand_hydrogen | Hydrogen | EU | Energy demand | 0 | FEC
BE | TYNDP2026 | LEV | 2040 | TWh | 264 | Sub_sector | Transport | Vans | Transport (vans) | Energetic | transport_vans_final_demand_methane | Methane | EU | Energy demand | 0 | FEC
BE | TYNDP2026 | LEV | 2040 | TWh | 265 | Sub_sector | Transport | Vans | Transport (vans) | Energetic | transport_vans_final_demand_heat | Heat | EU | Energy demand | 0 | FEC
BE | TYNDP2026 | LEV | 2040 | TWh | 266 | Sub_sector | Transport | Vans | Transport (vans) | Energetic | transport_vans_final_demand_biomass | Biomass | EU | Energy demand | 0 | FEC
BE | TYNDP2026 | LEV | 2040 | TWh | 267 | Sub_sector | Transport | Vans | Transport (vans) | Energetic | transport_vans_final_demand_coal | Solids | EU | Energy demand | 0 | FEC
BE | TYNDP2026 | LEV | 2040 | TWh | 268 | Sub_sector | Transport | Vans | Transport (vans) | Energetic | transport_vans_final_demand_oil | Liquids | EU | Energy demand | 2.805 | FEC
BE | TYNDP2026 | LEV | 2040 | TWh | 269 | Sub_sector | Transport | Vans | Transport (vans) | Energetic | transport_vans_final_demand_other | Others | EU | Energy demand | 0 | FEC
BE | TYNDP2026 | LEV | 2040 | TWh | 270 | Sub_sector | Transport | Vans | Transport (vans) | Energetic | transport_vans_final_demand_ammonia | Ammonia | EU | Energy demand | 0 | FEC
BE | TYNDP2026 | LEV | 2040 | TWh | 272 | Sub_sector | Transport | Freight trains | Transport (trains) | Energetic | transport_trains_final_demand_electricity | Electricity | EU | Energy demand | 2.7212 | FEC
BE | TYNDP2026 | LEV | 2040 | TWh | 273 | Sub_sector | Transport | Freight trains | Transport (trains) | Energetic | transport_trains_final_demand_hydrogen | Hydrogen | EU | Energy demand | 0 | FEC
BE | TYNDP2026 | LEV | 2040 | TWh | 274 | Sub_sector | Transport | Freight trains | Transport (trains) | Energetic | transport_trains_final_demand_methane | Methane | EU | Energy demand | 0 | FEC
BE | TYNDP2026 | LEV | 2040 | TWh | 275 | Sub_sector | Transport | Freight trains | Transport (trains) | Energetic | transport_trains_final_demand_heat | Heat | EU | Energy demand | 0 | FEC
BE | TYNDP2026 | LEV | 2040 | TWh | 276 | Sub_sector | Transport | Freight trains | Transport (trains) | Energetic | transport_trains_final_demand_biomass | Biomass | EU | Energy demand | 0 | FEC
BE | TYNDP2026 | LEV | 2040 | TWh | 277 | Sub_sector | Transport | Freight trains | Transport (trains) | Energetic | transport_trains_final_demand_coal | Solids | EU | Energy demand | 0 | FEC
BE | TYNDP2026 | LEV | 2040 | TWh | 278 | Sub_sector | Transport | Freight trains | Transport (trains) | Energetic | transport_trains_final_demand_oil | Liquids | EU | Energy demand | 0.28803 | FEC
BE | TYNDP2026 | LEV | 2040 | TWh | 279 | Sub_sector | Transport | Freight trains | Transport (trains) | Energetic | transport_trains_final_demand_other | Others | EU | Energy demand | 0 | FEC
BE | TYNDP2026 | LEV | 2040 | TWh | 280 | Sub_sector | Transport | Freight trains | Transport (trains) | Energetic | transport_trains_final_demand_ammonia | Ammonia | EU | Energy demand | 0 | FEC
BE | TYNDP2026 | LEV | 2040 | TWh | 282 | Sub_sector | Transport | Ships | Transport (ships) | Energetic | transport_ships_final_demand_electricity | Electricity | EU | Energy demand | 0.0092557 | FEC
BE | TYNDP2026 | LEV | 2040 | TWh | 283 | Sub_sector | Transport | Ships | Transport (ships) | Energetic | transport_ships_final_demand_hydrogen | Hydrogen | EU | Energy demand | 0.017027 | FEC
BE | TYNDP2026 | LEV | 2040 | TWh | 284 | Sub_sector | Transport | Ships | Transport (ships) | Energetic | transport_ships_final_demand_methane | Methane | EU | Energy demand | 0.018243 | FEC
BE | TYNDP2026 | LEV | 2040 | TWh | 285 | Sub_sector | Transport | Ships | Transport (ships) | Energetic | transport_ships_final_demand_heat | Heat | EU | Energy demand | 0 | FEC
BE | TYNDP2026 | LEV | 2040 | TWh | 286 | Sub_sector | Transport | Ships | Transport (ships) | Energetic | transport_ships_final_demand_biomass | Biomass | EU | Energy demand | 0 | FEC
BE | TYNDP2026 | LEV | 2040 | TWh | 287 | Sub_sector | Transport | Ships | Transport (ships) | Energetic | transport_ships_final_demand_coal | Solids | EU | Energy demand | 0 | FEC
BE | TYNDP2026 | LEV | 2040 | TWh | 288 | Sub_sector | Transport | Ships | Transport (ships) | Energetic | transport_ships_final_demand_oil | Liquids | EU | Energy demand | 0.85976 | FEC
BE | TYNDP2026 | LEV | 2040 | TWh | 289 | Sub_sector | Transport | Ships | Transport (ships) | Energetic | transport_ships_final_demand_other | Others | EU | Energy demand | 0 | FEC
BE | TYNDP2026 | LEV | 2040 | TWh | 290 | Sub_sector | Transport | Ships | Transport (ships) | Energetic | transport_ships_final_demand_ammonia | Ammonia | EU | Energy demand | 0 | FEC
BE | TYNDP2026 | LEV | 2040 | TWh | 292 | Sub_sector | Transport | Planes | Transport (planes) | Energetic | transport_planes_final_demand_electricity | Electricity | EU | Energy demand | 0 | FEC
BE | TYNDP2026 | LEV | 2040 | TWh | 293 | Sub_sector | Transport | Planes | Transport (planes) | Energetic | transport_planes_final_demand_hydrogen | Hydrogen | EU | Energy demand | 0 | FEC
BE | TYNDP2026 | LEV | 2040 | TWh | 294 | Sub_sector | Transport | Planes | Transport (planes) | Energetic | transport_planes_final_demand_methane | Methane | EU | Energy demand | 0 | FEC
BE | TYNDP2026 | LEV | 2040 | TWh | 295 | Sub_sector | Transport | Planes | Transport (planes) | Energetic | transport_planes_final_demand_heat | Heat | EU | Energy demand | 0 | FEC
BE | TYNDP2026 | LEV | 2040 | TWh | 296 | Sub_sector | Transport | Planes | Transport (planes) | Energetic | transport_planes_final_demand_biomass | Biomass | EU | Energy demand | 0 | FEC
BE | TYNDP2026 | LEV | 2040 | TWh | 297 | Sub_sector | Transport | Planes | Transport (planes) | Energetic | transport_planes_final_demand_coal | Solids | EU | Energy demand | 0 | FEC
BE | TYNDP2026 | LEV | 2040 | TWh | 298 | Sub_sector | Transport | Planes | Transport (planes) | Energetic | transport_planes_final_demand_oil | Liquids | EU | Energy demand | 0 | FEC
BE | TYNDP2026 | LEV | 2040 | TWh | 299 | Sub_sector | Transport | Planes | Transport (planes) | Energetic | transport_planes_final_demand_other | Others | EU | Energy demand | 0 | FEC
BE | TYNDP2026 | LEV | 2040 | TWh | 300 | Sub_sector | Transport | Planes | Transport (planes) | Energetic | transport_planes_final_demand_ammonia | Ammonia | EU | Energy demand | 0 | FEC
BE | TYNDP2026 | LEV | 2040 | TWh | 302 | Sub_sector | Transport | Others | Transport (others) | Energetic | transport_other_final_demand_electricity | Electricity | EU | Energy demand | 0.083856 | FEC
BE | TYNDP2026 | LEV | 2040 | TWh | 303 | Sub_sector | Transport | Others | Transport (others) | Energetic | transport_other_final_demand_hydrogen | Hydrogen | EU | Energy demand | 0 | FEC
BE | TYNDP2026 | LEV | 2040 | TWh | 304 | Sub_sector | Transport | Others | Transport (others) | Energetic | transport_other_final_demand_methane | Methane | EU | Energy demand | 0 | FEC
BE | TYNDP2026 | LEV | 2040 | TWh | 305 | Sub_sector | Transport | Others | Transport (others) | Energetic | transport_other_final_demand_heat | Heat | EU | Energy demand | 0 | FEC
BE | TYNDP2026 | LEV | 2040 | TWh | 306 | Sub_sector | Transport | Others | Transport (others) | Energetic | transport_other_final_demand_biomass | Biomass | EU | Energy demand | 0 | FEC
BE | TYNDP2026 | LEV | 2040 | TWh | 307 | Sub_sector | Transport | Others | Transport (others) | Energetic | transport_other_final_demand_coal | Solids | EU | Energy demand | 0 | FEC
BE | TYNDP2026 | LEV | 2040 | TWh | 308 | Sub_sector | Transport | Others | Transport (others) | Energetic | transport_other_final_demand_oil | Liquids | EU | Energy demand | 0 | FEC
BE | TYNDP2026 | LEV | 2040 | TWh | 309 | Sub_sector | Transport | Others | Transport (others) | Energetic | transport_other_final_demand_other | Others | EU | Energy demand | 0 | FEC
BE | TYNDP2026 | LEV | 2040 | TWh | 310 | Sub_sector | Transport | Others | Transport (others) | Energetic | transport_other_final_demand_ammonia | Ammonia | EU | Energy demand | 0 | FEC
BE | TYNDP2026 | LEV | 2040 | TWh | 312 | Sub_sector | International transport | International aviation | Transport (int. aviation) | Energetic | transport_int_aviation_final_demand_electricity | Electricity | EU | Energy demand | 0 | FEC
BE | TYNDP2026 | LEV | 2040 | TWh | 313 | Sub_sector | International transport | International aviation | Transport (int. aviation) | Energetic | transport_int_aviation_final_demand_hydrogen | Hydrogen | EU | Energy demand | 0.12986 | FEC
BE | TYNDP2026 | LEV | 2040 | TWh | 314 | Sub_sector | International transport | International aviation | Transport (int. aviation) | Energetic | transport_int_aviation_final_demand_methane | Methane | EU | Energy demand | 0 | FEC
BE | TYNDP2026 | LEV | 2040 | TWh | 315 | Sub_sector | International transport | International aviation | Transport (int. aviation) | Energetic | transport_int_aviation_final_demand_heat | Heat | EU | Energy demand | 0 | FEC
BE | TYNDP2026 | LEV | 2040 | TWh | 316 | Sub_sector | International transport | International aviation | Transport (int. aviation) | Energetic | transport_int_aviation_final_demand_biofuels | Biomass | EU | Energy demand | 0 | FEC
BE | TYNDP2026 | LEV | 2040 | TWh | 317 | Sub_sector | International transport | International aviation | Transport (int. aviation) | Energetic | transport_int_aviation_final_demand_coal | Solids | EU | Energy demand | 0 | FEC
BE | TYNDP2026 | LEV | 2040 | TWh | 318 | Sub_sector | International transport | International aviation | Transport (int. aviation) | Energetic | transport_int_aviation_final_demand_oil | Liquids | EU | Energy demand | 22.6957 | FEC
BE | TYNDP2026 | LEV | 2040 | TWh | 319 | Sub_sector | International transport | International aviation | Transport (int. aviation) | Energetic | transport_int_aviation_final_demand_other | Others | EU | Energy demand | 0 | FEC
BE | TYNDP2026 | LEV | 2040 | TWh | 320 | Sub_sector | International transport | International aviation | Transport (int. aviation) | Energetic | transport_int_aviation_final_demand_ammonia | Ammonia | EU | Energy demand | 0 | FEC
BE | TYNDP2026 | LEV | 2040 | TWh | 322 | Sub_sector | International transport | International shipping | Transport (int. shipping) | Energetic | transport_int_shipping_final_demand_electricity | Electricity | EU | Energy demand | 0 | not_included_in_FEC
BE | TYNDP2026 | LEV | 2040 | TWh | 323 | Sub_sector | International transport | International shipping | Transport (int. shipping) | Energetic | transport_int_shipping_final_demand_hydrogen | Hydrogen | EU | Energy demand | 0 | not_included_in_FEC
BE | TYNDP2026 | LEV | 2040 | TWh | 324 | Sub_sector | International transport | International shipping | Transport (int. shipping) | Energetic | transport_int_shipping_final_demand_methane | Methane | EU | Energy demand | 10.0611 | not_included_in_FEC
BE | TYNDP2026 | LEV | 2040 | TWh | 325 | Sub_sector | International transport | International shipping | Transport (int. shipping) | Energetic | transport_int_shipping_final_demand_heat | Heat | EU | Energy demand | 0 | not_included_in_FEC
BE | TYNDP2026 | LEV | 2040 | TWh | 326 | Sub_sector | International transport | International shipping | Transport (int. shipping) | Energetic | transport_int_shipping_final_demand_biofuels | Biomass | EU | Energy demand | 0 | not_included_in_FEC
BE | TYNDP2026 | LEV | 2040 | TWh | 327 | Sub_sector | International transport | International shipping | Transport (int. shipping) | Energetic | transport_int_shipping_final_demand_coal | Solids | EU | Energy demand | 0 | not_included_in_FEC
BE | TYNDP2026 | LEV | 2040 | TWh | 328 | Sub_sector | International transport | International shipping | Transport (int. shipping) | Energetic | transport_int_shipping_final_demand_oil | Liquids | EU | Energy demand | 65.0479 | not_included_in_FEC
BE | TYNDP2026 | LEV | 2040 | TWh | 329 | Sub_sector | International transport | International shipping | Transport (int. shipping) | Energetic | transport_int_shipping_final_demand_other | Others | EU | Energy demand | 0 | not_included_in_FEC
BE | TYNDP2026 | LEV | 2040 | TWh | 330 | Sub_sector | International transport | International shipping | Transport (int. shipping) | Energetic | transport_int_shipping_final_demand_ammonia | Ammonia | EU | Energy demand | 13.6115 | not_included_in_FEC
BE | TYNDP2026 | LEV | 2040 | TWh | 332 | Sub_sector | Households | Space heating | Households (heating) | Energetic | households_heating_final_demand_electricity | Electricity | EU | Energy demand | 8.9242 | FEC
BE | TYNDP2026 | LEV | 2040 | TWh | 333 | Sub_sector | Households | Space heating | Households (heating) | Energetic | households_heating_final_demand_hydrogen | Hydrogen | EU | Energy demand | 0 | FEC
BE | TYNDP2026 | LEV | 2040 | TWh | 334 | Sub_sector | Households | Space heating | Households (heating) | Energetic | households_heating_final_demand_methane | Methane | EU | Energy demand | 24.83 | FEC
BE | TYNDP2026 | LEV | 2040 | TWh | 335 | Sub_sector | Households | Space heating | Households (heating) | Energetic | households_heating_final_demand_heat | Heat | EU | Energy demand | 1.9874 | FEC
BE | TYNDP2026 | LEV | 2040 | TWh | 336 | Sub_sector | Households | Space heating | Households (heating) | Energetic | households_heating_final_demand_biomass | Biomass | EU | Energy demand | 6.6753 | FEC
BE | TYNDP2026 | LEV | 2040 | TWh | 337 | Sub_sector | Households | Space heating | Households (heating) | Energetic | households_heating_final_demand_coal | Solids | EU | Energy demand | 0 | FEC
BE | TYNDP2026 | LEV | 2040 | TWh | 338 | Sub_sector | Households | Space heating | Households (heating) | Energetic | households_heating_final_demand_oil | Liquids | EU | Energy demand | 0 | FEC
BE | TYNDP2026 | LEV | 2040 | TWh | 339 | Sub_sector | Households | Space heating | Households (heating) | Energetic | households_heating_final_demand_other | Others | EU | Energy demand | 0 | FEC
BE | TYNDP2026 | LEV | 2040 | TWh | 340 | Sub_sector | Households | Space heating | Households (heating) | Energetic | households_heating_final_demand_ammonia | Ammonia | EU | Energy demand | 0 | FEC
BE | TYNDP2026 | LEV | 2040 | TWh | 343 | Sub_sector | Households | Cooling | Households (cooling) | Energetic | households_cooling_final_demand_electricity | Electricity | EU | Energy demand | 0.065875 | FEC
BE | TYNDP2026 | LEV | 2040 | TWh | 344 | Sub_sector | Households | Cooling | Households (cooling) | Energetic | households_cooling_final_demand_hydrogen | Hydrogen | EU | Energy demand | 0 | FEC
BE | TYNDP2026 | LEV | 2040 | TWh | 345 | Sub_sector | Households | Cooling | Households (cooling) | Energetic | households_cooling_final_demand_methane | Methane | EU | Energy demand | 0 | FEC
BE | TYNDP2026 | LEV | 2040 | TWh | 346 | Sub_sector | Households | Cooling | Households (cooling) | Energetic | households_cooling_final_demand_heat | Heat | EU | Energy demand | 0 | FEC
BE | TYNDP2026 | LEV | 2040 | TWh | 347 | Sub_sector | Households | Cooling | Households (cooling) | Energetic | households_cooling_final_demand_biomass | Biomass | EU | Energy demand | 0 | FEC
BE | TYNDP2026 | LEV | 2040 | TWh | 348 | Sub_sector | Households | Cooling | Households (cooling) | Energetic | households_cooling_final_demand_coal | Solids | EU | Energy demand | 0 | FEC
BE | TYNDP2026 | LEV | 2040 | TWh | 349 | Sub_sector | Households | Cooling | Households (cooling) | Energetic | households_cooling_final_demand_oil | Liquids | EU | Energy demand | 0 | FEC
BE | TYNDP2026 | LEV | 2040 | TWh | 350 | Sub_sector | Households | Cooling | Households (cooling) | Energetic | households_cooling_final_demand_other | Others | EU | Energy demand | 0 | FEC
BE | TYNDP2026 | LEV | 2040 | TWh | 351 | Sub_sector | Households | Cooling | Households (cooling) | Energetic | households_cooling_final_demand_ammonia | Ammonia | EU | Energy demand | 0 | FEC
BE | TYNDP2026 | LEV | 2040 | TWh | 354 | Sub_sector | Households | Hot water | Households (hot water) | Energetic | households_hot_water_final_demand_electricity | Electricity | EU | Energy demand | 2.4231 | FEC
BE | TYNDP2026 | LEV | 2040 | TWh | 355 | Sub_sector | Households | Hot water | Households (hot water) | Energetic | households_hot_water_final_demand_hydrogen | Hydrogen | EU | Energy demand | 0 | FEC
BE | TYNDP2026 | LEV | 2040 | TWh | 356 | Sub_sector | Households | Hot water | Households (hot water) | Energetic | households_hot_water_final_demand_methane | Methane | EU | Energy demand | 6.0392 | FEC
BE | TYNDP2026 | LEV | 2040 | TWh | 357 | Sub_sector | Households | Hot water | Households (hot water) | Energetic | households_hot_water_final_demand_heat | Heat | EU | Energy demand | 0.56981 | FEC
BE | TYNDP2026 | LEV | 2040 | TWh | 358 | Sub_sector | Households | Hot water | Households (hot water) | Energetic | households_hot_water_final_demand_biomass | Biomass | EU | Energy demand | 0.55591 | FEC
BE | TYNDP2026 | LEV | 2040 | TWh | 359 | Sub_sector | Households | Hot water | Households (hot water) | Energetic | households_hot_water_final_demand_coal | Solids | EU | Energy demand | 0 | FEC
BE | TYNDP2026 | LEV | 2040 | TWh | 360 | Sub_sector | Households | Hot water | Households (hot water) | Energetic | households_hot_water_final_demand_oil | Liquids | EU | Energy demand | 0 | FEC
BE | TYNDP2026 | LEV | 2040 | TWh | 361 | Sub_sector | Households | Hot water | Households (hot water) | Energetic | households_hot_water_final_demand_other | Others | EU | Energy demand | 0.23275 | FEC
BE | TYNDP2026 | LEV | 2040 | TWh | 362 | Sub_sector | Households | Hot water | Households (hot water) | Energetic | households_hot_water_final_demand_ammonia | Ammonia | EU | Energy demand | 0 | FEC
BE | TYNDP2026 | LEV | 2040 | TWh | 365 | Sub_sector | Households | Appliances | Households (appliances) | Energetic | households_appliances_final_demand_electricity | Electricity | EU | Energy demand | 11.4036 | FEC
BE | TYNDP2026 | LEV | 2040 | TWh | 366 | Sub_sector | Households | Appliances | Households (appliances) | Energetic | households_appliances_final_demand_hydrogen | Hydrogen | EU | Energy demand | 0 | FEC
BE | TYNDP2026 | LEV | 2040 | TWh | 367 | Sub_sector | Households | Appliances | Households (appliances) | Energetic | households_appliances_final_demand_methane | Methane | EU | Energy demand | 0.25582 | FEC
BE | TYNDP2026 | LEV | 2040 | TWh | 368 | Sub_sector | Households | Appliances | Households (appliances) | Energetic | households_appliances_final_demand_heat | Heat | EU | Energy demand | 0 | FEC
BE | TYNDP2026 | LEV | 2040 | TWh | 369 | Sub_sector | Households | Appliances | Households (appliances) | Energetic | households_appliances_final_demand_biomass | Biomass | EU | Energy demand | 0 | FEC
BE | TYNDP2026 | LEV | 2040 | TWh | 370 | Sub_sector | Households | Appliances | Households (appliances) | Energetic | households_appliances_final_demand_coal | Solids | EU | Energy demand | 0 | FEC
BE | TYNDP2026 | LEV | 2040 | TWh | 371 | Sub_sector | Households | Appliances | Households (appliances) | Energetic | households_appliances_final_demand_oil | Liquids | EU | Energy demand | 0 | FEC
BE | TYNDP2026 | LEV | 2040 | TWh | 372 | Sub_sector | Households | Appliances | Households (appliances) | Energetic | households_appliances_final_demand_other | Others | EU | Energy demand | 0 | FEC
BE | TYNDP2026 | LEV | 2040 | TWh | 373 | Sub_sector | Households | Appliances | Households (appliances) | Energetic | households_appliances_final_demand_ammonia | Ammonia | EU | Energy demand | 0 | FEC
BE | TYNDP2026 | LEV | 2040 | TWh | 375 | Sub_sector | Buildings | Space heating | Buildings (heat) | Energetic | buildings_heat_final_demand_electricity | Electricity | EU | Energy demand | 7.4271 | FEC
BE | TYNDP2026 | LEV | 2040 | TWh | 376 | Sub_sector | Buildings | Space heating | Buildings (heat) | Energetic | buildings_heat_final_demand_hydrogen | Hydrogen | EU | Energy demand | 0 | FEC
BE | TYNDP2026 | LEV | 2040 | TWh | 377 | Sub_sector | Buildings | Space heating | Buildings (heat) | Energetic | buildings_heat_final_demand_methane | Methane | EU | Energy demand | 9.7271 | FEC
BE | TYNDP2026 | LEV | 2040 | TWh | 378 | Sub_sector | Buildings | Space heating | Buildings (heat) | Energetic | buildings_heat_final_demand_heat | Heat | EU | Energy demand | 1.032 | FEC
BE | TYNDP2026 | LEV | 2040 | TWh | 379 | Sub_sector | Buildings | Space heating | Buildings (heat) | Energetic | buildings_heat_final_demand_biomass | Biomass | EU | Energy demand | 0.15732 | FEC
BE | TYNDP2026 | LEV | 2040 | TWh | 380 | Sub_sector | Buildings | Space heating | Buildings (heat) | Energetic | buildings_heat_final_demand_coal | Solids | EU | Energy demand | 0 | FEC
BE | TYNDP2026 | LEV | 2040 | TWh | 381 | Sub_sector | Buildings | Space heating | Buildings (heat) | Energetic | buildings_heat_final_demand_oil | Liquids | EU | Energy demand | 0 | FEC
BE | TYNDP2026 | LEV | 2040 | TWh | 382 | Sub_sector | Buildings | Space heating | Buildings (heat) | Energetic | buildings_heat_final_demand_other | Others | EU | Energy demand | 0.0018051 | FEC
BE | TYNDP2026 | LEV | 2040 | TWh | 383 | Sub_sector | Buildings | Space heating | Buildings (heat) | Energetic | buildings_heat_final_demand_ammonia | Ammonia | EU | Energy demand | 0 | FEC
BE | TYNDP2026 | LEV | 2040 | TWh | 386 | Sub_sector | Buildings | Cooling | Buildings (cooling) | Energetic | buildings_cooling_final_demand_electricity | Electricity | EU | Energy demand | 1.037 | FEC
BE | TYNDP2026 | LEV | 2040 | TWh | 387 | Sub_sector | Buildings | Cooling | Buildings (cooling) | Energetic | buildings_cooling_final_demand_hydrogen | Hydrogen | EU | Energy demand | 0 | FEC
BE | TYNDP2026 | LEV | 2040 | TWh | 388 | Sub_sector | Buildings | Cooling | Buildings (cooling) | Energetic | buildings_cooling_final_demand_methane | Methane | EU | Energy demand | 0.011564 | FEC
BE | TYNDP2026 | LEV | 2040 | TWh | 389 | Sub_sector | Buildings | Cooling | Buildings (cooling) | Energetic | buildings_cooling_final_demand_heat | Heat | EU | Energy demand | 0 | FEC
BE | TYNDP2026 | LEV | 2040 | TWh | 390 | Sub_sector | Buildings | Cooling | Buildings (cooling) | Energetic | buildings_cooling_final_demand_biomass | Biomass | EU | Energy demand | 0 | FEC
BE | TYNDP2026 | LEV | 2040 | TWh | 391 | Sub_sector | Buildings | Cooling | Buildings (cooling) | Energetic | buildings_cooling_final_demand_coal | Solids | EU | Energy demand | 0 | FEC
BE | TYNDP2026 | LEV | 2040 | TWh | 392 | Sub_sector | Buildings | Cooling | Buildings (cooling) | Energetic | buildings_cooling_final_demand_oil | Liquids | EU | Energy demand | 0 | FEC
BE | TYNDP2026 | LEV | 2040 | TWh | 393 | Sub_sector | Buildings | Cooling | Buildings (cooling) | Energetic | buildings_cooling_final_demand_other | Others | EU | Energy demand | 0 | FEC
BE | TYNDP2026 | LEV | 2040 | TWh | 394 | Sub_sector | Buildings | Cooling | Buildings (cooling) | Energetic | buildings_cooling_final_demand_ammonia | Ammonia | EU | Energy demand | 0 | FEC
BE | TYNDP2026 | LEV | 2040 | TWh | 397 | Sub_sector | Buildings | Appliances | Buildings (appliances) | Energetic | buildings_appliances_final_demand_electricity | Electricity | EU | Energy demand | 9.35 | FEC
BE | TYNDP2026 | LEV | 2040 | TWh | 398 | Sub_sector | Buildings | Appliances | Buildings (appliances) | Energetic | buildings_appliances_final_demand_hydrogen | Hydrogen | EU | Energy demand | 0 | FEC
BE | TYNDP2026 | LEV | 2040 | TWh | 399 | Sub_sector | Buildings | Appliances | Buildings (appliances) | Energetic | buildings_appliances_final_demand_methane | Methane | EU | Energy demand | 4.3787 | FEC
BE | TYNDP2026 | LEV | 2040 | TWh | 400 | Sub_sector | Buildings | Appliances | Buildings (appliances) | Energetic | buildings_appliances_final_demand_heat | Heat | EU | Energy demand | 0 | FEC
BE | TYNDP2026 | LEV | 2040 | TWh | 401 | Sub_sector | Buildings | Appliances | Buildings (appliances) | Energetic | buildings_appliances_final_demand_biomass | Biomass | EU | Energy demand | 0 | FEC
BE | TYNDP2026 | LEV | 2040 | TWh | 402 | Sub_sector | Buildings | Appliances | Buildings (appliances) | Energetic | buildings_appliances_final_demand_coal | Solids | EU | Energy demand | 0 | FEC
BE | TYNDP2026 | LEV | 2040 | TWh | 403 | Sub_sector | Buildings | Appliances | Buildings (appliances) | Energetic | buildings_appliances_final_demand_oil | Liquids | EU | Energy demand | 0 | FEC
BE | TYNDP2026 | LEV | 2040 | TWh | 404 | Sub_sector | Buildings | Appliances | Buildings (appliances) | Energetic | buildings_appliances_final_demand_other | Others | EU | Energy demand | 0 | FEC
BE | TYNDP2026 | LEV | 2040 | TWh | 405 | Sub_sector | Buildings | Appliances | Buildings (appliances) | Energetic | buildings_appliances_final_demand_ammonia | Ammonia | EU | Energy demand | 0 | FEC
BE | TYNDP2026 | LEV | 2040 | TWh | 407 | Sub_sector | Buildings | Datacenters | Datacenters & ICT | Energetic | datacentres_final_demand_electricity_energetic | Electricity | EU | Energy demand | 8.5185 | FEC
BE | TYNDP2026 | LEV | 2040 | TWh | 408 | Sub_sector | Buildings | Datacenters | Datacenters & ICT | Energetic | datacentres_final_demand_hydrogen_energetic | Hydrogen | EU | Energy demand | 0 | FEC
BE | TYNDP2026 | LEV | 2040 | TWh | 409 | Sub_sector | Buildings | Datacenters | Datacenters & ICT | Energetic | datacentres_final_demand_methane_energetic | Methane | EU | Energy demand | 0 | FEC
BE | TYNDP2026 | LEV | 2040 | TWh | 410 | Sub_sector | Buildings | Datacenters | Datacenters & ICT | Energetic | datacentres_final_demand_heat_energetic | Heat | EU | Energy demand | 0 | FEC
BE | TYNDP2026 | LEV | 2040 | TWh | 411 | Sub_sector | Buildings | Datacenters | Datacenters & ICT | Energetic | datacentres_final_demand_biomass_energetic | Biomass | EU | Energy demand | 0 | FEC
BE | TYNDP2026 | LEV | 2040 | TWh | 412 | Sub_sector | Buildings | Datacenters | Datacenters & ICT | Energetic | datacentres_final_demand_coal_energetic | Solids | EU | Energy demand | 0 | FEC
BE | TYNDP2026 | LEV | 2040 | TWh | 413 | Sub_sector | Buildings | Datacenters | Datacenters & ICT | Energetic | datacentres_final_demand_oil_energetic | Liquids | EU | Energy demand | 0 | FEC
BE | TYNDP2026 | LEV | 2040 | TWh | 414 | Sub_sector | Buildings | Datacenters | Datacenters & ICT | Energetic | datacentres_final_demand_other_energetic | Others | EU | Energy demand | 0 | FEC
BE | TYNDP2026 | LEV | 2040 | TWh | 415 | Sub_sector | Buildings | Datacenters | Datacenters & ICT | Energetic | datacentres_final_demand_ammonia_energetic | Ammonia | EU | Energy demand | 0 | FEC
BE | TYNDP2026 | LEV | 2040 | TWh | 417 | Sub_sector | Transport | Others_Sector | Others_Sector | Energetic | other_final_demand_electricity_energetic | Electricity | EU | Energy demand | 0.0502 | FEC
BE | TYNDP2026 | LEV | 2040 | TWh | 418 | Sub_sector | Transport | Others_Sector | Others_Sector | Energetic | other_final_demand_hydrogen_energetic | Hydrogen | EU | Energy demand | 0 | FEC
BE | TYNDP2026 | LEV | 2040 | TWh | 419 | Sub_sector | Transport | Pipeline Transport | Others_Sector | Energetic | other_final_demand_methane_energetic | Methane | EU | Energy demand | 0.33863 | FEC
BE | TYNDP2026 | LEV | 2040 | TWh | 420 | Sub_sector | Transport | Others_Sector | Others_Sector | Energetic | other_final_demand_heat_energetic | Heat | EU | Energy demand | 0 | FEC
BE | TYNDP2026 | LEV | 2040 | TWh | 421 | Sub_sector | Transport | Others_Sector | Others_Sector | Energetic | other_final_demand_biomass_energetic | Biomass | EU | Energy demand | 0 | FEC
BE | TYNDP2026 | LEV | 2040 | TWh | 422 | Sub_sector | Transport | Others_Sector | Others_Sector | Energetic | other_final_demand_coal_energetic | Solids | EU | Energy demand | 0 | FEC
BE | TYNDP2026 | LEV | 2040 | TWh | 423 | Sub_sector | Transport | Others_Sector | Others_Sector | Energetic | other_final_demand_oil_energetic | Liquids | EU | Energy demand | 0.46062 | FEC
BE | TYNDP2026 | LEV | 2040 | TWh | 424 | Sub_sector | Others_Sector | Others_Sector | Others_Sector | Non-energetic | other_final_demand_oil_non_energetic | Liquids | EU | Energy demand | 0.28583 | not_included_in_FEC
BE | TYNDP2026 | LEV | 2040 | TWh | 425 | Sub_sector | Transport | Others_Sector | Others_Sector | Energetic | other_final_demand_other_energetic | Others | EU | Energy demand | 0 | FEC
BE | TYNDP2026 | LEV | 2040 | TWh | 426 | Sub_sector | Transport | Others_Sector | Others_Sector | Energetic | other_final_demand_ammonia_energetic | Ammonia | EU | Energy demand | 0 | FEC
BE | TYNDP2026 | LEV | 2040 | TWh | 427 | Sub_sector | Industry | Surplus_Heat_in_Industry | Surplus_Heat_in_Industry | Energetic | final_demand_of_industry_unused_local_production_steam_hot_water | Heat | EU | Energy demand | 0 | FEC
BE | TYNDP2026 | LEV | 2040 | TWh | 429 | Sub_sector | Agriculture | Total | Agriculture | Energetic | agriculture_final_demand_electricity_energetic | Electricity | EU | Energy demand | 2.1419 | FEC
BE | TYNDP2026 | LEV | 2040 | TWh | 430 | Sub_sector | Agriculture | Total | Agriculture | Energetic | agriculture_final_demand_hydrogen_energetic | Hydrogen | EU | Energy demand | 0 | FEC
BE | TYNDP2026 | LEV | 2040 | TWh | 431 | Sub_sector | Agriculture | Total | Agriculture | Energetic | agriculture_final_demand_methane_energetic | Methane | EU | Energy demand | 3.756 | FEC
BE | TYNDP2026 | LEV | 2040 | TWh | 432 | Sub_sector | Agriculture | Total | Agriculture | Energetic | agriculture_final_demand_heat_energetic | Heat | EU | Energy demand | 0.067917 | FEC
BE | TYNDP2026 | LEV | 2040 | TWh | 433 | Sub_sector | Agriculture | Total | Agriculture | Energetic | agriculture_final_demand_biomass_energetic | Biomass | EU | Energy demand | 0.18885 | FEC
BE | TYNDP2026 | LEV | 2040 | TWh | 434 | Sub_sector | Agriculture | Total | Agriculture | Energetic | agriculture_final_demand_coal_energetic | Solids | EU | Energy demand | 0 | FEC
BE | TYNDP2026 | LEV | 2040 | TWh | 435 | Sub_sector | Agriculture | Total | Agriculture | Energetic | agriculture_final_demand_oil_energetic | Liquids | EU | Energy demand | 2.004 | FEC
BE | TYNDP2026 | LEV | 2040 | TWh | 436 | Sub_sector | Agriculture | Total | Agriculture | Energetic | agriculture_final_demand_other_energetic | Others | EU | Energy demand | 0 | FEC
BE | TYNDP2026 | LEV | 2040 | TWh | 437 | Sub_sector | Agriculture | Total | Agriculture | Energetic | agriculture_final_demand_ammonia_energetic | Ammonia | EU | Energy demand | 0 | FEC
BE | TYNDP2026 | LEV | 2040 | TWh | 447 | Sub_sector | Buildings | Surplus Energy | Buildings | Energetic | GAP | Electricity | EU | Energy demand | 0 | FEC
BE | TYNDP2026 | LEV | 2040 | TWh | 448 | Sub_sector | Buildings | Surplus Energy | Buildings | Energetic | GAP | Hydrogen | EU | Energy demand | 0 | FEC
BE | TYNDP2026 | LEV | 2040 | TWh | 449 | Sub_sector | Buildings | Surplus Energy | Buildings | Energetic | GAP | Methane | EU | Energy demand | 0 | FEC
BE | TYNDP2026 | LEV | 2040 | TWh | 450 | Sub_sector | Buildings | Surplus Energy | Buildings | Energetic | GAP | Heat | EU | Energy demand | 0 | FEC
BE | TYNDP2026 | LEV | 2040 | TWh | 451 | Sub_sector | Buildings | Surplus Energy | Buildings | Energetic | GAP | Biomass | EU | Energy demand | 0.0094153 | FEC
BE | TYNDP2026 | LEV | 2040 | TWh | 452 | Sub_sector | Buildings | Surplus Energy | Buildings | Energetic | GAP | Solids | EU | Energy demand | 0 | FEC
BE | TYNDP2026 | LEV | 2040 | TWh | 453 | Sub_sector | Buildings | Surplus Energy | Buildings | Energetic | GAP | Liquids | EU | Energy demand | 1.113 | FEC
BE | TYNDP2026 | LEV | 2040 | TWh | 454 | Sub_sector | Buildings | Surplus Energy | Buildings | Energetic | GAP | Others | EU | Energy demand | 0 | FEC
BE | TYNDP2026 | LEV | 2040 | TWh | 455 | Sub_sector | Buildings | Surplus Energy | Buildings | Energetic | GAP | Ammonia | EU | Energy demand | 0 | FEC
BE | TYNDP2026 | LEV | 2040 | TWh | 456 | Sub_sector | Households | Surplus Energy | Households | Energetic | GAP | Electricity | EU | Energy demand | 0 | FEC
BE | TYNDP2026 | LEV | 2040 | TWh | 457 | Sub_sector | Households | Surplus Energy | Households | Energetic | GAP | Hydrogen | EU | Energy demand | 0 | FEC
BE | TYNDP2026 | LEV | 2040 | TWh | 458 | Sub_sector | Households | Surplus Energy | Households | Energetic | GAP | Methane | EU | Energy demand | 0 | FEC
BE | TYNDP2026 | LEV | 2040 | TWh | 459 | Sub_sector | Households | Surplus Energy | Households | Energetic | GAP | Heat | EU | Energy demand | 0 | FEC
BE | TYNDP2026 | LEV | 2040 | TWh | 460 | Sub_sector | Households | Surplus Energy | Households | Energetic | GAP | Biomass | EU | Energy demand | 0 | FEC
BE | TYNDP2026 | LEV | 2040 | TWh | 461 | Sub_sector | Households | Surplus Energy | Households | Energetic | GAP | Solids | EU | Energy demand | 0 | FEC
BE | TYNDP2026 | LEV | 2040 | TWh | 462 | Sub_sector | Households | Surplus Energy | Households | Energetic | GAP | Liquids | EU | Energy demand | 0 | FEC
BE | TYNDP2026 | LEV | 2040 | TWh | 463 | Sub_sector | Households | Surplus Energy | Households | Energetic | GAP | Others | EU | Energy demand | 0 | FEC
BE | TYNDP2026 | LEV | 2040 | TWh | 464 | Sub_sector | Households | Surplus Energy | Households | Energetic | GAP | Ammonia | EU | Energy demand | 0 | FEC
BG | TYNDP2026 | NT | 2030 | TWh | 102 | Sub_sector | Industry | Aluminium | Industry (aluminium) | Energetic | industry_aluminium_demand_electricity_energetic | Electricity | EU | Energy demand | 0 | FEC
BG | TYNDP2026 | NT | 2030 | TWh | 103 | Sub_sector | Industry | Aluminium | Industry (aluminium) | Energetic | industry_aluminium_demand_hydrogen_energetic | Hydrogen | EU | Energy demand | 0.158 | FEC
BG | TYNDP2026 | NT | 2030 | TWh | 104 | Sub_sector | Industry | Aluminium | Industry (aluminium) | Energetic | industry_aluminium_demand_methane_energetic | Methane | EU | Energy demand | 0 | FEC
BG | TYNDP2026 | NT | 2030 | TWh | 105 | Sub_sector | Industry | Aluminium | Industry (aluminium) | Energetic | industry_aluminium_demand_heat_energetic | Heat | EU | Energy demand | 0 | FEC
BG | TYNDP2026 | NT | 2030 | TWh | 106 | Sub_sector | Industry | Aluminium | Industry (aluminium) | Energetic | industry_aluminium_demand_biomass_energetic | Biomass | EU | Energy demand | 0 | FEC
BG | TYNDP2026 | NT | 2030 | TWh | 107 | Sub_sector | Industry | Aluminium | Industry (aluminium) | Energetic | industry_aluminium_demand_coal_energetic | Solids | EU | Energy demand | 0 | FEC
BG | TYNDP2026 | NT | 2030 | TWh | 108 | Sub_sector | Industry | Aluminium | Industry (aluminium) | Energetic | industry_aluminium_demand_oil_energetic | Liquids | EU | Energy demand | 0 | FEC
BG | TYNDP2026 | NT | 2030 | TWh | 109 | Sub_sector | Industry | Aluminium | Industry (aluminium) | Energetic | industry_aluminium_demand_others_energetic | Others | EU | Energy demand | 0 | FEC
BG | TYNDP2026 | NT | 2030 | TWh | 110 | Sub_sector | Industry | Aluminium | Industry (aluminium) | Energetic | industry_ammonia_demand_others_energetic | Ammonia | EU | Energy demand | 0 | FEC
BG | TYNDP2026 | NT | 2030 | TWh | 112 | Sub_sector | Industry | Chemicals | Industry (chemicals, energetic) | Energetic | industry_chemical_demand_electricity_energetic | Electricity | EU | Energy demand | 2.0608 | FEC
BG | TYNDP2026 | NT | 2030 | TWh | 113 | Sub_sector | Industry | Chemicals | Industry (chemicals, energetic) | Energetic | industry_chemical_demand_hydrogen_energetic | Hydrogen | EU | Energy demand | 0.406 | FEC
BG | TYNDP2026 | NT | 2030 | TWh | 114 | Sub_sector | Industry | Chemicals | Industry (chemicals, energetic) | Energetic | industry_chemical_demand_methane_energetic | Methane | EU | Energy demand | 0.65814 | FEC
BG | TYNDP2026 | NT | 2030 | TWh | 115 | Sub_sector | Industry | Chemicals | Industry (chemicals, energetic) | Energetic | industry_chemical_demand_heat_energetic | Heat | EU | Energy demand | 0.3654 | FEC
BG | TYNDP2026 | NT | 2030 | TWh | 116 | Sub_sector | Industry | Chemicals | Industry (chemicals, energetic) | Energetic | industry_chemical_demand_biomass_energetic | Biomass | EU | Energy demand | 0.14735 | FEC
BG | TYNDP2026 | NT | 2030 | TWh | 117 | Sub_sector | Industry | Chemicals | Industry (chemicals, energetic) | Energetic | industry_chemical_demand_coal_energetic | Solids | EU | Energy demand | 1.6636 | FEC
BG | TYNDP2026 | NT | 2030 | TWh | 118 | Sub_sector | Industry | Chemicals | Industry (chemicals, energetic) | Energetic | industry_chemical_demand_oil_energetic | Liquids | EU | Energy demand | 3.1669 | FEC
BG | TYNDP2026 | NT | 2030 | TWh | 119 | Sub_sector | Industry | Chemicals | Industry (chemicals, energetic) | Energetic | industry_chemical_demand_others_energetic | Others | EU | Energy demand | 0 | FEC
BG | TYNDP2026 | NT | 2030 | TWh | 120 | Sub_sector | Industry | Chemicals | Industry (chemicals, energetic) | Energetic | industry_chemical_demand_ammonia_energetic | Ammonia | EU | Energy demand | 0 | FEC
BG | TYNDP2026 | NT | 2030 | TWh | 122 | Sub_sector | Industry | Chemicals | Industry (chemicals, non-energetic) | Non-energetic | industry_chemical_demand_electricity_non_energetic | Electricity | EU | Energy demand | 0 | not_included_in_FEC
BG | TYNDP2026 | NT | 2030 | TWh | 123 | Sub_sector | Industry | Chemicals | Industry (chemicals, non-energetic) | Non-energetic | industry_chemical_demand_hydrogen_non_energetic | Hydrogen | EU | Energy demand | 0 | not_included_in_FEC
BG | TYNDP2026 | NT | 2030 | TWh | 124 | Sub_sector | Industry | Chemicals | Industry (chemicals, non-energetic) | Non-energetic | industry_chemical_demand_methane_non_energetic | Methane | EU | Energy demand | 0 | not_included_in_FEC
BG | TYNDP2026 | NT | 2030 | TWh | 125 | Sub_sector | Industry | Chemicals | Industry (chemicals, non-energetic) | Non-energetic | industry_chemical_demand_heat_non_energetic | Heat | EU | Energy demand | 0 | not_included_in_FEC
BG | TYNDP2026 | NT | 2030 | TWh | 126 | Sub_sector | Industry | Chemicals | Industry (chemicals, non-energetic) | Non-energetic | industry_chemical_demand_biomass_non_energetic | Biomass | EU | Energy demand | 0 | not_included_in_FEC
BG | TYNDP2026 | NT | 2030 | TWh | 127 | Sub_sector | Industry | Chemicals | Industry (chemicals, non-energetic) | Non-energetic | industry_chemical_demand_coal_non_energetic | Solids | EU | Energy demand | 0 | not_included_in_FEC
BG | TYNDP2026 | NT | 2030 | TWh | 128 | Sub_sector | Industry | Chemicals | Industry (chemicals, non-energetic) | Non-energetic | industry_chemical_demand_oil_non_energetic | Liquids | EU | Energy demand | 0.27025 | not_included_in_FEC
BG | TYNDP2026 | NT | 2030 | TWh | 129 | Sub_sector | Industry | Chemicals | Industry (chemicals, non-energetic) | Non-energetic | industry_chemical_demand_others_non_energetic | Others | EU | Energy demand | 0 | not_included_in_FEC
BG | TYNDP2026 | NT | 2030 | TWh | 130 | Sub_sector | Industry | Chemicals | Industry (chemicals, non-energetic) | Non-energetic | industry_chemical_demand_ammonia_non_energetic | Ammonia | EU | Energy demand | 0 | not_included_in_FEC
BG | TYNDP2026 | NT | 2030 | TWh | 132 | Sub_sector | Industry | Fertilizers | Industry (fertilizers, energetic) | Energetic | industry_fertilizers_demand_electricity_energetic | Electricity | EU | Energy demand | 0.1514 | FEC
BG | TYNDP2026 | NT | 2030 | TWh | 133 | Sub_sector | Industry | Fertilizers | Industry (fertilizers, energetic) | Energetic | industry_fertilizers_demand_hydrogen_energetic | Hydrogen | EU | Energy demand | 0 | FEC
BG | TYNDP2026 | NT | 2030 | TWh | 134 | Sub_sector | Industry | Fertilizers | Industry (fertilizers, energetic) | Energetic | industry_fertilizers_demand_methane_energetic | Methane | EU | Energy demand | 0.84139 | FEC
BG | TYNDP2026 | NT | 2030 | TWh | 135 | Sub_sector | Industry | Fertilizers | Industry (fertilizers, energetic) | Energetic | industry_fertilizers_demand_heat_energetic | Heat | EU | Energy demand | 0 | FEC
BG | TYNDP2026 | NT | 2030 | TWh | 136 | Sub_sector | Industry | Fertilizers | Industry (fertilizers, energetic) | Energetic | industry_fertilizers_demand_biomass_energetic | Biomass | EU | Energy demand | 0 | FEC
BG | TYNDP2026 | NT | 2030 | TWh | 137 | Sub_sector | Industry | Fertilizers | Industry (fertilizers, energetic) | Energetic | industry_fertilizers_demand_coal_energetic | Solids | EU | Energy demand | 0 | FEC
BG | TYNDP2026 | NT | 2030 | TWh | 138 | Sub_sector | Industry | Fertilizers | Industry (fertilizers, energetic) | Energetic | industry_fertilizers_demand_oil_energetic | Liquids | EU | Energy demand | 0 | FEC
BG | TYNDP2026 | NT | 2030 | TWh | 139 | Sub_sector | Industry | Fertilizers | Industry (fertilizers, energetic) | Energetic | industry_fertilizers_demand_others_energetic | Others | EU | Energy demand | 0 | FEC
BG | TYNDP2026 | NT | 2030 | TWh | 140 | Sub_sector | Industry | Fertilizers | Industry (fertilizers, energetic) | Energetic | industry_fertilizers_demand_ammonia_energetic | Ammonia | EU | Energy demand | 0 | FEC
BG | TYNDP2026 | NT | 2030 | TWh | 142 | Sub_sector | Industry | Fertilizers | Industry (fertilizers, non-energetic) | Non-energetic | industry_fertilizers_demand_electricity_non_energetic | Electricity | EU | Energy demand | 0 | not_included_in_FEC
BG | TYNDP2026 | NT | 2030 | TWh | 143 | Sub_sector | Industry | Fertilizers | Industry (fertilizers, non-energetic) | Non-energetic | industry_fertilizers_demand_hydrogen_non_energetic | Hydrogen | EU | Energy demand | 0 | not_included_in_FEC
BG | TYNDP2026 | NT | 2030 | TWh | 144 | Sub_sector | Industry | Fertilizers | Industry (fertilizers, non-energetic) | Non-energetic | industry_fertilizers_demand_methane_non_energetic | Methane | EU | Energy demand | 0.78957 | not_included_in_FEC
BG | TYNDP2026 | NT | 2030 | TWh | 145 | Sub_sector | Industry | Fertilizers | Industry (fertilizers, non-energetic) | Non-energetic | industry_fertilizers_demand_heat_non_energetic | Heat | EU | Energy demand | 0 | not_included_in_FEC
BG | TYNDP2026 | NT | 2030 | TWh | 146 | Sub_sector | Industry | Fertilizers | Industry (fertilizers, non-energetic) | Non-energetic | industry_fertilizers_demand_biomass_non_energetic | Biomass | EU | Energy demand | 0 | not_included_in_FEC
BG | TYNDP2026 | NT | 2030 | TWh | 147 | Sub_sector | Industry | Fertilizers | Industry (fertilizers, non-energetic) | Non-energetic | industry_fertilizers_demand_coal_non_energetic | Solids | EU | Energy demand | 0 | not_included_in_FEC
BG | TYNDP2026 | NT | 2030 | TWh | 148 | Sub_sector | Industry | Fertilizers | Industry (fertilizers, non-energetic) | Non-energetic | industry_fertilizers_demand_oil_non_energetic | Liquids | EU | Energy demand | 0 | not_included_in_FEC
BG | TYNDP2026 | NT | 2030 | TWh | 149 | Sub_sector | Industry | Fertilizers | Industry (fertilizers, non-energetic) | Non-energetic | industry_fertilizers_demand_others_non_energetic | Others | EU | Energy demand | 0 | not_included_in_FEC
BG | TYNDP2026 | NT | 2030 | TWh | 150 | Sub_sector | Industry | Fertilizers | Industry (fertilizers, non-energetic) | Non-energetic | industry_fertilizers_demand_ammonia_non_energetic | Ammonia | EU | Energy demand | 0 | not_included_in_FEC
BG | TYNDP2026 | NT | 2030 | TWh | 152 | Sub_sector | Industry | Food | Industry (food) | Energetic | industry_food_demand_electricity_energetic | Electricity | EU | Energy demand | 2.3373 | FEC
BG | TYNDP2026 | NT | 2030 | TWh | 153 | Sub_sector | Industry | Food | Industry (food) | Energetic | industry_food_demand_hydrogen_energetic | Hydrogen | EU | Energy demand | 0 | FEC
BG | TYNDP2026 | NT | 2030 | TWh | 154 | Sub_sector | Industry | Food | Industry (food) | Energetic | industry_food_demand_methane_energetic | Methane | EU | Energy demand | 1.0269 | FEC
BG | TYNDP2026 | NT | 2030 | TWh | 155 | Sub_sector | Industry | Food | Industry (food) | Energetic | industry_food_demand_heat_energetic | Heat | EU | Energy demand | 0.17643 | FEC
BG | TYNDP2026 | NT | 2030 | TWh | 156 | Sub_sector | Industry | Food | Industry (food) | Energetic | industry_food_demand_biomass_energetic | Biomass | EU | Energy demand | 0.14892 | FEC
BG | TYNDP2026 | NT | 2030 | TWh | 157 | Sub_sector | Industry | Food | Industry (food) | Energetic | industry_food_demand_coal_energetic | Solids | EU | Energy demand | 0.012627 | FEC
BG | TYNDP2026 | NT | 2030 | TWh | 158 | Sub_sector | Industry | Food | Industry (food) | Energetic | industry_food_demand_oil_energetic | Liquids | EU | Energy demand | 0.10561 | FEC
BG | TYNDP2026 | NT | 2030 | TWh | 159 | Sub_sector | Industry | Food | Industry (food) | Energetic | industry_food_demand_others_energetic | Others | EU | Energy demand | 0 | FEC
BG | TYNDP2026 | NT | 2030 | TWh | 160 | Sub_sector | Industry | Food | Industry (food) | Energetic | industry_food_demand_ammonia_energetic | Ammonia | EU | Energy demand | 0 | FEC
BG | TYNDP2026 | NT | 2030 | TWh | 162 | Sub_sector | Industry | Metals | Industry (metal) | Energetic | industry_metal_demand_electricity_energetic | Electricity | EU | Energy demand | 1.4458 | FEC
BG | TYNDP2026 | NT | 2030 | TWh | 163 | Sub_sector | Industry | Metals | Industry (metal) | Energetic | industry_metal_demand_hydrogen_energetic | Hydrogen | EU | Energy demand | 0 | FEC
BG | TYNDP2026 | NT | 2030 | TWh | 164 | Sub_sector | Industry | Metals | Industry (metal) | Energetic | industry_metal_demand_methane_energetic | Methane | EU | Energy demand | 0.45471 | FEC
BG | TYNDP2026 | NT | 2030 | TWh | 165 | Sub_sector | Industry | Metals | Industry (metal) | Energetic | industry_metal_demand_heat_energetic | Heat | EU | Energy demand | 0.21199 | FEC
BG | TYNDP2026 | NT | 2030 | TWh | 166 | Sub_sector | Industry | Metals | Industry (metal) | Energetic | industry_metal_demand_biomass_energetic | Biomass | EU | Energy demand | 0 | FEC
BG | TYNDP2026 | NT | 2030 | TWh | 167 | Sub_sector | Industry | Metals | Industry (metal) | Energetic | industry_metal_demand_coal_energetic | Solids | EU | Energy demand | 0 | FEC
BG | TYNDP2026 | NT | 2030 | TWh | 168 | Sub_sector | Industry | Metals | Industry (metal) | Energetic | industry_metal_demand_oil_energetic | Liquids | EU | Energy demand | 0.14772 | FEC
BG | TYNDP2026 | NT | 2030 | TWh | 169 | Sub_sector | Industry | Metals | Industry (metal) | Energetic | industry_metal_demand_others_energetic | Others | EU | Energy demand | 0 | FEC
BG | TYNDP2026 | NT | 2030 | TWh | 170 | Sub_sector | Industry | Metals | Industry (metal) | Energetic | industry_metal_demand_ammonia_energetic | Ammonia | EU | Energy demand | 0 | FEC
BG | TYNDP2026 | NT | 2030 | TWh | 172 | Sub_sector | Industry | Others | Industry (other, energetic) | Energetic | industry_other_demand_electricity_energetic | Electricity | EU | Energy demand | 2.6948 | FEC
BG | TYNDP2026 | NT | 2030 | TWh | 173 | Sub_sector | Industry | Others | Industry (other, energetic) | Energetic | industry_other_demand_hydrogen_energetic | Hydrogen | EU | Energy demand | 1.024 | FEC
BG | TYNDP2026 | NT | 2030 | TWh | 174 | Sub_sector | Industry | Others | Industry (other, energetic) | Energetic | industry_other_demand_methane_energetic | Methane | EU | Energy demand | 1.2439 | FEC
BG | TYNDP2026 | NT | 2030 | TWh | 175 | Sub_sector | Industry | Others | Industry (other, energetic) | Energetic | industry_other_demand_heat_energetic | Heat | EU | Energy demand | 0.60741 | FEC
BG | TYNDP2026 | NT | 2030 | TWh | 176 | Sub_sector | Industry | Others | Industry (other, energetic) | Energetic | industry_other_demand_biomass_energetic | Biomass | EU | Energy demand | 0.15165 | FEC
BG | TYNDP2026 | NT | 2030 | TWh | 177 | Sub_sector | Industry | Others | Industry (other, energetic) | Energetic | industry_other_demand_coal_energetic | Solids | EU | Energy demand | 0.16814 | FEC
BG | TYNDP2026 | NT | 2030 | TWh | 178 | Sub_sector | Industry | Others | Industry (other, energetic) | Energetic | industry_other_demand_oil_energetic | Liquids | EU | Energy demand | 0.34451 | FEC
BG | TYNDP2026 | NT | 2030 | TWh | 179 | Sub_sector | Industry | Others | Industry (other, energetic) | Energetic | industry_other_demand_others_energetic | Others | EU | Energy demand | 0 | FEC
BG | TYNDP2026 | NT | 2030 | TWh | 180 | Sub_sector | Industry | Others | Industry (other, energetic) | Energetic | industry_other_demand_ammonia_energetic | Ammonia | EU | Energy demand | 0 | FEC
BG | TYNDP2026 | NT | 2030 | TWh | 182 | Sub_sector | Industry | Others | Industry (other, non-energetic) | Non-energetic | industry_other_demand_electricity_non_energetic | Electricity | EU | Energy demand | 0 | not_included_in_FEC
BG | TYNDP2026 | NT | 2030 | TWh | 183 | Sub_sector | Industry | Others | Industry (other, non-energetic) | Non-energetic | industry_other_demand_hydrogen_non_energetic | Hydrogen | EU | Energy demand | 0.033 | not_included_in_FEC
BG | TYNDP2026 | NT | 2030 | TWh | 184 | Sub_sector | Industry | Others | Industry (other, non-energetic) | Non-energetic | industry_other_demand_methane_non_energetic | Methane | EU | Energy demand | 0 | not_included_in_FEC
BG | TYNDP2026 | NT | 2030 | TWh | 185 | Sub_sector | Industry | Others | Industry (other, non-energetic) | Non-energetic | industry_other_demand_heat_non_energetic | Heat | EU | Energy demand | 0 | not_included_in_FEC
BG | TYNDP2026 | NT | 2030 | TWh | 186 | Sub_sector | Industry | Others | Industry (other, non-energetic) | Non-energetic | industry_other_demand_biomass_non_energetic | Biomass | EU | Energy demand | 0 | not_included_in_FEC
BG | TYNDP2026 | NT | 2030 | TWh | 187 | Sub_sector | Industry | Others | Industry (other, non-energetic) | Non-energetic | industry_other_demand_coal_non_energetic | Solids | EU | Energy demand | 0 | not_included_in_FEC
BG | TYNDP2026 | NT | 2030 | TWh | 188 | Sub_sector | Industry | Others | Industry (other, non-energetic) | Non-energetic | industry_other_demand_oil_non_energetic | Liquids | EU | Energy demand | 0.69913 | not_included_in_FEC
BG | TYNDP2026 | NT | 2030 | TWh | 189 | Sub_sector | Industry | Others | Industry (other, non-energetic) | Non-energetic | industry_other_demand_others_non_energetic | Others | EU | Energy demand | 0 | not_included_in_FEC
BG | TYNDP2026 | NT | 2030 | TWh | 190 | Sub_sector | Industry | Others | Industry (other, non-energetic) | Non-energetic | industry_other_demand_ammonia_non_energetic | Ammonia | EU | Energy demand | 0 | not_included_in_FEC
BG | TYNDP2026 | NT | 2030 | TWh | 192 | Sub_sector | Industry | Paper | Industry (paper) | Energetic | industry_paper_demand_electricity_energetic | Electricity | EU | Energy demand | 0.57936 | FEC
BG | TYNDP2026 | NT | 2030 | TWh | 193 | Sub_sector | Industry | Paper | Industry (paper) | Energetic | industry_paper_demand_hydrogen_energetic | Hydrogen | EU | Energy demand | 0.114 | FEC
BG | TYNDP2026 | NT | 2030 | TWh | 194 | Sub_sector | Industry | Paper | Industry (paper) | Energetic | industry_paper_demand_methane_energetic | Methane | EU | Energy demand | 0.35769 | FEC
BG | TYNDP2026 | NT | 2030 | TWh | 195 | Sub_sector | Industry | Paper | Industry (paper) | Energetic | industry_paper_demand_heat_energetic | Heat | EU | Energy demand | 0.0040541 | FEC
BG | TYNDP2026 | NT | 2030 | TWh | 196 | Sub_sector | Industry | Paper | Industry (paper) | Energetic | industry_paper_demand_biomass_energetic | Biomass | EU | Energy demand | 1.1109 | FEC
BG | TYNDP2026 | NT | 2030 | TWh | 197 | Sub_sector | Industry | Paper | Industry (paper) | Energetic | industry_paper_demand_coal_energetic | Solids | EU | Energy demand | 0.0084531 | FEC
BG | TYNDP2026 | NT | 2030 | TWh | 198 | Sub_sector | Industry | Paper | Industry (paper) | Energetic | industry_paper_demand_oil_energetic | Liquids | EU | Energy demand | 0.0083363 | FEC
BG | TYNDP2026 | NT | 2030 | TWh | 199 | Sub_sector | Industry | Paper | Industry (paper) | Energetic | industry_paper_demand_others_energetic | Others | EU | Energy demand | 0 | FEC
BG | TYNDP2026 | NT | 2030 | TWh | 200 | Sub_sector | Industry | Paper | Industry (paper) | Energetic | industry_paper_demand_ammonia_energetic | Ammonia | EU | Energy demand | 0 | FEC
BG | TYNDP2026 | NT | 2030 | TWh | 202 | Sub_sector | Industry | Refineries | Industry (refineries, energetic) | Energetic | industry_refinery_demand_electricity_energetic | Electricity | EU | Energy demand | 0.6826 | not_included_in_FEC
BG | TYNDP2026 | NT | 2030 | TWh | 203 | Sub_sector | Industry | Refineries | Industry (refineries, energetic) | Energetic | industry_refinery_demand_hydrogen_energetic | Hydrogen | EU | Energy demand | 0 | not_included_in_FEC
BG | TYNDP2026 | NT | 2030 | TWh | 204 | Sub_sector | Industry | Refineries | Industry (refineries, energetic) | Energetic | industry_refinery_demand_methane_energetic | Methane | EU | Energy demand | 0.4886 | not_included_in_FEC
BG | TYNDP2026 | NT | 2030 | TWh | 205 | Sub_sector | Industry | Refineries | Industry (refineries, energetic) | Energetic | industry_refinery_demand_heat_energetic | Heat | EU | Energy demand | 0 | not_included_in_FEC
BG | TYNDP2026 | NT | 2030 | TWh | 206 | Sub_sector | Industry | Refineries | Industry (refineries, energetic) | Energetic | industry_refinery_demand_biomass_energetic | Biomass | EU | Energy demand | 0 | not_included_in_FEC
BG | TYNDP2026 | NT | 2030 | TWh | 207 | Sub_sector | Industry | Refineries | Industry (refineries, energetic) | Energetic | industry_refinery_demand_coal_energetic | Solids | EU | Energy demand | 0 | not_included_in_FEC
BG | TYNDP2026 | NT | 2030 | TWh | 208 | Sub_sector | Industry | Refineries | Industry (refineries, energetic) | Energetic | industry_refinery_demand_oil_energetic | Liquids | EU | Energy demand | 4.7673 | not_included_in_FEC
BG | TYNDP2026 | NT | 2030 | TWh | 209 | Sub_sector | Industry | Refineries | Industry (refineries, energetic) | Energetic | industry_refinery_demand_others_energetic | Others | EU | Energy demand | 0 | not_included_in_FEC
BG | TYNDP2026 | NT | 2030 | TWh | 210 | Sub_sector | Industry | Refineries | Industry (refineries, energetic) | Energetic | industry_refinery_demand_ammonia_energetic | Ammonia | EU | Energy demand | 0 | not_included_in_FEC
BG | TYNDP2026 | NT | 2030 | TWh | 212 | Sub_sector | Industry | Refineries | Industry (refineries, non-energetic) | Non-energetic | industry_refinery_demand_electricity_non_energetic | Electricity | EU | Energy demand | 0 | not_included_in_FEC
BG | TYNDP2026 | NT | 2030 | TWh | 213 | Sub_sector | Industry | Refineries | Industry (refineries, non-energetic) | Non-energetic | industry_refinery_demand_hydrogen_non_energetic | Hydrogen | EU | Energy demand | 0 | not_included_in_FEC
BG | TYNDP2026 | NT | 2030 | TWh | 214 | Sub_sector | Industry | Refineries | Industry (refineries, non-energetic) | Non-energetic | industry_refinery_demand_methane_non_energetic | Methane | EU | Energy demand | 0 | not_included_in_FEC
BG | TYNDP2026 | NT | 2030 | TWh | 215 | Sub_sector | Industry | Refineries | Industry (refineries, non-energetic) | Non-energetic | industry_refinery_demand_heat_non_energetic | Heat | EU | Energy demand | 0 | not_included_in_FEC
BG | TYNDP2026 | NT | 2030 | TWh | 216 | Sub_sector | Industry | Refineries | Industry (refineries, non-energetic) | Non-energetic | industry_refinery_demand_biomass_non_energetic | Biomass | EU | Energy demand | 0 | not_included_in_FEC
BG | TYNDP2026 | NT | 2030 | TWh | 217 | Sub_sector | Industry | Refineries | Industry (refineries, non-energetic) | Non-energetic | industry_refinery_demand_coal_non_energetic | Solids | EU | Energy demand | 0 | not_included_in_FEC
BG | TYNDP2026 | NT | 2030 | TWh | 218 | Sub_sector | Industry | Refineries | Industry (refineries, non-energetic) | Non-energetic | industry_refinery_demand_oil_non_energetic | Liquids | EU | Energy demand | 0 | not_included_in_FEC
BG | TYNDP2026 | NT | 2030 | TWh | 219 | Sub_sector | Industry | Refineries | Industry (refineries, non-energetic) | Non-energetic | industry_refinery_demand_others_non_energetic | Others | EU | Energy demand | 0 | not_included_in_FEC
BG | TYNDP2026 | NT | 2030 | TWh | 220 | Sub_sector | Industry | Refineries | Industry (refineries, non-energetic) | Non-energetic | industry_refinery_demand_ammonia_non_energetic | Ammonia | EU | Energy demand | 0 | not_included_in_FEC
BG | TYNDP2026 | NT | 2030 | TWh | 222 | Sub_sector | Industry | Steel | Industry (steel) | Energetic | industry_steel_demand_electricity_energetic | Electricity | EU | Energy demand | 1.2022 | FEC
BG | TYNDP2026 | NT | 2030 | TWh | 223 | Sub_sector | Industry | Steel | Industry (steel) | Energetic | industry_steel_demand_hydrogen_energetic | Hydrogen | EU | Energy demand | 0.119 | FEC
BG | TYNDP2026 | NT | 2030 | TWh | 224 | Sub_sector | Industry | Steel | Industry (steel) | Energetic | industry_steel_demand_methane_energetic | Methane | EU | Energy demand | 0.56253 | FEC
BG | TYNDP2026 | NT | 2030 | TWh | 225 | Sub_sector | Industry | Steel | Industry (steel) | Energetic | industry_steel_demand_heat_energetic | Heat | EU | Energy demand | 0.00026132 | FEC
BG | TYNDP2026 | NT | 2030 | TWh | 226 | Sub_sector | Industry | Steel | Industry (steel) | Energetic | industry_steel_demand_biomass_energetic | Biomass | EU | Energy demand | 0.0003368 | FEC
BG | TYNDP2026 | NT | 2030 | TWh | 227 | Sub_sector | Industry | Steel | Industry (steel) | Energetic | industry_steel_demand_coal_energetic | Solids | EU | Energy demand | 0.00021525 | FEC
BG | TYNDP2026 | NT | 2030 | TWh | 228 | Sub_sector | Industry | Steel | Industry (steel) | Energetic | industry_steel_demand_oil_energetic | Liquids | EU | Energy demand | 0.0022699 | FEC
BG | TYNDP2026 | NT | 2030 | TWh | 229 | Sub_sector | Industry | Steel | Industry (steel) | Energetic | industry_steel_demand_others_energetic | Others | EU | Energy demand | 0 | FEC
BG | TYNDP2026 | NT | 2030 | TWh | 230 | Sub_sector | Industry | Steel | Industry (steel) | Energetic | industry_steel_demand_ammonia_energetic | Ammonia | EU | Energy demand | 0 | FEC
BG | TYNDP2026 | NT | 2030 | TWh | 232 | Sub_sector | Transport | Cars | Transport (cars) | Energetic | transport_cars_final_demand_electricity | Electricity | EU | Energy demand | 0.054853 | FEC
BG | TYNDP2026 | NT | 2030 | TWh | 233 | Sub_sector | Transport | Cars | Transport (cars) | Energetic | transport_cars_final_demand_hydrogen | Hydrogen | EU | Energy demand | 0 | FEC
BG | TYNDP2026 | NT | 2030 | TWh | 234 | Sub_sector | Transport | Cars | Transport (cars) | Energetic | transport_cars_final_demand_methane | Methane | EU | Energy demand | 0.63322 | FEC
BG | TYNDP2026 | NT | 2030 | TWh | 235 | Sub_sector | Transport | Cars | Transport (cars) | Energetic | transport_cars_final_demand_heat | Heat | EU | Energy demand | 0 | FEC
BG | TYNDP2026 | NT | 2030 | TWh | 236 | Sub_sector | Transport | Cars | Transport (cars) | Energetic | transport_cars_final_demand_biomass | Biomass | EU | Energy demand | 0 | FEC
BG | TYNDP2026 | NT | 2030 | TWh | 237 | Sub_sector | Transport | Cars | Transport (cars) | Energetic | transport_cars_final_demand_coal | Solids | EU | Energy demand | 0 | FEC
BG | TYNDP2026 | NT | 2030 | TWh | 238 | Sub_sector | Transport | Cars | Transport (cars) | Energetic | transport_cars_final_demand_oil | Liquids | EU | Energy demand | 26.3218 | FEC
BG | TYNDP2026 | NT | 2030 | TWh | 239 | Sub_sector | Transport | Cars | Transport (cars) | Energetic | transport_cars_final_demand_other | Others | EU | Energy demand | 0 | FEC
BG | TYNDP2026 | NT | 2030 | TWh | 240 | Sub_sector | Transport | Cars | Transport (cars) | Energetic | transport_cars_final_demand_ammonia | Ammonia | EU | Energy demand | 0 | FEC
BG | TYNDP2026 | NT | 2030 | TWh | 242 | Sub_sector | Transport | Busses | Transport (busses) | Energetic | transport_busses_final_demand_electricity | Electricity | EU | Energy demand | 0.38666 | FEC
BG | TYNDP2026 | NT | 2030 | TWh | 243 | Sub_sector | Transport | Busses | Transport (busses) | Energetic | transport_busses_final_demand_hydrogen | Hydrogen | EU | Energy demand | 0.034 | FEC
BG | TYNDP2026 | NT | 2030 | TWh | 244 | Sub_sector | Transport | Busses | Transport (busses) | Energetic | transport_busses_final_demand_methane | Methane | EU | Energy demand | 0.42994 | FEC
BG | TYNDP2026 | NT | 2030 | TWh | 245 | Sub_sector | Transport | Busses | Transport (busses) | Energetic | transport_busses_final_demand_heat | Heat | EU | Energy demand | 0 | FEC
BG | TYNDP2026 | NT | 2030 | TWh | 246 | Sub_sector | Transport | Busses | Transport (busses) | Energetic | transport_busses_final_demand_biomass | Biomass | EU | Energy demand | 0 | FEC
BG | TYNDP2026 | NT | 2030 | TWh | 247 | Sub_sector | Transport | Busses | Transport (busses) | Energetic | transport_busses_final_demand_coal | Solids | EU | Energy demand | 0 | FEC
BG | TYNDP2026 | NT | 2030 | TWh | 248 | Sub_sector | Transport | Busses | Transport (busses) | Energetic | transport_busses_final_demand_oil | Liquids | EU | Energy demand | 2.1852 | FEC
BG | TYNDP2026 | NT | 2030 | TWh | 249 | Sub_sector | Transport | Busses | Transport (busses) | Energetic | transport_busses_final_demand_other | Others | EU | Energy demand | 0 | FEC
BG | TYNDP2026 | NT | 2030 | TWh | 250 | Sub_sector | Transport | Busses | Transport (busses) | Energetic | transport_busses_final_demand_ammonia | Ammonia | EU | Energy demand | 0 | FEC
BG | TYNDP2026 | NT | 2030 | TWh | 252 | Sub_sector | Transport | Trucks | Transport (trucks) | Energetic | transport_trucks_final_demand_electricity | Electricity | EU | Energy demand | 0 | FEC
BG | TYNDP2026 | NT | 2030 | TWh | 253 | Sub_sector | Transport | Trucks | Transport (trucks) | Energetic | transport_trucks_final_demand_hydrogen | Hydrogen | EU | Energy demand | 0.175 | FEC
BG | TYNDP2026 | NT | 2030 | TWh | 254 | Sub_sector | Transport | Trucks | Transport (trucks) | Energetic | transport_trucks_final_demand_methane | Methane | EU | Energy demand | 0.00075944 | FEC
BG | TYNDP2026 | NT | 2030 | TWh | 255 | Sub_sector | Transport | Trucks | Transport (trucks) | Energetic | transport_trucks_final_demand_heat | Heat | EU | Energy demand | 0 | FEC
BG | TYNDP2026 | NT | 2030 | TWh | 256 | Sub_sector | Transport | Trucks | Transport (trucks) | Energetic | transport_trucks_final_demand_biomass | Biomass | EU | Energy demand | 0 | FEC
BG | TYNDP2026 | NT | 2030 | TWh | 257 | Sub_sector | Transport | Trucks | Transport (trucks) | Energetic | transport_trucks_final_demand_coal | Solids | EU | Energy demand | 0 | FEC
BG | TYNDP2026 | NT | 2030 | TWh | 258 | Sub_sector | Transport | Trucks | Transport (trucks) | Energetic | transport_trucks_final_demand_oil | Liquids | EU | Energy demand | 9.0218 | FEC
BG | TYNDP2026 | NT | 2030 | TWh | 259 | Sub_sector | Transport | Trucks | Transport (trucks) | Energetic | transport_trucks_final_demand_other | Others | EU | Energy demand | 0 | FEC
BG | TYNDP2026 | NT | 2030 | TWh | 260 | Sub_sector | Transport | Trucks | Transport (trucks) | Energetic | transport_trucks_final_demand_ammonia | Ammonia | EU | Energy demand | 0 | FEC
BG | TYNDP2026 | NT | 2030 | TWh | 262 | Sub_sector | Transport | Vans | Transport (vans) | Energetic | transport_vans_final_demand_electricity | Electricity | EU | Energy demand | 0 | FEC
BG | TYNDP2026 | NT | 2030 | TWh | 263 | Sub_sector | Transport | Vans | Transport (vans) | Energetic | transport_vans_final_demand_hydrogen | Hydrogen | EU | Energy demand | 0 | FEC
BG | TYNDP2026 | NT | 2030 | TWh | 264 | Sub_sector | Transport | Vans | Transport (vans) | Energetic | transport_vans_final_demand_methane | Methane | EU | Energy demand | 0 | FEC
BG | TYNDP2026 | NT | 2030 | TWh | 265 | Sub_sector | Transport | Vans | Transport (vans) | Energetic | transport_vans_final_demand_heat | Heat | EU | Energy demand | 0 | FEC
BG | TYNDP2026 | NT | 2030 | TWh | 266 | Sub_sector | Transport | Vans | Transport (vans) | Energetic | transport_vans_final_demand_biomass | Biomass | EU | Energy demand | 0 | FEC
BG | TYNDP2026 | NT | 2030 | TWh | 267 | Sub_sector | Transport | Vans | Transport (vans) | Energetic | transport_vans_final_demand_coal | Solids | EU | Energy demand | 0 | FEC
BG | TYNDP2026 | NT | 2030 | TWh | 268 | Sub_sector | Transport | Vans | Transport (vans) | Energetic | transport_vans_final_demand_oil | Liquids | EU | Energy demand | 0 | FEC
BG | TYNDP2026 | NT | 2030 | TWh | 269 | Sub_sector | Transport | Vans | Transport (vans) | Energetic | transport_vans_final_demand_other | Others | EU | Energy demand | 0 | FEC
BG | TYNDP2026 | NT | 2030 | TWh | 270 | Sub_sector | Transport | Vans | Transport (vans) | Energetic | transport_vans_final_demand_ammonia | Ammonia | EU | Energy demand | 0 | FEC
BG | TYNDP2026 | NT | 2030 | TWh | 272 | Sub_sector | Transport | Freight trains | Transport (trains) | Energetic | transport_trains_final_demand_electricity | Electricity | EU | Energy demand | 2.9614 | FEC
BG | TYNDP2026 | NT | 2030 | TWh | 273 | Sub_sector | Transport | Freight trains | Transport (trains) | Energetic | transport_trains_final_demand_hydrogen | Hydrogen | EU | Energy demand | 0 | FEC
BG | TYNDP2026 | NT | 2030 | TWh | 274 | Sub_sector | Transport | Freight trains | Transport (trains) | Energetic | transport_trains_final_demand_methane | Methane | EU | Energy demand | 0 | FEC
BG | TYNDP2026 | NT | 2030 | TWh | 275 | Sub_sector | Transport | Freight trains | Transport (trains) | Energetic | transport_trains_final_demand_heat | Heat | EU | Energy demand | 0 | FEC
BG | TYNDP2026 | NT | 2030 | TWh | 276 | Sub_sector | Transport | Freight trains | Transport (trains) | Energetic | transport_trains_final_demand_biomass | Biomass | EU | Energy demand | 0 | FEC
BG | TYNDP2026 | NT | 2030 | TWh | 277 | Sub_sector | Transport | Freight trains | Transport (trains) | Energetic | transport_trains_final_demand_coal | Solids | EU | Energy demand | 0 | FEC
BG | TYNDP2026 | NT | 2030 | TWh | 278 | Sub_sector | Transport | Freight trains | Transport (trains) | Energetic | transport_trains_final_demand_oil | Liquids | EU | Energy demand | 0.14868 | FEC
BG | TYNDP2026 | NT | 2030 | TWh | 279 | Sub_sector | Transport | Freight trains | Transport (trains) | Energetic | transport_trains_final_demand_other | Others | EU | Energy demand | 0 | FEC
BG | TYNDP2026 | NT | 2030 | TWh | 280 | Sub_sector | Transport | Freight trains | Transport (trains) | Energetic | transport_trains_final_demand_ammonia | Ammonia | EU | Energy demand | 0 | FEC
BG | TYNDP2026 | NT | 2030 | TWh | 282 | Sub_sector | Transport | Ships | Transport (ships) | Energetic | transport_ships_final_demand_electricity | Electricity | EU | Energy demand | 0 | FEC
BG | TYNDP2026 | NT | 2030 | TWh | 283 | Sub_sector | Transport | Ships | Transport (ships) | Energetic | transport_ships_final_demand_hydrogen | Hydrogen | EU | Energy demand | 0 | FEC
BG | TYNDP2026 | NT | 2030 | TWh | 284 | Sub_sector | Transport | Ships | Transport (ships) | Energetic | transport_ships_final_demand_methane | Methane | EU | Energy demand | 0 | FEC
BG | TYNDP2026 | NT | 2030 | TWh | 285 | Sub_sector | Transport | Ships | Transport (ships) | Energetic | transport_ships_final_demand_heat | Heat | EU | Energy demand | 0 | FEC
BG | TYNDP2026 | NT | 2030 | TWh | 286 | Sub_sector | Transport | Ships | Transport (ships) | Energetic | transport_ships_final_demand_biomass | Biomass | EU | Energy demand | 0 | FEC
BG | TYNDP2026 | NT | 2030 | TWh | 287 | Sub_sector | Transport | Ships | Transport (ships) | Energetic | transport_ships_final_demand_coal | Solids | EU | Energy demand | 0 | FEC
BG | TYNDP2026 | NT | 2030 | TWh | 288 | Sub_sector | Transport | Ships | Transport (ships) | Energetic | transport_ships_final_demand_oil | Liquids | EU | Energy demand | 0 | FEC
BG | TYNDP2026 | NT | 2030 | TWh | 289 | Sub_sector | Transport | Ships | Transport (ships) | Energetic | transport_ships_final_demand_other | Others | EU | Energy demand | 0 | FEC
BG | TYNDP2026 | NT | 2030 | TWh | 290 | Sub_sector | Transport | Ships | Transport (ships) | Energetic | transport_ships_final_demand_ammonia | Ammonia | EU | Energy demand | 0 | FEC
BG | TYNDP2026 | NT | 2030 | TWh | 292 | Sub_sector | Transport | Planes | Transport (planes) | Energetic | transport_planes_final_demand_electricity | Electricity | EU | Energy demand | 0 | FEC
BG | TYNDP2026 | NT | 2030 | TWh | 293 | Sub_sector | Transport | Planes | Transport (planes) | Energetic | transport_planes_final_demand_hydrogen | Hydrogen | EU | Energy demand | 0 | FEC
BG | TYNDP2026 | NT | 2030 | TWh | 294 | Sub_sector | Transport | Planes | Transport (planes) | Energetic | transport_planes_final_demand_methane | Methane | EU | Energy demand | 0 | FEC
BG | TYNDP2026 | NT | 2030 | TWh | 295 | Sub_sector | Transport | Planes | Transport (planes) | Energetic | transport_planes_final_demand_heat | Heat | EU | Energy demand | 0 | FEC
BG | TYNDP2026 | NT | 2030 | TWh | 296 | Sub_sector | Transport | Planes | Transport (planes) | Energetic | transport_planes_final_demand_biomass | Biomass | EU | Energy demand | 0 | FEC
BG | TYNDP2026 | NT | 2030 | TWh | 297 | Sub_sector | Transport | Planes | Transport (planes) | Energetic | transport_planes_final_demand_coal | Solids | EU | Energy demand | 0 | FEC
BG | TYNDP2026 | NT | 2030 | TWh | 298 | Sub_sector | Transport | Planes | Transport (planes) | Energetic | transport_planes_final_demand_oil | Liquids | EU | Energy demand | 0.35636 | FEC
BG | TYNDP2026 | NT | 2030 | TWh | 299 | Sub_sector | Transport | Planes | Transport (planes) | Energetic | transport_planes_final_demand_other | Others | EU | Energy demand | 0 | FEC
BG | TYNDP2026 | NT | 2030 | TWh | 300 | Sub_sector | Transport | Planes | Transport (planes) | Energetic | transport_planes_final_demand_ammonia | Ammonia | EU | Energy demand | 0 | FEC
BG | TYNDP2026 | NT | 2030 | TWh | 302 | Sub_sector | Transport | Others | Transport (others) | Energetic | transport_other_final_demand_electricity | Electricity | EU | Energy demand | 0.034427 | FEC
BG | TYNDP2026 | NT | 2030 | TWh | 303 | Sub_sector | Transport | Others | Transport (others) | Energetic | transport_other_final_demand_hydrogen | Hydrogen | EU | Energy demand | 0 | FEC
BG | TYNDP2026 | NT | 2030 | TWh | 304 | Sub_sector | Transport | Others | Transport (others) | Energetic | transport_other_final_demand_methane | Methane | EU | Energy demand | 0 | FEC
BG | TYNDP2026 | NT | 2030 | TWh | 305 | Sub_sector | Transport | Others | Transport (others) | Energetic | transport_other_final_demand_heat | Heat | EU | Energy demand | 0 | FEC
BG | TYNDP2026 | NT | 2030 | TWh | 306 | Sub_sector | Transport | Others | Transport (others) | Energetic | transport_other_final_demand_biomass | Biomass | EU | Energy demand | 0 | FEC
BG | TYNDP2026 | NT | 2030 | TWh | 307 | Sub_sector | Transport | Others | Transport (others) | Energetic | transport_other_final_demand_coal | Solids | EU | Energy demand | 0 | FEC
BG | TYNDP2026 | NT | 2030 | TWh | 308 | Sub_sector | Transport | Others | Transport (others) | Energetic | transport_other_final_demand_oil | Liquids | EU | Energy demand | 1.0625 | FEC
BG | TYNDP2026 | NT | 2030 | TWh | 309 | Sub_sector | Transport | Others | Transport (others) | Energetic | transport_other_final_demand_other | Others | EU | Energy demand | 0 | FEC
BG | TYNDP2026 | NT | 2030 | TWh | 310 | Sub_sector | Transport | Others | Transport (others) | Energetic | transport_other_final_demand_ammonia | Ammonia | EU | Energy demand | 0 | FEC
BG | TYNDP2026 | NT | 2030 | TWh | 312 | Sub_sector | International transport | International aviation | Transport (int. aviation) | Energetic | transport_int_aviation_final_demand_electricity | Electricity | EU | Energy demand | 0 | FEC
BG | TYNDP2026 | NT | 2030 | TWh | 313 | Sub_sector | International transport | International aviation | Transport (int. aviation) | Energetic | transport_int_aviation_final_demand_hydrogen | Hydrogen | EU | Energy demand | 0 | FEC
BG | TYNDP2026 | NT | 2030 | TWh | 314 | Sub_sector | International transport | International aviation | Transport (int. aviation) | Energetic | transport_int_aviation_final_demand_methane | Methane | EU | Energy demand | 0 | FEC
BG | TYNDP2026 | NT | 2030 | TWh | 315 | Sub_sector | International transport | International aviation | Transport (int. aviation) | Energetic | transport_int_aviation_final_demand_heat | Heat | EU | Energy demand | 0 | FEC
BG | TYNDP2026 | NT | 2030 | TWh | 316 | Sub_sector | International transport | International aviation | Transport (int. aviation) | Energetic | transport_int_aviation_final_demand_biofuels | Biomass | EU | Energy demand | 0 | FEC
BG | TYNDP2026 | NT | 2030 | TWh | 317 | Sub_sector | International transport | International aviation | Transport (int. aviation) | Energetic | transport_int_aviation_final_demand_coal | Solids | EU | Energy demand | 0 | FEC
BG | TYNDP2026 | NT | 2030 | TWh | 318 | Sub_sector | International transport | International aviation | Transport (int. aviation) | Energetic | transport_int_aviation_final_demand_oil | Liquids | EU | Energy demand | 2.8278 | FEC
BG | TYNDP2026 | NT | 2030 | TWh | 319 | Sub_sector | International transport | International aviation | Transport (int. aviation) | Energetic | transport_int_aviation_final_demand_other | Others | EU | Energy demand | 0 | FEC
BG | TYNDP2026 | NT | 2030 | TWh | 320 | Sub_sector | International transport | International aviation | Transport (int. aviation) | Energetic | transport_int_aviation_final_demand_ammonia | Ammonia | EU | Energy demand | 0 | FEC
BG | TYNDP2026 | NT | 2030 | TWh | 322 | Sub_sector | International transport | International shipping | Transport (int. shipping) | Energetic | transport_int_shipping_final_demand_electricity | Electricity | EU | Energy demand | 0 | not_included_in_FEC
BG | TYNDP2026 | NT | 2030 | TWh | 323 | Sub_sector | International transport | International shipping | Transport (int. shipping) | Energetic | transport_int_shipping_final_demand_hydrogen | Hydrogen | EU | Energy demand | 0 | not_included_in_FEC
BG | TYNDP2026 | NT | 2030 | TWh | 324 | Sub_sector | International transport | International shipping | Transport (int. shipping) | Energetic | transport_int_shipping_final_demand_methane | Methane | EU | Energy demand | 0 | not_included_in_FEC
BG | TYNDP2026 | NT | 2030 | TWh | 325 | Sub_sector | International transport | International shipping | Transport (int. shipping) | Energetic | transport_int_shipping_final_demand_heat | Heat | EU | Energy demand | 0 | not_included_in_FEC
BG | TYNDP2026 | NT | 2030 | TWh | 326 | Sub_sector | International transport | International shipping | Transport (int. shipping) | Energetic | transport_int_shipping_final_demand_biofuels | Biomass | EU | Energy demand | 0 | not_included_in_FEC
BG | TYNDP2026 | NT | 2030 | TWh | 327 | Sub_sector | International transport | International shipping | Transport (int. shipping) | Energetic | transport_int_shipping_final_demand_coal | Solids | EU | Energy demand | 0 | not_included_in_FEC
BG | TYNDP2026 | NT | 2030 | TWh | 328 | Sub_sector | International transport | International shipping | Transport (int. shipping) | Energetic | transport_int_shipping_final_demand_oil | Liquids | EU | Energy demand | 0.78208 | not_included_in_FEC
BG | TYNDP2026 | NT | 2030 | TWh | 329 | Sub_sector | International transport | International shipping | Transport (int. shipping) | Energetic | transport_int_shipping_final_demand_other | Others | EU | Energy demand | 0 | not_included_in_FEC
BG | TYNDP2026 | NT | 2030 | TWh | 330 | Sub_sector | International transport | International shipping | Transport (int. shipping) | Energetic | transport_int_shipping_final_demand_ammonia | Ammonia | EU | Energy demand | 0 | not_included_in_FEC
BG | TYNDP2026 | NT | 2030 | TWh | 332 | Sub_sector | Households | Space heating | Households (heating) | Energetic | households_heating_final_demand_electricity | Electricity | EU | Energy demand | 1.5851 | FEC
BG | TYNDP2026 | NT | 2030 | TWh | 333 | Sub_sector | Households | Space heating | Households (heating) | Energetic | households_heating_final_demand_hydrogen | Hydrogen | EU | Energy demand | 0 | FEC
BG | TYNDP2026 | NT | 2030 | TWh | 334 | Sub_sector | Households | Space heating | Households (heating) | Energetic | households_heating_final_demand_methane | Methane | EU | Energy demand | 1.6675 | FEC
BG | TYNDP2026 | NT | 2030 | TWh | 335 | Sub_sector | Households | Space heating | Households (heating) | Energetic | households_heating_final_demand_heat | Heat | EU | Energy demand | 1.1673 | FEC
BG | TYNDP2026 | NT | 2030 | TWh | 336 | Sub_sector | Households | Space heating | Households (heating) | Energetic | households_heating_final_demand_biomass | Biomass | EU | Energy demand | 3.0469 | FEC
BG | TYNDP2026 | NT | 2030 | TWh | 337 | Sub_sector | Households | Space heating | Households (heating) | Energetic | households_heating_final_demand_coal | Solids | EU | Energy demand | 1.4825 | FEC
BG | TYNDP2026 | NT | 2030 | TWh | 338 | Sub_sector | Households | Space heating | Households (heating) | Energetic | households_heating_final_demand_oil | Liquids | EU | Energy demand | 0 | FEC
BG | TYNDP2026 | NT | 2030 | TWh | 339 | Sub_sector | Households | Space heating | Households (heating) | Energetic | households_heating_final_demand_other | Others | EU | Energy demand | 0 | FEC
BG | TYNDP2026 | NT | 2030 | TWh | 340 | Sub_sector | Households | Space heating | Households (heating) | Energetic | households_heating_final_demand_ammonia | Ammonia | EU | Energy demand | 0 | FEC
BG | TYNDP2026 | NT | 2030 | TWh | 343 | Sub_sector | Households | Cooling | Households (cooling) | Energetic | households_cooling_final_demand_electricity | Electricity | EU | Energy demand | 0.17194 | FEC
BG | TYNDP2026 | NT | 2030 | TWh | 344 | Sub_sector | Households | Cooling | Households (cooling) | Energetic | households_cooling_final_demand_hydrogen | Hydrogen | EU | Energy demand | 0 | FEC
BG | TYNDP2026 | NT | 2030 | TWh | 345 | Sub_sector | Households | Cooling | Households (cooling) | Energetic | households_cooling_final_demand_methane | Methane | EU | Energy demand | 0 | FEC
BG | TYNDP2026 | NT | 2030 | TWh | 346 | Sub_sector | Households | Cooling | Households (cooling) | Energetic | households_cooling_final_demand_heat | Heat | EU | Energy demand | 0 | FEC
BG | TYNDP2026 | NT | 2030 | TWh | 347 | Sub_sector | Households | Cooling | Households (cooling) | Energetic | households_cooling_final_demand_biomass | Biomass | EU | Energy demand | 0 | FEC
BG | TYNDP2026 | NT | 2030 | TWh | 348 | Sub_sector | Households | Cooling | Households (cooling) | Energetic | households_cooling_final_demand_coal | Solids | EU | Energy demand | 0 | FEC
BG | TYNDP2026 | NT | 2030 | TWh | 349 | Sub_sector | Households | Cooling | Households (cooling) | Energetic | households_cooling_final_demand_oil | Liquids | EU | Energy demand | 0 | FEC
BG | TYNDP2026 | NT | 2030 | TWh | 350 | Sub_sector | Households | Cooling | Households (cooling) | Energetic | households_cooling_final_demand_other | Others | EU | Energy demand | 0 | FEC
BG | TYNDP2026 | NT | 2030 | TWh | 351 | Sub_sector | Households | Cooling | Households (cooling) | Energetic | households_cooling_final_demand_ammonia | Ammonia | EU | Energy demand | 0 | FEC
BG | TYNDP2026 | NT | 2030 | TWh | 354 | Sub_sector | Households | Hot water | Households (hot water) | Energetic | households_hot_water_final_demand_electricity | Electricity | EU | Energy demand | 0.98201 | FEC
BG | TYNDP2026 | NT | 2030 | TWh | 355 | Sub_sector | Households | Hot water | Households (hot water) | Energetic | households_hot_water_final_demand_hydrogen | Hydrogen | EU | Energy demand | 0 | FEC
BG | TYNDP2026 | NT | 2030 | TWh | 356 | Sub_sector | Households | Hot water | Households (hot water) | Energetic | households_hot_water_final_demand_methane | Methane | EU | Energy demand | 0.98739 | FEC
BG | TYNDP2026 | NT | 2030 | TWh | 357 | Sub_sector | Households | Hot water | Households (hot water) | Energetic | households_hot_water_final_demand_heat | Heat | EU | Energy demand | 0.93141 | FEC
BG | TYNDP2026 | NT | 2030 | TWh | 358 | Sub_sector | Households | Hot water | Households (hot water) | Energetic | households_hot_water_final_demand_biomass | Biomass | EU | Energy demand | 1.5902 | FEC
BG | TYNDP2026 | NT | 2030 | TWh | 359 | Sub_sector | Households | Hot water | Households (hot water) | Energetic | households_hot_water_final_demand_coal | Solids | EU | Energy demand | 0.61931 | FEC
BG | TYNDP2026 | NT | 2030 | TWh | 360 | Sub_sector | Households | Hot water | Households (hot water) | Energetic | households_hot_water_final_demand_oil | Liquids | EU | Energy demand | 0 | FEC
BG | TYNDP2026 | NT | 2030 | TWh | 361 | Sub_sector | Households | Hot water | Households (hot water) | Energetic | households_hot_water_final_demand_other | Others | EU | Energy demand | 0.036542 | FEC
BG | TYNDP2026 | NT | 2030 | TWh | 362 | Sub_sector | Households | Hot water | Households (hot water) | Energetic | households_hot_water_final_demand_ammonia | Ammonia | EU | Energy demand | 0 | FEC
BG | TYNDP2026 | NT | 2030 | TWh | 365 | Sub_sector | Households | Appliances | Households (appliances) | Energetic | households_appliances_final_demand_electricity | Electricity | EU | Energy demand | 9.1545 | FEC
BG | TYNDP2026 | NT | 2030 | TWh | 366 | Sub_sector | Households | Appliances | Households (appliances) | Energetic | households_appliances_final_demand_hydrogen | Hydrogen | EU | Energy demand | 0 | FEC
BG | TYNDP2026 | NT | 2030 | TWh | 367 | Sub_sector | Households | Appliances | Households (appliances) | Energetic | households_appliances_final_demand_methane | Methane | EU | Energy demand | 0.21547 | FEC
BG | TYNDP2026 | NT | 2030 | TWh | 368 | Sub_sector | Households | Appliances | Households (appliances) | Energetic | households_appliances_final_demand_heat | Heat | EU | Energy demand | 0 | FEC
BG | TYNDP2026 | NT | 2030 | TWh | 369 | Sub_sector | Households | Appliances | Households (appliances) | Energetic | households_appliances_final_demand_biomass | Biomass | EU | Energy demand | 0.011991 | FEC
BG | TYNDP2026 | NT | 2030 | TWh | 370 | Sub_sector | Households | Appliances | Households (appliances) | Energetic | households_appliances_final_demand_coal | Solids | EU | Energy demand | 0 | FEC
BG | TYNDP2026 | NT | 2030 | TWh | 371 | Sub_sector | Households | Appliances | Households (appliances) | Energetic | households_appliances_final_demand_oil | Liquids | EU | Energy demand | 0 | FEC
BG | TYNDP2026 | NT | 2030 | TWh | 372 | Sub_sector | Households | Appliances | Households (appliances) | Energetic | households_appliances_final_demand_other | Others | EU | Energy demand | 0 | FEC
BG | TYNDP2026 | NT | 2030 | TWh | 373 | Sub_sector | Households | Appliances | Households (appliances) | Energetic | households_appliances_final_demand_ammonia | Ammonia | EU | Energy demand | 0 | FEC
BG | TYNDP2026 | NT | 2030 | TWh | 375 | Sub_sector | Buildings | Space heating | Buildings (heat) | Energetic | buildings_heat_final_demand_electricity | Electricity | EU | Energy demand | 2.1061 | FEC
BG | TYNDP2026 | NT | 2030 | TWh | 376 | Sub_sector | Buildings | Space heating | Buildings (heat) | Energetic | buildings_heat_final_demand_hydrogen | Hydrogen | EU | Energy demand | 0 | FEC
BG | TYNDP2026 | NT | 2030 | TWh | 377 | Sub_sector | Buildings | Space heating | Buildings (heat) | Energetic | buildings_heat_final_demand_methane | Methane | EU | Energy demand | 0.78286 | FEC
BG | TYNDP2026 | NT | 2030 | TWh | 378 | Sub_sector | Buildings | Space heating | Buildings (heat) | Energetic | buildings_heat_final_demand_heat | Heat | EU | Energy demand | 1.9453 | FEC
BG | TYNDP2026 | NT | 2030 | TWh | 379 | Sub_sector | Buildings | Space heating | Buildings (heat) | Energetic | buildings_heat_final_demand_biomass | Biomass | EU | Energy demand | 1.1682 | FEC
BG | TYNDP2026 | NT | 2030 | TWh | 380 | Sub_sector | Buildings | Space heating | Buildings (heat) | Energetic | buildings_heat_final_demand_coal | Solids | EU | Energy demand | 0.047892 | FEC
BG | TYNDP2026 | NT | 2030 | TWh | 381 | Sub_sector | Buildings | Space heating | Buildings (heat) | Energetic | buildings_heat_final_demand_oil | Liquids | EU | Energy demand | 0.34391 | FEC
BG | TYNDP2026 | NT | 2030 | TWh | 382 | Sub_sector | Buildings | Space heating | Buildings (heat) | Energetic | buildings_heat_final_demand_other | Others | EU | Energy demand | 0.023975 | FEC
BG | TYNDP2026 | NT | 2030 | TWh | 383 | Sub_sector | Buildings | Space heating | Buildings (heat) | Energetic | buildings_heat_final_demand_ammonia | Ammonia | EU | Energy demand | 0 | FEC
BG | TYNDP2026 | NT | 2030 | TWh | 386 | Sub_sector | Buildings | Cooling | Buildings (cooling) | Energetic | buildings_cooling_final_demand_electricity | Electricity | EU | Energy demand | 0.43638 | FEC
BG | TYNDP2026 | NT | 2030 | TWh | 387 | Sub_sector | Buildings | Cooling | Buildings (cooling) | Energetic | buildings_cooling_final_demand_hydrogen | Hydrogen | EU | Energy demand | 0 | FEC
BG | TYNDP2026 | NT | 2030 | TWh | 388 | Sub_sector | Buildings | Cooling | Buildings (cooling) | Energetic | buildings_cooling_final_demand_methane | Methane | EU | Energy demand | 0.00020412 | FEC
BG | TYNDP2026 | NT | 2030 | TWh | 389 | Sub_sector | Buildings | Cooling | Buildings (cooling) | Energetic | buildings_cooling_final_demand_heat | Heat | EU | Energy demand | 0 | FEC
BG | TYNDP2026 | NT | 2030 | TWh | 390 | Sub_sector | Buildings | Cooling | Buildings (cooling) | Energetic | buildings_cooling_final_demand_biomass | Biomass | EU | Energy demand | 0 | FEC
BG | TYNDP2026 | NT | 2030 | TWh | 391 | Sub_sector | Buildings | Cooling | Buildings (cooling) | Energetic | buildings_cooling_final_demand_coal | Solids | EU | Energy demand | 0 | FEC
BG | TYNDP2026 | NT | 2030 | TWh | 392 | Sub_sector | Buildings | Cooling | Buildings (cooling) | Energetic | buildings_cooling_final_demand_oil | Liquids | EU | Energy demand | 0 | FEC
BG | TYNDP2026 | NT | 2030 | TWh | 393 | Sub_sector | Buildings | Cooling | Buildings (cooling) | Energetic | buildings_cooling_final_demand_other | Others | EU | Energy demand | 0 | FEC
BG | TYNDP2026 | NT | 2030 | TWh | 394 | Sub_sector | Buildings | Cooling | Buildings (cooling) | Energetic | buildings_cooling_final_demand_ammonia | Ammonia | EU | Energy demand | 0 | FEC
BG | TYNDP2026 | NT | 2030 | TWh | 397 | Sub_sector | Buildings | Appliances | Buildings (appliances) | Energetic | buildings_appliances_final_demand_electricity | Electricity | EU | Energy demand | 4.9264 | FEC
BG | TYNDP2026 | NT | 2030 | TWh | 398 | Sub_sector | Buildings | Appliances | Buildings (appliances) | Energetic | buildings_appliances_final_demand_hydrogen | Hydrogen | EU | Energy demand | 0 | FEC
BG | TYNDP2026 | NT | 2030 | TWh | 399 | Sub_sector | Buildings | Appliances | Buildings (appliances) | Energetic | buildings_appliances_final_demand_methane | Methane | EU | Energy demand | 0.35419 | FEC
BG | TYNDP2026 | NT | 2030 | TWh | 400 | Sub_sector | Buildings | Appliances | Buildings (appliances) | Energetic | buildings_appliances_final_demand_heat | Heat | EU | Energy demand | 0 | FEC
BG | TYNDP2026 | NT | 2030 | TWh | 401 | Sub_sector | Buildings | Appliances | Buildings (appliances) | Energetic | buildings_appliances_final_demand_biomass | Biomass | EU | Energy demand | 0 | FEC
BG | TYNDP2026 | NT | 2030 | TWh | 402 | Sub_sector | Buildings | Appliances | Buildings (appliances) | Energetic | buildings_appliances_final_demand_coal | Solids | EU | Energy demand | 0 | FEC
BG | TYNDP2026 | NT | 2030 | TWh | 403 | Sub_sector | Buildings | Appliances | Buildings (appliances) | Energetic | buildings_appliances_final_demand_oil | Liquids | EU | Energy demand | 0 | FEC
BG | TYNDP2026 | NT | 2030 | TWh | 404 | Sub_sector | Buildings | Appliances | Buildings (appliances) | Energetic | buildings_appliances_final_demand_other | Others | EU | Energy demand | 0 | FEC
BG | TYNDP2026 | NT | 2030 | TWh | 405 | Sub_sector | Buildings | Appliances | Buildings (appliances) | Energetic | buildings_appliances_final_demand_ammonia | Ammonia | EU | Energy demand | 0 | FEC
BG | TYNDP2026 | NT | 2030 | TWh | 407 | Sub_sector | Buildings | Datacenters | Datacenters & ICT | Energetic | datacentres_final_demand_electricity_energetic | Electricity | EU | Energy demand | 0.93054 | FEC
BG | TYNDP2026 | NT | 2030 | TWh | 408 | Sub_sector | Buildings | Datacenters | Datacenters & ICT | Energetic | datacentres_final_demand_hydrogen_energetic | Hydrogen | EU | Energy demand | 0 | FEC
BG | TYNDP2026 | NT | 2030 | TWh | 409 | Sub_sector | Buildings | Datacenters | Datacenters & ICT | Energetic | datacentres_final_demand_methane_energetic | Methane | EU | Energy demand | 0 | FEC
BG | TYNDP2026 | NT | 2030 | TWh | 410 | Sub_sector | Buildings | Datacenters | Datacenters & ICT | Energetic | datacentres_final_demand_heat_energetic | Heat | EU | Energy demand | 0 | FEC
BG | TYNDP2026 | NT | 2030 | TWh | 411 | Sub_sector | Buildings | Datacenters | Datacenters & ICT | Energetic | datacentres_final_demand_biomass_energetic | Biomass | EU | Energy demand | 0 | FEC
BG | TYNDP2026 | NT | 2030 | TWh | 412 | Sub_sector | Buildings | Datacenters | Datacenters & ICT | Energetic | datacentres_final_demand_coal_energetic | Solids | EU | Energy demand | 0 | FEC
BG | TYNDP2026 | NT | 2030 | TWh | 413 | Sub_sector | Buildings | Datacenters | Datacenters & ICT | Energetic | datacentres_final_demand_oil_energetic | Liquids | EU | Energy demand | 0 | FEC
BG | TYNDP2026 | NT | 2030 | TWh | 414 | Sub_sector | Buildings | Datacenters | Datacenters & ICT | Energetic | datacentres_final_demand_other_energetic | Others | EU | Energy demand | 0 | FEC
BG | TYNDP2026 | NT | 2030 | TWh | 415 | Sub_sector | Buildings | Datacenters | Datacenters & ICT | Energetic | datacentres_final_demand_ammonia_energetic | Ammonia | EU | Energy demand | 0 | FEC
BG | TYNDP2026 | NT | 2030 | TWh | 417 | Sub_sector | Transport | Others_Sector | Others_Sector | Energetic | other_final_demand_electricity_energetic | Electricity | EU | Energy demand | 0 | FEC
BG | TYNDP2026 | NT | 2030 | TWh | 418 | Sub_sector | Transport | Others_Sector | Others_Sector | Energetic | other_final_demand_hydrogen_energetic | Hydrogen | EU | Energy demand | 0 | FEC
BG | TYNDP2026 | NT | 2030 | TWh | 419 | Sub_sector | Transport | Pipeline Transport | Others_Sector | Energetic | other_final_demand_methane_energetic | Methane | EU | Energy demand | 0.36512 | FEC
BG | TYNDP2026 | NT | 2030 | TWh | 420 | Sub_sector | Transport | Others_Sector | Others_Sector | Energetic | other_final_demand_heat_energetic | Heat | EU | Energy demand | 0 | FEC
BG | TYNDP2026 | NT | 2030 | TWh | 421 | Sub_sector | Transport | Others_Sector | Others_Sector | Energetic | other_final_demand_biomass_energetic | Biomass | EU | Energy demand | 0 | FEC
BG | TYNDP2026 | NT | 2030 | TWh | 422 | Sub_sector | Transport | Others_Sector | Others_Sector | Energetic | other_final_demand_coal_energetic | Solids | EU | Energy demand | 0 | FEC
BG | TYNDP2026 | NT | 2030 | TWh | 423 | Sub_sector | Transport | Others_Sector | Others_Sector | Energetic | other_final_demand_oil_energetic | Liquids | EU | Energy demand | 0 | FEC
BG | TYNDP2026 | NT | 2030 | TWh | 424 | Sub_sector | Others_Sector | Others_Sector | Others_Sector | Non-energetic | other_final_demand_oil_non_energetic | Liquids | EU | Energy demand | 0.15046 | not_included_in_FEC
BG | TYNDP2026 | NT | 2030 | TWh | 425 | Sub_sector | Transport | Others_Sector | Others_Sector | Energetic | other_final_demand_other_energetic | Others | EU | Energy demand | 0 | FEC
BG | TYNDP2026 | NT | 2030 | TWh | 426 | Sub_sector | Transport | Others_Sector | Others_Sector | Energetic | other_final_demand_ammonia_energetic | Ammonia | EU | Energy demand | 0 | FEC
BG | TYNDP2026 | NT | 2030 | TWh | 427 | Sub_sector | Industry | Surplus_Heat_in_Industry | Surplus_Heat_in_Industry | Energetic | final_demand_of_industry_unused_local_production_steam_hot_water | Heat | EU | Energy demand | 0.23866 | FEC
BG | TYNDP2026 | NT | 2030 | TWh | 429 | Sub_sector | Agriculture | Total | Agriculture | Energetic | agriculture_final_demand_electricity_energetic | Electricity | EU | Energy demand | 0 | FEC
BG | TYNDP2026 | NT | 2030 | TWh | 430 | Sub_sector | Agriculture | Total | Agriculture | Energetic | agriculture_final_demand_hydrogen_energetic | Hydrogen | EU | Energy demand | 0 | FEC
BG | TYNDP2026 | NT | 2030 | TWh | 431 | Sub_sector | Agriculture | Total | Agriculture | Energetic | agriculture_final_demand_methane_energetic | Methane | EU | Energy demand | 0.10987 | FEC
BG | TYNDP2026 | NT | 2030 | TWh | 432 | Sub_sector | Agriculture | Total | Agriculture | Energetic | agriculture_final_demand_heat_energetic | Heat | EU | Energy demand | 0.098882 | FEC
BG | TYNDP2026 | NT | 2030 | TWh | 433 | Sub_sector | Agriculture | Total | Agriculture | Energetic | agriculture_final_demand_biomass_energetic | Biomass | EU | Energy demand | 0.3342 | FEC
BG | TYNDP2026 | NT | 2030 | TWh | 434 | Sub_sector | Agriculture | Total | Agriculture | Energetic | agriculture_final_demand_coal_energetic | Solids | EU | Energy demand | 0 | FEC
BG | TYNDP2026 | NT | 2030 | TWh | 435 | Sub_sector | Agriculture | Total | Agriculture | Energetic | agriculture_final_demand_oil_energetic | Liquids | EU | Energy demand | 1.218 | FEC
BG | TYNDP2026 | NT | 2030 | TWh | 436 | Sub_sector | Agriculture | Total | Agriculture | Energetic | agriculture_final_demand_other_energetic | Others | EU | Energy demand | 0 | FEC
BG | TYNDP2026 | NT | 2030 | TWh | 437 | Sub_sector | Agriculture | Total | Agriculture | Energetic | agriculture_final_demand_ammonia_energetic | Ammonia | EU | Energy demand | 0 | FEC
BG | TYNDP2026 | NT | 2030 | TWh | 447 | Sub_sector | Buildings | Surplus Energy | Buildings | Energetic | GAP | Electricity | EU | Energy demand | 0 | FEC
BG | TYNDP2026 | NT | 2030 | TWh | 448 | Sub_sector | Buildings | Surplus Energy | Buildings | Energetic | GAP | Hydrogen | EU | Energy demand | 0 | FEC
BG | TYNDP2026 | NT | 2030 | TWh | 449 | Sub_sector | Buildings | Surplus Energy | Buildings | Energetic | GAP | Methane | EU | Energy demand | 0 | FEC
BG | TYNDP2026 | NT | 2030 | TWh | 450 | Sub_sector | Buildings | Surplus Energy | Buildings | Energetic | GAP | Heat | EU | Energy demand | 0 | FEC
BG | TYNDP2026 | NT | 2030 | TWh | 451 | Sub_sector | Buildings | Surplus Energy | Buildings | Energetic | GAP | Biomass | EU | Energy demand | 0.18545 | FEC
BG | TYNDP2026 | NT | 2030 | TWh | 452 | Sub_sector | Buildings | Surplus Energy | Buildings | Energetic | GAP | Solids | EU | Energy demand | 0 | FEC
BG | TYNDP2026 | NT | 2030 | TWh | 453 | Sub_sector | Buildings | Surplus Energy | Buildings | Energetic | GAP | Liquids | EU | Energy demand | 0.032884 | FEC
BG | TYNDP2026 | NT | 2030 | TWh | 454 | Sub_sector | Buildings | Surplus Energy | Buildings | Energetic | GAP | Others | EU | Energy demand | 0 | FEC
BG | TYNDP2026 | NT | 2030 | TWh | 455 | Sub_sector | Buildings | Surplus Energy | Buildings | Energetic | GAP | Ammonia | EU | Energy demand | 0 | FEC
BG | TYNDP2026 | NT | 2030 | TWh | 456 | Sub_sector | Households | Surplus Energy | Households | Energetic | GAP | Electricity | EU | Energy demand | 0 | FEC
BG | TYNDP2026 | NT | 2030 | TWh | 457 | Sub_sector | Households | Surplus Energy | Households | Energetic | GAP | Hydrogen | EU | Energy demand | 0 | FEC
BG | TYNDP2026 | NT | 2030 | TWh | 458 | Sub_sector | Households | Surplus Energy | Households | Energetic | GAP | Methane | EU | Energy demand | 0 | FEC
BG | TYNDP2026 | NT | 2030 | TWh | 459 | Sub_sector | Households | Surplus Energy | Households | Energetic | GAP | Heat | EU | Energy demand | 0 | FEC
BG | TYNDP2026 | NT | 2030 | TWh | 460 | Sub_sector | Households | Surplus Energy | Households | Energetic | GAP | Biomass | EU | Energy demand | 0 | FEC
BG | TYNDP2026 | NT | 2030 | TWh | 461 | Sub_sector | Households | Surplus Energy | Households | Energetic | GAP | Solids | EU | Energy demand | 0 | FEC
BG | TYNDP2026 | NT | 2030 | TWh | 462 | Sub_sector | Households | Surplus Energy | Households | Energetic | GAP | Liquids | EU | Energy demand | 0 | FEC
BG | TYNDP2026 | NT | 2030 | TWh | 463 | Sub_sector | Households | Surplus Energy | Households | Energetic | GAP | Others | EU | Energy demand | 0 | FEC
BG | TYNDP2026 | NT | 2030 | TWh | 464 | Sub_sector | Households | Surplus Energy | Households | Energetic | GAP | Ammonia | EU | Energy demand | 0 | FEC
BG | TYNDP2026 | NT | 2035 | TWh | 102 | Sub_sector | Industry | Aluminium | Industry (aluminium) | Energetic | industry_aluminium_demand_electricity_energetic | Electricity | EU | Energy demand | 0 | FEC
BG | TYNDP2026 | NT | 2035 | TWh | 103 | Sub_sector | Industry | Aluminium | Industry (aluminium) | Energetic | industry_aluminium_demand_hydrogen_energetic | Hydrogen | EU | Energy demand | 0.309 | FEC
BG | TYNDP2026 | NT | 2035 | TWh | 104 | Sub_sector | Industry | Aluminium | Industry (aluminium) | Energetic | industry_aluminium_demand_methane_energetic | Methane | EU | Energy demand | 0 | FEC
BG | TYNDP2026 | NT | 2035 | TWh | 105 | Sub_sector | Industry | Aluminium | Industry (aluminium) | Energetic | industry_aluminium_demand_heat_energetic | Heat | EU | Energy demand | 0 | FEC
BG | TYNDP2026 | NT | 2035 | TWh | 106 | Sub_sector | Industry | Aluminium | Industry (aluminium) | Energetic | industry_aluminium_demand_biomass_energetic | Biomass | EU | Energy demand | 0 | FEC
BG | TYNDP2026 | NT | 2035 | TWh | 107 | Sub_sector | Industry | Aluminium | Industry (aluminium) | Energetic | industry_aluminium_demand_coal_energetic | Solids | EU | Energy demand | 0 | FEC
BG | TYNDP2026 | NT | 2035 | TWh | 108 | Sub_sector | Industry | Aluminium | Industry (aluminium) | Energetic | industry_aluminium_demand_oil_energetic | Liquids | EU | Energy demand | 0 | FEC
BG | TYNDP2026 | NT | 2035 | TWh | 109 | Sub_sector | Industry | Aluminium | Industry (aluminium) | Energetic | industry_aluminium_demand_others_energetic | Others | EU | Energy demand | 0 | FEC
BG | TYNDP2026 | NT | 2035 | TWh | 110 | Sub_sector | Industry | Aluminium | Industry (aluminium) | Energetic | industry_ammonia_demand_others_energetic | Ammonia | EU | Energy demand | 0 | FEC
BG | TYNDP2026 | NT | 2035 | TWh | 112 | Sub_sector | Industry | Chemicals | Industry (chemicals, energetic) | Energetic | industry_chemical_demand_electricity_energetic | Electricity | EU | Energy demand | 1.97 | FEC
BG | TYNDP2026 | NT | 2035 | TWh | 113 | Sub_sector | Industry | Chemicals | Industry (chemicals, energetic) | Energetic | industry_chemical_demand_hydrogen_energetic | Hydrogen | EU | Energy demand | 0.574 | FEC
BG | TYNDP2026 | NT | 2035 | TWh | 114 | Sub_sector | Industry | Chemicals | Industry (chemicals, energetic) | Energetic | industry_chemical_demand_methane_energetic | Methane | EU | Energy demand | 0.58399 | FEC
BG | TYNDP2026 | NT | 2035 | TWh | 115 | Sub_sector | Industry | Chemicals | Industry (chemicals, energetic) | Energetic | industry_chemical_demand_heat_energetic | Heat | EU | Energy demand | 0.32423 | FEC
BG | TYNDP2026 | NT | 2035 | TWh | 116 | Sub_sector | Industry | Chemicals | Industry (chemicals, energetic) | Energetic | industry_chemical_demand_biomass_energetic | Biomass | EU | Energy demand | 0.13075 | FEC
BG | TYNDP2026 | NT | 2035 | TWh | 117 | Sub_sector | Industry | Chemicals | Industry (chemicals, energetic) | Energetic | industry_chemical_demand_coal_energetic | Solids | EU | Energy demand | 1.4761 | FEC
BG | TYNDP2026 | NT | 2035 | TWh | 118 | Sub_sector | Industry | Chemicals | Industry (chemicals, energetic) | Energetic | industry_chemical_demand_oil_energetic | Liquids | EU | Energy demand | 2.8101 | FEC
BG | TYNDP2026 | NT | 2035 | TWh | 119 | Sub_sector | Industry | Chemicals | Industry (chemicals, energetic) | Energetic | industry_chemical_demand_others_energetic | Others | EU | Energy demand | 0 | FEC
BG | TYNDP2026 | NT | 2035 | TWh | 120 | Sub_sector | Industry | Chemicals | Industry (chemicals, energetic) | Energetic | industry_chemical_demand_ammonia_energetic | Ammonia | EU | Energy demand | 0 | FEC
BG | TYNDP2026 | NT | 2035 | TWh | 122 | Sub_sector | Industry | Chemicals | Industry (chemicals, non-energetic) | Non-energetic | industry_chemical_demand_electricity_non_energetic | Electricity | EU | Energy demand | 0 | not_included_in_FEC
BG | TYNDP2026 | NT | 2035 | TWh | 123 | Sub_sector | Industry | Chemicals | Industry (chemicals, non-energetic) | Non-energetic | industry_chemical_demand_hydrogen_non_energetic | Hydrogen | EU | Energy demand | 0 | not_included_in_FEC
BG | TYNDP2026 | NT | 2035 | TWh | 124 | Sub_sector | Industry | Chemicals | Industry (chemicals, non-energetic) | Non-energetic | industry_chemical_demand_methane_non_energetic | Methane | EU | Energy demand | 0 | not_included_in_FEC
BG | TYNDP2026 | NT | 2035 | TWh | 125 | Sub_sector | Industry | Chemicals | Industry (chemicals, non-energetic) | Non-energetic | industry_chemical_demand_heat_non_energetic | Heat | EU | Energy demand | 0 | not_included_in_FEC
BG | TYNDP2026 | NT | 2035 | TWh | 126 | Sub_sector | Industry | Chemicals | Industry (chemicals, non-energetic) | Non-energetic | industry_chemical_demand_biomass_non_energetic | Biomass | EU | Energy demand | 0 | not_included_in_FEC
BG | TYNDP2026 | NT | 2035 | TWh | 127 | Sub_sector | Industry | Chemicals | Industry (chemicals, non-energetic) | Non-energetic | industry_chemical_demand_coal_non_energetic | Solids | EU | Energy demand | 0 | not_included_in_FEC
BG | TYNDP2026 | NT | 2035 | TWh | 128 | Sub_sector | Industry | Chemicals | Industry (chemicals, non-energetic) | Non-energetic | industry_chemical_demand_oil_non_energetic | Liquids | EU | Energy demand | 0.2398 | not_included_in_FEC
BG | TYNDP2026 | NT | 2035 | TWh | 129 | Sub_sector | Industry | Chemicals | Industry (chemicals, non-energetic) | Non-energetic | industry_chemical_demand_others_non_energetic | Others | EU | Energy demand | 0 | not_included_in_FEC
BG | TYNDP2026 | NT | 2035 | TWh | 130 | Sub_sector | Industry | Chemicals | Industry (chemicals, non-energetic) | Non-energetic | industry_chemical_demand_ammonia_non_energetic | Ammonia | EU | Energy demand | 0 | not_included_in_FEC
BG | TYNDP2026 | NT | 2035 | TWh | 132 | Sub_sector | Industry | Fertilizers | Industry (fertilizers, energetic) | Energetic | industry_fertilizers_demand_electricity_energetic | Electricity | EU | Energy demand | 0.14498 | FEC
BG | TYNDP2026 | NT | 2035 | TWh | 133 | Sub_sector | Industry | Fertilizers | Industry (fertilizers, energetic) | Energetic | industry_fertilizers_demand_hydrogen_energetic | Hydrogen | EU | Energy demand | 0 | FEC
BG | TYNDP2026 | NT | 2035 | TWh | 134 | Sub_sector | Industry | Fertilizers | Industry (fertilizers, energetic) | Energetic | industry_fertilizers_demand_methane_energetic | Methane | EU | Energy demand | 0.7479 | FEC
BG | TYNDP2026 | NT | 2035 | TWh | 135 | Sub_sector | Industry | Fertilizers | Industry (fertilizers, energetic) | Energetic | industry_fertilizers_demand_heat_energetic | Heat | EU | Energy demand | 0 | FEC
BG | TYNDP2026 | NT | 2035 | TWh | 136 | Sub_sector | Industry | Fertilizers | Industry (fertilizers, energetic) | Energetic | industry_fertilizers_demand_biomass_energetic | Biomass | EU | Energy demand | 0 | FEC
BG | TYNDP2026 | NT | 2035 | TWh | 137 | Sub_sector | Industry | Fertilizers | Industry (fertilizers, energetic) | Energetic | industry_fertilizers_demand_coal_energetic | Solids | EU | Energy demand | 0 | FEC
BG | TYNDP2026 | NT | 2035 | TWh | 138 | Sub_sector | Industry | Fertilizers | Industry (fertilizers, energetic) | Energetic | industry_fertilizers_demand_oil_energetic | Liquids | EU | Energy demand | 0 | FEC
BG | TYNDP2026 | NT | 2035 | TWh | 139 | Sub_sector | Industry | Fertilizers | Industry (fertilizers, energetic) | Energetic | industry_fertilizers_demand_others_energetic | Others | EU | Energy demand | 0 | FEC
BG | TYNDP2026 | NT | 2035 | TWh | 140 | Sub_sector | Industry | Fertilizers | Industry (fertilizers, energetic) | Energetic | industry_fertilizers_demand_ammonia_energetic | Ammonia | EU | Energy demand | 0 | FEC
BG | TYNDP2026 | NT | 2035 | TWh | 142 | Sub_sector | Industry | Fertilizers | Industry (fertilizers, non-energetic) | Non-energetic | industry_fertilizers_demand_electricity_non_energetic | Electricity | EU | Energy demand | 0 | not_included_in_FEC
BG | TYNDP2026 | NT | 2035 | TWh | 143 | Sub_sector | Industry | Fertilizers | Industry (fertilizers, non-energetic) | Non-energetic | industry_fertilizers_demand_hydrogen_non_energetic | Hydrogen | EU | Energy demand | 0 | not_included_in_FEC
BG | TYNDP2026 | NT | 2035 | TWh | 144 | Sub_sector | Industry | Fertilizers | Industry (fertilizers, non-energetic) | Non-energetic | industry_fertilizers_demand_methane_non_energetic | Methane | EU | Energy demand | 0.70184 | not_included_in_FEC
BG | TYNDP2026 | NT | 2035 | TWh | 145 | Sub_sector | Industry | Fertilizers | Industry (fertilizers, non-energetic) | Non-energetic | industry_fertilizers_demand_heat_non_energetic | Heat | EU | Energy demand | 0 | not_included_in_FEC
BG | TYNDP2026 | NT | 2035 | TWh | 146 | Sub_sector | Industry | Fertilizers | Industry (fertilizers, non-energetic) | Non-energetic | industry_fertilizers_demand_biomass_non_energetic | Biomass | EU | Energy demand | 0 | not_included_in_FEC
BG | TYNDP2026 | NT | 2035 | TWh | 147 | Sub_sector | Industry | Fertilizers | Industry (fertilizers, non-energetic) | Non-energetic | industry_fertilizers_demand_coal_non_energetic | Solids | EU | Energy demand | 0 | not_included_in_FEC
BG | TYNDP2026 | NT | 2035 | TWh | 148 | Sub_sector | Industry | Fertilizers | Industry (fertilizers, non-energetic) | Non-energetic | industry_fertilizers_demand_oil_non_energetic | Liquids | EU | Energy demand | 0 | not_included_in_FEC
BG | TYNDP2026 | NT | 2035 | TWh | 149 | Sub_sector | Industry | Fertilizers | Industry (fertilizers, non-energetic) | Non-energetic | industry_fertilizers_demand_others_non_energetic | Others | EU | Energy demand | 0 | not_included_in_FEC
BG | TYNDP2026 | NT | 2035 | TWh | 150 | Sub_sector | Industry | Fertilizers | Industry (fertilizers, non-energetic) | Non-energetic | industry_fertilizers_demand_ammonia_non_energetic | Ammonia | EU | Energy demand | 0 | not_included_in_FEC
BG | TYNDP2026 | NT | 2035 | TWh | 152 | Sub_sector | Industry | Food | Industry (food) | Energetic | industry_food_demand_electricity_energetic | Electricity | EU | Energy demand | 2.413 | FEC
BG | TYNDP2026 | NT | 2035 | TWh | 153 | Sub_sector | Industry | Food | Industry (food) | Energetic | industry_food_demand_hydrogen_energetic | Hydrogen | EU | Energy demand | 0 | FEC
BG | TYNDP2026 | NT | 2035 | TWh | 154 | Sub_sector | Industry | Food | Industry (food) | Energetic | industry_food_demand_methane_energetic | Methane | EU | Energy demand | 0.98416 | FEC
BG | TYNDP2026 | NT | 2035 | TWh | 155 | Sub_sector | Industry | Food | Industry (food) | Energetic | industry_food_demand_heat_energetic | Heat | EU | Energy demand | 0.16908 | FEC
BG | TYNDP2026 | NT | 2035 | TWh | 156 | Sub_sector | Industry | Food | Industry (food) | Energetic | industry_food_demand_biomass_energetic | Biomass | EU | Energy demand | 0.14272 | FEC
BG | TYNDP2026 | NT | 2035 | TWh | 157 | Sub_sector | Industry | Food | Industry (food) | Energetic | industry_food_demand_coal_energetic | Solids | EU | Energy demand | 0.012101 | FEC
BG | TYNDP2026 | NT | 2035 | TWh | 158 | Sub_sector | Industry | Food | Industry (food) | Energetic | industry_food_demand_oil_energetic | Liquids | EU | Energy demand | 0.10121 | FEC
BG | TYNDP2026 | NT | 2035 | TWh | 159 | Sub_sector | Industry | Food | Industry (food) | Energetic | industry_food_demand_others_energetic | Others | EU | Energy demand | 0 | FEC
BG | TYNDP2026 | NT | 2035 | TWh | 160 | Sub_sector | Industry | Food | Industry (food) | Energetic | industry_food_demand_ammonia_energetic | Ammonia | EU | Energy demand | 0 | FEC
BG | TYNDP2026 | NT | 2035 | TWh | 162 | Sub_sector | Industry | Metals | Industry (metal) | Energetic | industry_metal_demand_electricity_energetic | Electricity | EU | Energy demand | 1.5767 | FEC
BG | TYNDP2026 | NT | 2035 | TWh | 163 | Sub_sector | Industry | Metals | Industry (metal) | Energetic | industry_metal_demand_hydrogen_energetic | Hydrogen | EU | Energy demand | 0 | FEC
BG | TYNDP2026 | NT | 2035 | TWh | 164 | Sub_sector | Industry | Metals | Industry (metal) | Energetic | industry_metal_demand_methane_energetic | Methane | EU | Energy demand | 0.46032 | FEC
BG | TYNDP2026 | NT | 2035 | TWh | 165 | Sub_sector | Industry | Metals | Industry (metal) | Energetic | industry_metal_demand_heat_energetic | Heat | EU | Energy demand | 0.21461 | FEC
BG | TYNDP2026 | NT | 2035 | TWh | 166 | Sub_sector | Industry | Metals | Industry (metal) | Energetic | industry_metal_demand_biomass_energetic | Biomass | EU | Energy demand | 0 | FEC
BG | TYNDP2026 | NT | 2035 | TWh | 167 | Sub_sector | Industry | Metals | Industry (metal) | Energetic | industry_metal_demand_coal_energetic | Solids | EU | Energy demand | 0 | FEC
BG | TYNDP2026 | NT | 2035 | TWh | 168 | Sub_sector | Industry | Metals | Industry (metal) | Energetic | industry_metal_demand_oil_energetic | Liquids | EU | Energy demand | 0.14954 | FEC
BG | TYNDP2026 | NT | 2035 | TWh | 169 | Sub_sector | Industry | Metals | Industry (metal) | Energetic | industry_metal_demand_others_energetic | Others | EU | Energy demand | 0 | FEC
BG | TYNDP2026 | NT | 2035 | TWh | 170 | Sub_sector | Industry | Metals | Industry (metal) | Energetic | industry_metal_demand_ammonia_energetic | Ammonia | EU | Energy demand | 0 | FEC
BG | TYNDP2026 | NT | 2035 | TWh | 172 | Sub_sector | Industry | Others | Industry (other, energetic) | Energetic | industry_other_demand_electricity_energetic | Electricity | EU | Energy demand | 3.655 | FEC
BG | TYNDP2026 | NT | 2035 | TWh | 173 | Sub_sector | Industry | Others | Industry (other, energetic) | Energetic | industry_other_demand_hydrogen_energetic | Hydrogen | EU | Energy demand | 2.167 | FEC
BG | TYNDP2026 | NT | 2035 | TWh | 174 | Sub_sector | Industry | Others | Industry (other, energetic) | Energetic | industry_other_demand_methane_energetic | Methane | EU | Energy demand | 1.5661 | FEC
BG | TYNDP2026 | NT | 2035 | TWh | 175 | Sub_sector | Industry | Others | Industry (other, energetic) | Energetic | industry_other_demand_heat_energetic | Heat | EU | Energy demand | 0.76472 | FEC
BG | TYNDP2026 | NT | 2035 | TWh | 176 | Sub_sector | Industry | Others | Industry (other, energetic) | Energetic | industry_other_demand_biomass_energetic | Biomass | EU | Energy demand | 0.19093 | FEC
BG | TYNDP2026 | NT | 2035 | TWh | 177 | Sub_sector | Industry | Others | Industry (other, energetic) | Energetic | industry_other_demand_coal_energetic | Solids | EU | Energy demand | 0.21168 | FEC
BG | TYNDP2026 | NT | 2035 | TWh | 178 | Sub_sector | Industry | Others | Industry (other, energetic) | Energetic | industry_other_demand_oil_energetic | Liquids | EU | Energy demand | 0.43373 | FEC
BG | TYNDP2026 | NT | 2035 | TWh | 179 | Sub_sector | Industry | Others | Industry (other, energetic) | Energetic | industry_other_demand_others_energetic | Others | EU | Energy demand | 0 | FEC
BG | TYNDP2026 | NT | 2035 | TWh | 180 | Sub_sector | Industry | Others | Industry (other, energetic) | Energetic | industry_other_demand_ammonia_energetic | Ammonia | EU | Energy demand | 0 | FEC
BG | TYNDP2026 | NT | 2035 | TWh | 182 | Sub_sector | Industry | Others | Industry (other, non-energetic) | Non-energetic | industry_other_demand_electricity_non_energetic | Electricity | EU | Energy demand | 0 | not_included_in_FEC
BG | TYNDP2026 | NT | 2035 | TWh | 183 | Sub_sector | Industry | Others | Industry (other, non-energetic) | Non-energetic | industry_other_demand_hydrogen_non_energetic | Hydrogen | EU | Energy demand | 0.13 | not_included_in_FEC
BG | TYNDP2026 | NT | 2035 | TWh | 184 | Sub_sector | Industry | Others | Industry (other, non-energetic) | Non-energetic | industry_other_demand_methane_non_energetic | Methane | EU | Energy demand | 0 | not_included_in_FEC
BG | TYNDP2026 | NT | 2035 | TWh | 185 | Sub_sector | Industry | Others | Industry (other, non-energetic) | Non-energetic | industry_other_demand_heat_non_energetic | Heat | EU | Energy demand | 0 | not_included_in_FEC
BG | TYNDP2026 | NT | 2035 | TWh | 186 | Sub_sector | Industry | Others | Industry (other, non-energetic) | Non-energetic | industry_other_demand_biomass_non_energetic | Biomass | EU | Energy demand | 0 | not_included_in_FEC
BG | TYNDP2026 | NT | 2035 | TWh | 187 | Sub_sector | Industry | Others | Industry (other, non-energetic) | Non-energetic | industry_other_demand_coal_non_energetic | Solids | EU | Energy demand | 0 | not_included_in_FEC
BG | TYNDP2026 | NT | 2035 | TWh | 188 | Sub_sector | Industry | Others | Industry (other, non-energetic) | Non-energetic | industry_other_demand_oil_non_energetic | Liquids | EU | Energy demand | 0.8802 | not_included_in_FEC
BG | TYNDP2026 | NT | 2035 | TWh | 189 | Sub_sector | Industry | Others | Industry (other, non-energetic) | Non-energetic | industry_other_demand_others_non_energetic | Others | EU | Energy demand | 0 | not_included_in_FEC
BG | TYNDP2026 | NT | 2035 | TWh | 190 | Sub_sector | Industry | Others | Industry (other, non-energetic) | Non-energetic | industry_other_demand_ammonia_non_energetic | Ammonia | EU | Energy demand | 0 | not_included_in_FEC
BG | TYNDP2026 | NT | 2035 | TWh | 192 | Sub_sector | Industry | Paper | Industry (paper) | Energetic | industry_paper_demand_electricity_energetic | Electricity | EU | Energy demand | 0.5926 | FEC
BG | TYNDP2026 | NT | 2035 | TWh | 193 | Sub_sector | Industry | Paper | Industry (paper) | Energetic | industry_paper_demand_hydrogen_energetic | Hydrogen | EU | Energy demand | 0.229 | FEC
BG | TYNDP2026 | NT | 2035 | TWh | 194 | Sub_sector | Industry | Paper | Industry (paper) | Energetic | industry_paper_demand_methane_energetic | Methane | EU | Energy demand | 0.33962 | FEC
BG | TYNDP2026 | NT | 2035 | TWh | 195 | Sub_sector | Industry | Paper | Industry (paper) | Energetic | industry_paper_demand_heat_energetic | Heat | EU | Energy demand | 0.0038493 | FEC
BG | TYNDP2026 | NT | 2035 | TWh | 196 | Sub_sector | Industry | Paper | Industry (paper) | Energetic | industry_paper_demand_biomass_energetic | Biomass | EU | Energy demand | 1.0548 | FEC
BG | TYNDP2026 | NT | 2035 | TWh | 197 | Sub_sector | Industry | Paper | Industry (paper) | Energetic | industry_paper_demand_coal_energetic | Solids | EU | Energy demand | 0.008026 | FEC
BG | TYNDP2026 | NT | 2035 | TWh | 198 | Sub_sector | Industry | Paper | Industry (paper) | Energetic | industry_paper_demand_oil_energetic | Liquids | EU | Energy demand | 0.0079151 | FEC
BG | TYNDP2026 | NT | 2035 | TWh | 199 | Sub_sector | Industry | Paper | Industry (paper) | Energetic | industry_paper_demand_others_energetic | Others | EU | Energy demand | 0 | FEC
BG | TYNDP2026 | NT | 2035 | TWh | 200 | Sub_sector | Industry | Paper | Industry (paper) | Energetic | industry_paper_demand_ammonia_energetic | Ammonia | EU | Energy demand | 0 | FEC
BG | TYNDP2026 | NT | 2035 | TWh | 202 | Sub_sector | Industry | Refineries | Industry (refineries, energetic) | Energetic | industry_refinery_demand_electricity_energetic | Electricity | EU | Energy demand | 0.43112 | not_included_in_FEC
BG | TYNDP2026 | NT | 2035 | TWh | 203 | Sub_sector | Industry | Refineries | Industry (refineries, energetic) | Energetic | industry_refinery_demand_hydrogen_energetic | Hydrogen | EU | Energy demand | 0 | not_included_in_FEC
BG | TYNDP2026 | NT | 2035 | TWh | 204 | Sub_sector | Industry | Refineries | Industry (refineries, energetic) | Energetic | industry_refinery_demand_methane_energetic | Methane | EU | Energy demand | 0.30859 | not_included_in_FEC
BG | TYNDP2026 | NT | 2035 | TWh | 205 | Sub_sector | Industry | Refineries | Industry (refineries, energetic) | Energetic | industry_refinery_demand_heat_energetic | Heat | EU | Energy demand | 0 | not_included_in_FEC
BG | TYNDP2026 | NT | 2035 | TWh | 206 | Sub_sector | Industry | Refineries | Industry (refineries, energetic) | Energetic | industry_refinery_demand_biomass_energetic | Biomass | EU | Energy demand | 0 | not_included_in_FEC
BG | TYNDP2026 | NT | 2035 | TWh | 207 | Sub_sector | Industry | Refineries | Industry (refineries, energetic) | Energetic | industry_refinery_demand_coal_energetic | Solids | EU | Energy demand | 0 | not_included_in_FEC
BG | TYNDP2026 | NT | 2035 | TWh | 208 | Sub_sector | Industry | Refineries | Industry (refineries, energetic) | Energetic | industry_refinery_demand_oil_energetic | Liquids | EU | Energy demand | 3.0109 | not_included_in_FEC
BG | TYNDP2026 | NT | 2035 | TWh | 209 | Sub_sector | Industry | Refineries | Industry (refineries, energetic) | Energetic | industry_refinery_demand_others_energetic | Others | EU | Energy demand | 0 | not_included_in_FEC
BG | TYNDP2026 | NT | 2035 | TWh | 210 | Sub_sector | Industry | Refineries | Industry (refineries, energetic) | Energetic | industry_refinery_demand_ammonia_energetic | Ammonia | EU | Energy demand | 0 | not_included_in_FEC
BG | TYNDP2026 | NT | 2035 | TWh | 212 | Sub_sector | Industry | Refineries | Industry (refineries, non-energetic) | Non-energetic | industry_refinery_demand_electricity_non_energetic | Electricity | EU | Energy demand | 0 | not_included_in_FEC
BG | TYNDP2026 | NT | 2035 | TWh | 213 | Sub_sector | Industry | Refineries | Industry (refineries, non-energetic) | Non-energetic | industry_refinery_demand_hydrogen_non_energetic | Hydrogen | EU | Energy demand | 0 | not_included_in_FEC
BG | TYNDP2026 | NT | 2035 | TWh | 214 | Sub_sector | Industry | Refineries | Industry (refineries, non-energetic) | Non-energetic | industry_refinery_demand_methane_non_energetic | Methane | EU | Energy demand | 0 | not_included_in_FEC
BG | TYNDP2026 | NT | 2035 | TWh | 215 | Sub_sector | Industry | Refineries | Industry (refineries, non-energetic) | Non-energetic | industry_refinery_demand_heat_non_energetic | Heat | EU | Energy demand | 0 | not_included_in_FEC
BG | TYNDP2026 | NT | 2035 | TWh | 216 | Sub_sector | Industry | Refineries | Industry (refineries, non-energetic) | Non-energetic | industry_refinery_demand_biomass_non_energetic | Biomass | EU | Energy demand | 0 | not_included_in_FEC
BG | TYNDP2026 | NT | 2035 | TWh | 217 | Sub_sector | Industry | Refineries | Industry (refineries, non-energetic) | Non-energetic | industry_refinery_demand_coal_non_energetic | Solids | EU | Energy demand | 0 | not_included_in_FEC
BG | TYNDP2026 | NT | 2035 | TWh | 218 | Sub_sector | Industry | Refineries | Industry (refineries, non-energetic) | Non-energetic | industry_refinery_demand_oil_non_energetic | Liquids | EU | Energy demand | 0 | not_included_in_FEC
BG | TYNDP2026 | NT | 2035 | TWh | 219 | Sub_sector | Industry | Refineries | Industry (refineries, non-energetic) | Non-energetic | industry_refinery_demand_others_non_energetic | Others | EU | Energy demand | 0 | not_included_in_FEC
BG | TYNDP2026 | NT | 2035 | TWh | 220 | Sub_sector | Industry | Refineries | Industry (refineries, non-energetic) | Non-energetic | industry_refinery_demand_ammonia_non_energetic | Ammonia | EU | Energy demand | 0 | not_included_in_FEC
BG | TYNDP2026 | NT | 2035 | TWh | 222 | Sub_sector | Industry | Steel | Industry (steel) | Energetic | industry_steel_demand_electricity_energetic | Electricity | EU | Energy demand | 1.3007 | FEC
BG | TYNDP2026 | NT | 2035 | TWh | 223 | Sub_sector | Industry | Steel | Industry (steel) | Energetic | industry_steel_demand_hydrogen_energetic | Hydrogen | EU | Energy demand | 0.252 | FEC
BG | TYNDP2026 | NT | 2035 | TWh | 224 | Sub_sector | Industry | Steel | Industry (steel) | Energetic | industry_steel_demand_methane_energetic | Methane | EU | Energy demand | 0.56493 | FEC
BG | TYNDP2026 | NT | 2035 | TWh | 225 | Sub_sector | Industry | Steel | Industry (steel) | Energetic | industry_steel_demand_heat_energetic | Heat | EU | Energy demand | 0.00026243 | FEC
BG | TYNDP2026 | NT | 2035 | TWh | 226 | Sub_sector | Industry | Steel | Industry (steel) | Energetic | industry_steel_demand_biomass_energetic | Biomass | EU | Energy demand | 0.00033824 | FEC
BG | TYNDP2026 | NT | 2035 | TWh | 227 | Sub_sector | Industry | Steel | Industry (steel) | Energetic | industry_steel_demand_coal_energetic | Solids | EU | Energy demand | 0.00021617 | FEC
BG | TYNDP2026 | NT | 2035 | TWh | 228 | Sub_sector | Industry | Steel | Industry (steel) | Energetic | industry_steel_demand_oil_energetic | Liquids | EU | Energy demand | 0.0022796 | FEC
BG | TYNDP2026 | NT | 2035 | TWh | 229 | Sub_sector | Industry | Steel | Industry (steel) | Energetic | industry_steel_demand_others_energetic | Others | EU | Energy demand | 0 | FEC
BG | TYNDP2026 | NT | 2035 | TWh | 230 | Sub_sector | Industry | Steel | Industry (steel) | Energetic | industry_steel_demand_ammonia_energetic | Ammonia | EU | Energy demand | 0 | FEC
BG | TYNDP2026 | NT | 2035 | TWh | 232 | Sub_sector | Transport | Cars | Transport (cars) | Energetic | transport_cars_final_demand_electricity | Electricity | EU | Energy demand | 0.059779 | FEC
BG | TYNDP2026 | NT | 2035 | TWh | 233 | Sub_sector | Transport | Cars | Transport (cars) | Energetic | transport_cars_final_demand_hydrogen | Hydrogen | EU | Energy demand | 0.001 | FEC
BG | TYNDP2026 | NT | 2035 | TWh | 234 | Sub_sector | Transport | Cars | Transport (cars) | Energetic | transport_cars_final_demand_methane | Methane | EU | Energy demand | 0.44413 | FEC
BG | TYNDP2026 | NT | 2035 | TWh | 235 | Sub_sector | Transport | Cars | Transport (cars) | Energetic | transport_cars_final_demand_heat | Heat | EU | Energy demand | 0 | FEC
BG | TYNDP2026 | NT | 2035 | TWh | 236 | Sub_sector | Transport | Cars | Transport (cars) | Energetic | transport_cars_final_demand_biomass | Biomass | EU | Energy demand | 0 | FEC
BG | TYNDP2026 | NT | 2035 | TWh | 237 | Sub_sector | Transport | Cars | Transport (cars) | Energetic | transport_cars_final_demand_coal | Solids | EU | Energy demand | 0 | FEC
BG | TYNDP2026 | NT | 2035 | TWh | 238 | Sub_sector | Transport | Cars | Transport (cars) | Energetic | transport_cars_final_demand_oil | Liquids | EU | Energy demand | 18.4615 | FEC
BG | TYNDP2026 | NT | 2035 | TWh | 239 | Sub_sector | Transport | Cars | Transport (cars) | Energetic | transport_cars_final_demand_other | Others | EU | Energy demand | 0 | FEC
BG | TYNDP2026 | NT | 2035 | TWh | 240 | Sub_sector | Transport | Cars | Transport (cars) | Energetic | transport_cars_final_demand_ammonia | Ammonia | EU | Energy demand | 0 | FEC
BG | TYNDP2026 | NT | 2035 | TWh | 242 | Sub_sector | Transport | Busses | Transport (busses) | Energetic | transport_busses_final_demand_electricity | Electricity | EU | Energy demand | 0.31081 | FEC
BG | TYNDP2026 | NT | 2035 | TWh | 243 | Sub_sector | Transport | Busses | Transport (busses) | Energetic | transport_busses_final_demand_hydrogen | Hydrogen | EU | Energy demand | 0.087 | FEC
BG | TYNDP2026 | NT | 2035 | TWh | 244 | Sub_sector | Transport | Busses | Transport (busses) | Energetic | transport_busses_final_demand_methane | Methane | EU | Energy demand | 0.22242 | FEC
BG | TYNDP2026 | NT | 2035 | TWh | 245 | Sub_sector | Transport | Busses | Transport (busses) | Energetic | transport_busses_final_demand_heat | Heat | EU | Energy demand | 0 | FEC
BG | TYNDP2026 | NT | 2035 | TWh | 246 | Sub_sector | Transport | Busses | Transport (busses) | Energetic | transport_busses_final_demand_biomass | Biomass | EU | Energy demand | 0 | FEC
BG | TYNDP2026 | NT | 2035 | TWh | 247 | Sub_sector | Transport | Busses | Transport (busses) | Energetic | transport_busses_final_demand_coal | Solids | EU | Energy demand | 0 | FEC
BG | TYNDP2026 | NT | 2035 | TWh | 248 | Sub_sector | Transport | Busses | Transport (busses) | Energetic | transport_busses_final_demand_oil | Liquids | EU | Energy demand | 1.1305 | FEC
BG | TYNDP2026 | NT | 2035 | TWh | 249 | Sub_sector | Transport | Busses | Transport (busses) | Energetic | transport_busses_final_demand_other | Others | EU | Energy demand | 0 | FEC
BG | TYNDP2026 | NT | 2035 | TWh | 250 | Sub_sector | Transport | Busses | Transport (busses) | Energetic | transport_busses_final_demand_ammonia | Ammonia | EU | Energy demand | 0 | FEC
BG | TYNDP2026 | NT | 2035 | TWh | 252 | Sub_sector | Transport | Trucks | Transport (trucks) | Energetic | transport_trucks_final_demand_electricity | Electricity | EU | Energy demand | 0 | FEC
BG | TYNDP2026 | NT | 2035 | TWh | 253 | Sub_sector | Transport | Trucks | Transport (trucks) | Energetic | transport_trucks_final_demand_hydrogen | Hydrogen | EU | Energy demand | 0.731 | FEC
BG | TYNDP2026 | NT | 2035 | TWh | 254 | Sub_sector | Transport | Trucks | Transport (trucks) | Energetic | transport_trucks_final_demand_methane | Methane | EU | Energy demand | 0.00095008 | FEC
BG | TYNDP2026 | NT | 2035 | TWh | 255 | Sub_sector | Transport | Trucks | Transport (trucks) | Energetic | transport_trucks_final_demand_heat | Heat | EU | Energy demand | 0 | FEC
BG | TYNDP2026 | NT | 2035 | TWh | 256 | Sub_sector | Transport | Trucks | Transport (trucks) | Energetic | transport_trucks_final_demand_biomass | Biomass | EU | Energy demand | 0 | FEC
BG | TYNDP2026 | NT | 2035 | TWh | 257 | Sub_sector | Transport | Trucks | Transport (trucks) | Energetic | transport_trucks_final_demand_coal | Solids | EU | Energy demand | 0 | FEC
BG | TYNDP2026 | NT | 2035 | TWh | 258 | Sub_sector | Transport | Trucks | Transport (trucks) | Energetic | transport_trucks_final_demand_oil | Liquids | EU | Energy demand | 11.2865 | FEC
BG | TYNDP2026 | NT | 2035 | TWh | 259 | Sub_sector | Transport | Trucks | Transport (trucks) | Energetic | transport_trucks_final_demand_other | Others | EU | Energy demand | 0 | FEC
BG | TYNDP2026 | NT | 2035 | TWh | 260 | Sub_sector | Transport | Trucks | Transport (trucks) | Energetic | transport_trucks_final_demand_ammonia | Ammonia | EU | Energy demand | 0 | FEC
BG | TYNDP2026 | NT | 2035 | TWh | 262 | Sub_sector | Transport | Vans | Transport (vans) | Energetic | transport_vans_final_demand_electricity | Electricity | EU | Energy demand | 0.014589 | FEC
BG | TYNDP2026 | NT | 2035 | TWh | 263 | Sub_sector | Transport | Vans | Transport (vans) | Energetic | transport_vans_final_demand_hydrogen | Hydrogen | EU | Energy demand | 0 | FEC
BG | TYNDP2026 | NT | 2035 | TWh | 264 | Sub_sector | Transport | Vans | Transport (vans) | Energetic | transport_vans_final_demand_methane | Methane | EU | Energy demand | 0.0025236 | FEC
BG | TYNDP2026 | NT | 2035 | TWh | 265 | Sub_sector | Transport | Vans | Transport (vans) | Energetic | transport_vans_final_demand_heat | Heat | EU | Energy demand | 0 | FEC
BG | TYNDP2026 | NT | 2035 | TWh | 266 | Sub_sector | Transport | Vans | Transport (vans) | Energetic | transport_vans_final_demand_biomass | Biomass | EU | Energy demand | 0 | FEC
BG | TYNDP2026 | NT | 2035 | TWh | 267 | Sub_sector | Transport | Vans | Transport (vans) | Energetic | transport_vans_final_demand_coal | Solids | EU | Energy demand | 0 | FEC
BG | TYNDP2026 | NT | 2035 | TWh | 268 | Sub_sector | Transport | Vans | Transport (vans) | Energetic | transport_vans_final_demand_oil | Liquids | EU | Energy demand | 3.5496 | FEC
BG | TYNDP2026 | NT | 2035 | TWh | 269 | Sub_sector | Transport | Vans | Transport (vans) | Energetic | transport_vans_final_demand_other | Others | EU | Energy demand | 0 | FEC
BG | TYNDP2026 | NT | 2035 | TWh | 270 | Sub_sector | Transport | Vans | Transport (vans) | Energetic | transport_vans_final_demand_ammonia | Ammonia | EU | Energy demand | 0 | FEC
BG | TYNDP2026 | NT | 2035 | TWh | 272 | Sub_sector | Transport | Freight trains | Transport (trains) | Energetic | transport_trains_final_demand_electricity | Electricity | EU | Energy demand | 5.6909 | FEC
BG | TYNDP2026 | NT | 2035 | TWh | 273 | Sub_sector | Transport | Freight trains | Transport (trains) | Energetic | transport_trains_final_demand_hydrogen | Hydrogen | EU | Energy demand | 0 | FEC
BG | TYNDP2026 | NT | 2035 | TWh | 274 | Sub_sector | Transport | Freight trains | Transport (trains) | Energetic | transport_trains_final_demand_methane | Methane | EU | Energy demand | 0 | FEC
BG | TYNDP2026 | NT | 2035 | TWh | 275 | Sub_sector | Transport | Freight trains | Transport (trains) | Energetic | transport_trains_final_demand_heat | Heat | EU | Energy demand | 0 | FEC
BG | TYNDP2026 | NT | 2035 | TWh | 276 | Sub_sector | Transport | Freight trains | Transport (trains) | Energetic | transport_trains_final_demand_biomass | Biomass | EU | Energy demand | 0 | FEC
BG | TYNDP2026 | NT | 2035 | TWh | 277 | Sub_sector | Transport | Freight trains | Transport (trains) | Energetic | transport_trains_final_demand_coal | Solids | EU | Energy demand | 0 | FEC
BG | TYNDP2026 | NT | 2035 | TWh | 278 | Sub_sector | Transport | Freight trains | Transport (trains) | Energetic | transport_trains_final_demand_oil | Liquids | EU | Energy demand | 0.17388 | FEC
BG | TYNDP2026 | NT | 2035 | TWh | 279 | Sub_sector | Transport | Freight trains | Transport (trains) | Energetic | transport_trains_final_demand_other | Others | EU | Energy demand | 0 | FEC
BG | TYNDP2026 | NT | 2035 | TWh | 280 | Sub_sector | Transport | Freight trains | Transport (trains) | Energetic | transport_trains_final_demand_ammonia | Ammonia | EU | Energy demand | 0 | FEC
BG | TYNDP2026 | NT | 2035 | TWh | 282 | Sub_sector | Transport | Ships | Transport (ships) | Energetic | transport_ships_final_demand_electricity | Electricity | EU | Energy demand | 0.27786 | FEC
BG | TYNDP2026 | NT | 2035 | TWh | 283 | Sub_sector | Transport | Ships | Transport (ships) | Energetic | transport_ships_final_demand_hydrogen | Hydrogen | EU | Energy demand | 0 | FEC
BG | TYNDP2026 | NT | 2035 | TWh | 284 | Sub_sector | Transport | Ships | Transport (ships) | Energetic | transport_ships_final_demand_methane | Methane | EU | Energy demand | 0.0003231 | FEC
BG | TYNDP2026 | NT | 2035 | TWh | 285 | Sub_sector | Transport | Ships | Transport (ships) | Energetic | transport_ships_final_demand_heat | Heat | EU | Energy demand | 0 | FEC
BG | TYNDP2026 | NT | 2035 | TWh | 286 | Sub_sector | Transport | Ships | Transport (ships) | Energetic | transport_ships_final_demand_biomass | Biomass | EU | Energy demand | 0 | FEC
BG | TYNDP2026 | NT | 2035 | TWh | 287 | Sub_sector | Transport | Ships | Transport (ships) | Energetic | transport_ships_final_demand_coal | Solids | EU | Energy demand | 0 | FEC
BG | TYNDP2026 | NT | 2035 | TWh | 288 | Sub_sector | Transport | Ships | Transport (ships) | Energetic | transport_ships_final_demand_oil | Liquids | EU | Energy demand | 4.47e-05 | FEC
BG | TYNDP2026 | NT | 2035 | TWh | 289 | Sub_sector | Transport | Ships | Transport (ships) | Energetic | transport_ships_final_demand_other | Others | EU | Energy demand | 0 | FEC
BG | TYNDP2026 | NT | 2035 | TWh | 290 | Sub_sector | Transport | Ships | Transport (ships) | Energetic | transport_ships_final_demand_ammonia | Ammonia | EU | Energy demand | 0 | FEC
BG | TYNDP2026 | NT | 2035 | TWh | 292 | Sub_sector | Transport | Planes | Transport (planes) | Energetic | transport_planes_final_demand_electricity | Electricity | EU | Energy demand | 0 | FEC
BG | TYNDP2026 | NT | 2035 | TWh | 293 | Sub_sector | Transport | Planes | Transport (planes) | Energetic | transport_planes_final_demand_hydrogen | Hydrogen | EU | Energy demand | 0 | FEC
BG | TYNDP2026 | NT | 2035 | TWh | 294 | Sub_sector | Transport | Planes | Transport (planes) | Energetic | transport_planes_final_demand_methane | Methane | EU | Energy demand | 0 | FEC
BG | TYNDP2026 | NT | 2035 | TWh | 295 | Sub_sector | Transport | Planes | Transport (planes) | Energetic | transport_planes_final_demand_heat | Heat | EU | Energy demand | 0 | FEC
BG | TYNDP2026 | NT | 2035 | TWh | 296 | Sub_sector | Transport | Planes | Transport (planes) | Energetic | transport_planes_final_demand_biomass | Biomass | EU | Energy demand | 0 | FEC
BG | TYNDP2026 | NT | 2035 | TWh | 297 | Sub_sector | Transport | Planes | Transport (planes) | Energetic | transport_planes_final_demand_coal | Solids | EU | Energy demand | 0 | FEC
BG | TYNDP2026 | NT | 2035 | TWh | 298 | Sub_sector | Transport | Planes | Transport (planes) | Energetic | transport_planes_final_demand_oil | Liquids | EU | Energy demand | 0.083903 | FEC
BG | TYNDP2026 | NT | 2035 | TWh | 299 | Sub_sector | Transport | Planes | Transport (planes) | Energetic | transport_planes_final_demand_other | Others | EU | Energy demand | 0 | FEC
BG | TYNDP2026 | NT | 2035 | TWh | 300 | Sub_sector | Transport | Planes | Transport (planes) | Energetic | transport_planes_final_demand_ammonia | Ammonia | EU | Energy demand | 0 | FEC
BG | TYNDP2026 | NT | 2035 | TWh | 302 | Sub_sector | Transport | Others | Transport (others) | Energetic | transport_other_final_demand_electricity | Electricity | EU | Energy demand | 0.011278 | FEC
BG | TYNDP2026 | NT | 2035 | TWh | 303 | Sub_sector | Transport | Others | Transport (others) | Energetic | transport_other_final_demand_hydrogen | Hydrogen | EU | Energy demand | 0.003 | FEC
BG | TYNDP2026 | NT | 2035 | TWh | 304 | Sub_sector | Transport | Others | Transport (others) | Energetic | transport_other_final_demand_methane | Methane | EU | Energy demand | 0 | FEC
BG | TYNDP2026 | NT | 2035 | TWh | 305 | Sub_sector | Transport | Others | Transport (others) | Energetic | transport_other_final_demand_heat | Heat | EU | Energy demand | 0 | FEC
BG | TYNDP2026 | NT | 2035 | TWh | 306 | Sub_sector | Transport | Others | Transport (others) | Energetic | transport_other_final_demand_biomass | Biomass | EU | Energy demand | 0 | FEC
BG | TYNDP2026 | NT | 2035 | TWh | 307 | Sub_sector | Transport | Others | Transport (others) | Energetic | transport_other_final_demand_coal | Solids | EU | Energy demand | 0 | FEC
BG | TYNDP2026 | NT | 2035 | TWh | 308 | Sub_sector | Transport | Others | Transport (others) | Energetic | transport_other_final_demand_oil | Liquids | EU | Energy demand | 0.22402 | FEC
BG | TYNDP2026 | NT | 2035 | TWh | 309 | Sub_sector | Transport | Others | Transport (others) | Energetic | transport_other_final_demand_other | Others | EU | Energy demand | 0 | FEC
BG | TYNDP2026 | NT | 2035 | TWh | 310 | Sub_sector | Transport | Others | Transport (others) | Energetic | transport_other_final_demand_ammonia | Ammonia | EU | Energy demand | 0 | FEC
BG | TYNDP2026 | NT | 2035 | TWh | 312 | Sub_sector | International transport | International aviation | Transport (int. aviation) | Energetic | transport_int_aviation_final_demand_electricity | Electricity | EU | Energy demand | 0 | FEC
BG | TYNDP2026 | NT | 2035 | TWh | 313 | Sub_sector | International transport | International aviation | Transport (int. aviation) | Energetic | transport_int_aviation_final_demand_hydrogen | Hydrogen | EU | Energy demand | 0 | FEC
BG | TYNDP2026 | NT | 2035 | TWh | 314 | Sub_sector | International transport | International aviation | Transport (int. aviation) | Energetic | transport_int_aviation_final_demand_methane | Methane | EU | Energy demand | 0 | FEC
BG | TYNDP2026 | NT | 2035 | TWh | 315 | Sub_sector | International transport | International aviation | Transport (int. aviation) | Energetic | transport_int_aviation_final_demand_heat | Heat | EU | Energy demand | 0 | FEC
BG | TYNDP2026 | NT | 2035 | TWh | 316 | Sub_sector | International transport | International aviation | Transport (int. aviation) | Energetic | transport_int_aviation_final_demand_biofuels | Biomass | EU | Energy demand | 0 | FEC
BG | TYNDP2026 | NT | 2035 | TWh | 317 | Sub_sector | International transport | International aviation | Transport (int. aviation) | Energetic | transport_int_aviation_final_demand_coal | Solids | EU | Energy demand | 0 | FEC
BG | TYNDP2026 | NT | 2035 | TWh | 318 | Sub_sector | International transport | International aviation | Transport (int. aviation) | Energetic | transport_int_aviation_final_demand_oil | Liquids | EU | Energy demand | 2.5616 | FEC
BG | TYNDP2026 | NT | 2035 | TWh | 319 | Sub_sector | International transport | International aviation | Transport (int. aviation) | Energetic | transport_int_aviation_final_demand_other | Others | EU | Energy demand | 0 | FEC
BG | TYNDP2026 | NT | 2035 | TWh | 320 | Sub_sector | International transport | International aviation | Transport (int. aviation) | Energetic | transport_int_aviation_final_demand_ammonia | Ammonia | EU | Energy demand | 0 | FEC
BG | TYNDP2026 | NT | 2035 | TWh | 322 | Sub_sector | International transport | International shipping | Transport (int. shipping) | Energetic | transport_int_shipping_final_demand_electricity | Electricity | EU | Energy demand | 0 | not_included_in_FEC
BG | TYNDP2026 | NT | 2035 | TWh | 323 | Sub_sector | International transport | International shipping | Transport (int. shipping) | Energetic | transport_int_shipping_final_demand_hydrogen | Hydrogen | EU | Energy demand | 0 | not_included_in_FEC
BG | TYNDP2026 | NT | 2035 | TWh | 324 | Sub_sector | International transport | International shipping | Transport (int. shipping) | Energetic | transport_int_shipping_final_demand_methane | Methane | EU | Energy demand | 0 | not_included_in_FEC
BG | TYNDP2026 | NT | 2035 | TWh | 325 | Sub_sector | International transport | International shipping | Transport (int. shipping) | Energetic | transport_int_shipping_final_demand_heat | Heat | EU | Energy demand | 0 | not_included_in_FEC
BG | TYNDP2026 | NT | 2035 | TWh | 326 | Sub_sector | International transport | International shipping | Transport (int. shipping) | Energetic | transport_int_shipping_final_demand_biofuels | Biomass | EU | Energy demand | 0 | not_included_in_FEC
BG | TYNDP2026 | NT | 2035 | TWh | 327 | Sub_sector | International transport | International shipping | Transport (int. shipping) | Energetic | transport_int_shipping_final_demand_coal | Solids | EU | Energy demand | 0 | not_included_in_FEC
BG | TYNDP2026 | NT | 2035 | TWh | 328 | Sub_sector | International transport | International shipping | Transport (int. shipping) | Energetic | transport_int_shipping_final_demand_oil | Liquids | EU | Energy demand | 0.76428 | not_included_in_FEC
BG | TYNDP2026 | NT | 2035 | TWh | 329 | Sub_sector | International transport | International shipping | Transport (int. shipping) | Energetic | transport_int_shipping_final_demand_other | Others | EU | Energy demand | 0 | not_included_in_FEC
BG | TYNDP2026 | NT | 2035 | TWh | 330 | Sub_sector | International transport | International shipping | Transport (int. shipping) | Energetic | transport_int_shipping_final_demand_ammonia | Ammonia | EU | Energy demand | 0 | not_included_in_FEC
BG | TYNDP2026 | NT | 2035 | TWh | 332 | Sub_sector | Households | Space heating | Households (heating) | Energetic | households_heating_final_demand_electricity | Electricity | EU | Energy demand | 1.2042 | FEC
BG | TYNDP2026 | NT | 2035 | TWh | 333 | Sub_sector | Households | Space heating | Households (heating) | Energetic | households_heating_final_demand_hydrogen | Hydrogen | EU | Energy demand | 0 | FEC
BG | TYNDP2026 | NT | 2035 | TWh | 334 | Sub_sector | Households | Space heating | Households (heating) | Energetic | households_heating_final_demand_methane | Methane | EU | Energy demand | 0.23542 | FEC
BG | TYNDP2026 | NT | 2035 | TWh | 335 | Sub_sector | Households | Space heating | Households (heating) | Energetic | households_heating_final_demand_heat | Heat | EU | Energy demand | 1.0461 | FEC
BG | TYNDP2026 | NT | 2035 | TWh | 336 | Sub_sector | Households | Space heating | Households (heating) | Energetic | households_heating_final_demand_biomass | Biomass | EU | Energy demand | 3.3186 | FEC
BG | TYNDP2026 | NT | 2035 | TWh | 337 | Sub_sector | Households | Space heating | Households (heating) | Energetic | households_heating_final_demand_coal | Solids | EU | Energy demand | 1.5982 | FEC
BG | TYNDP2026 | NT | 2035 | TWh | 338 | Sub_sector | Households | Space heating | Households (heating) | Energetic | households_heating_final_demand_oil | Liquids | EU | Energy demand | 0.15817 | FEC
BG | TYNDP2026 | NT | 2035 | TWh | 339 | Sub_sector | Households | Space heating | Households (heating) | Energetic | households_heating_final_demand_other | Others | EU | Energy demand | 0 | FEC
BG | TYNDP2026 | NT | 2035 | TWh | 340 | Sub_sector | Households | Space heating | Households (heating) | Energetic | households_heating_final_demand_ammonia | Ammonia | EU | Energy demand | 0 | FEC
BG | TYNDP2026 | NT | 2035 | TWh | 343 | Sub_sector | Households | Cooling | Households (cooling) | Energetic | households_cooling_final_demand_electricity | Electricity | EU | Energy demand | 0.16454 | FEC
BG | TYNDP2026 | NT | 2035 | TWh | 344 | Sub_sector | Households | Cooling | Households (cooling) | Energetic | households_cooling_final_demand_hydrogen | Hydrogen | EU | Energy demand | 0 | FEC
BG | TYNDP2026 | NT | 2035 | TWh | 345 | Sub_sector | Households | Cooling | Households (cooling) | Energetic | households_cooling_final_demand_methane | Methane | EU | Energy demand | 0 | FEC
BG | TYNDP2026 | NT | 2035 | TWh | 346 | Sub_sector | Households | Cooling | Households (cooling) | Energetic | households_cooling_final_demand_heat | Heat | EU | Energy demand | 0 | FEC
BG | TYNDP2026 | NT | 2035 | TWh | 347 | Sub_sector | Households | Cooling | Households (cooling) | Energetic | households_cooling_final_demand_biomass | Biomass | EU | Energy demand | 0 | FEC
BG | TYNDP2026 | NT | 2035 | TWh | 348 | Sub_sector | Households | Cooling | Households (cooling) | Energetic | households_cooling_final_demand_coal | Solids | EU | Energy demand | 0 | FEC
BG | TYNDP2026 | NT | 2035 | TWh | 349 | Sub_sector | Households | Cooling | Households (cooling) | Energetic | households_cooling_final_demand_oil | Liquids | EU | Energy demand | 0 | FEC
BG | TYNDP2026 | NT | 2035 | TWh | 350 | Sub_sector | Households | Cooling | Households (cooling) | Energetic | households_cooling_final_demand_other | Others | EU | Energy demand | 0 | FEC
BG | TYNDP2026 | NT | 2035 | TWh | 351 | Sub_sector | Households | Cooling | Households (cooling) | Energetic | households_cooling_final_demand_ammonia | Ammonia | EU | Energy demand | 0 | FEC
BG | TYNDP2026 | NT | 2035 | TWh | 354 | Sub_sector | Households | Hot water | Households (hot water) | Energetic | households_hot_water_final_demand_electricity | Electricity | EU | Energy demand | 0.77779 | FEC
BG | TYNDP2026 | NT | 2035 | TWh | 355 | Sub_sector | Households | Hot water | Households (hot water) | Energetic | households_hot_water_final_demand_hydrogen | Hydrogen | EU | Energy demand | 0 | FEC
BG | TYNDP2026 | NT | 2035 | TWh | 356 | Sub_sector | Households | Hot water | Households (hot water) | Energetic | households_hot_water_final_demand_methane | Methane | EU | Energy demand | 0.21316 | FEC
BG | TYNDP2026 | NT | 2035 | TWh | 357 | Sub_sector | Households | Hot water | Households (hot water) | Energetic | households_hot_water_final_demand_heat | Heat | EU | Energy demand | 0.92291 | FEC
BG | TYNDP2026 | NT | 2035 | TWh | 358 | Sub_sector | Households | Hot water | Households (hot water) | Energetic | households_hot_water_final_demand_biomass | Biomass | EU | Energy demand | 1.8689 | FEC
BG | TYNDP2026 | NT | 2035 | TWh | 359 | Sub_sector | Households | Hot water | Households (hot water) | Energetic | households_hot_water_final_demand_coal | Solids | EU | Energy demand | 0.66547 | FEC
BG | TYNDP2026 | NT | 2035 | TWh | 360 | Sub_sector | Households | Hot water | Households (hot water) | Energetic | households_hot_water_final_demand_oil | Liquids | EU | Energy demand | 0.063726 | FEC
BG | TYNDP2026 | NT | 2035 | TWh | 361 | Sub_sector | Households | Hot water | Households (hot water) | Energetic | households_hot_water_final_demand_other | Others | EU | Energy demand | 0.063465 | FEC
BG | TYNDP2026 | NT | 2035 | TWh | 362 | Sub_sector | Households | Hot water | Households (hot water) | Energetic | households_hot_water_final_demand_ammonia | Ammonia | EU | Energy demand | 0 | FEC
BG | TYNDP2026 | NT | 2035 | TWh | 365 | Sub_sector | Households | Appliances | Households (appliances) | Energetic | households_appliances_final_demand_electricity | Electricity | EU | Energy demand | 9.4921 | FEC
BG | TYNDP2026 | NT | 2035 | TWh | 366 | Sub_sector | Households | Appliances | Households (appliances) | Energetic | households_appliances_final_demand_hydrogen | Hydrogen | EU | Energy demand | 0.003 | FEC
BG | TYNDP2026 | NT | 2035 | TWh | 367 | Sub_sector | Households | Appliances | Households (appliances) | Energetic | households_appliances_final_demand_methane | Methane | EU | Energy demand | 0.18262 | FEC
BG | TYNDP2026 | NT | 2035 | TWh | 368 | Sub_sector | Households | Appliances | Households (appliances) | Energetic | households_appliances_final_demand_heat | Heat | EU | Energy demand | 0 | FEC
BG | TYNDP2026 | NT | 2035 | TWh | 369 | Sub_sector | Households | Appliances | Households (appliances) | Energetic | households_appliances_final_demand_biomass | Biomass | EU | Energy demand | 0.010163 | FEC
BG | TYNDP2026 | NT | 2035 | TWh | 370 | Sub_sector | Households | Appliances | Households (appliances) | Energetic | households_appliances_final_demand_coal | Solids | EU | Energy demand | 0 | FEC
BG | TYNDP2026 | NT | 2035 | TWh | 371 | Sub_sector | Households | Appliances | Households (appliances) | Energetic | households_appliances_final_demand_oil | Liquids | EU | Energy demand | 0 | FEC
BG | TYNDP2026 | NT | 2035 | TWh | 372 | Sub_sector | Households | Appliances | Households (appliances) | Energetic | households_appliances_final_demand_other | Others | EU | Energy demand | 0 | FEC
BG | TYNDP2026 | NT | 2035 | TWh | 373 | Sub_sector | Households | Appliances | Households (appliances) | Energetic | households_appliances_final_demand_ammonia | Ammonia | EU | Energy demand | 0 | FEC
BG | TYNDP2026 | NT | 2035 | TWh | 375 | Sub_sector | Buildings | Space heating | Buildings (heat) | Energetic | buildings_heat_final_demand_electricity | Electricity | EU | Energy demand | 2.2606 | FEC
BG | TYNDP2026 | NT | 2035 | TWh | 376 | Sub_sector | Buildings | Space heating | Buildings (heat) | Energetic | buildings_heat_final_demand_hydrogen | Hydrogen | EU | Energy demand | 0 | FEC
BG | TYNDP2026 | NT | 2035 | TWh | 377 | Sub_sector | Buildings | Space heating | Buildings (heat) | Energetic | buildings_heat_final_demand_methane | Methane | EU | Energy demand | 0.74673 | FEC
BG | TYNDP2026 | NT | 2035 | TWh | 378 | Sub_sector | Buildings | Space heating | Buildings (heat) | Energetic | buildings_heat_final_demand_heat | Heat | EU | Energy demand | 1.8555 | FEC
BG | TYNDP2026 | NT | 2035 | TWh | 379 | Sub_sector | Buildings | Space heating | Buildings (heat) | Energetic | buildings_heat_final_demand_biomass | Biomass | EU | Energy demand | 1.1143 | FEC
BG | TYNDP2026 | NT | 2035 | TWh | 380 | Sub_sector | Buildings | Space heating | Buildings (heat) | Energetic | buildings_heat_final_demand_coal | Solids | EU | Energy demand | 0.045681 | FEC
BG | TYNDP2026 | NT | 2035 | TWh | 381 | Sub_sector | Buildings | Space heating | Buildings (heat) | Energetic | buildings_heat_final_demand_oil | Liquids | EU | Energy demand | 0.32803 | FEC
BG | TYNDP2026 | NT | 2035 | TWh | 382 | Sub_sector | Buildings | Space heating | Buildings (heat) | Energetic | buildings_heat_final_demand_other | Others | EU | Energy demand | 0.022869 | FEC
BG | TYNDP2026 | NT | 2035 | TWh | 383 | Sub_sector | Buildings | Space heating | Buildings (heat) | Energetic | buildings_heat_final_demand_ammonia | Ammonia | EU | Energy demand | 0 | FEC
BG | TYNDP2026 | NT | 2035 | TWh | 386 | Sub_sector | Buildings | Cooling | Buildings (cooling) | Energetic | buildings_cooling_final_demand_electricity | Electricity | EU | Energy demand | 0.46016 | FEC
BG | TYNDP2026 | NT | 2035 | TWh | 387 | Sub_sector | Buildings | Cooling | Buildings (cooling) | Energetic | buildings_cooling_final_demand_hydrogen | Hydrogen | EU | Energy demand | 0 | FEC
BG | TYNDP2026 | NT | 2035 | TWh | 388 | Sub_sector | Buildings | Cooling | Buildings (cooling) | Energetic | buildings_cooling_final_demand_methane | Methane | EU | Energy demand | 0.00019127 | FEC
BG | TYNDP2026 | NT | 2035 | TWh | 389 | Sub_sector | Buildings | Cooling | Buildings (cooling) | Energetic | buildings_cooling_final_demand_heat | Heat | EU | Energy demand | 0 | FEC
BG | TYNDP2026 | NT | 2035 | TWh | 390 | Sub_sector | Buildings | Cooling | Buildings (cooling) | Energetic | buildings_cooling_final_demand_biomass | Biomass | EU | Energy demand | 0 | FEC
BG | TYNDP2026 | NT | 2035 | TWh | 391 | Sub_sector | Buildings | Cooling | Buildings (cooling) | Energetic | buildings_cooling_final_demand_coal | Solids | EU | Energy demand | 0 | FEC
BG | TYNDP2026 | NT | 2035 | TWh | 392 | Sub_sector | Buildings | Cooling | Buildings (cooling) | Energetic | buildings_cooling_final_demand_oil | Liquids | EU | Energy demand | 0 | FEC
BG | TYNDP2026 | NT | 2035 | TWh | 393 | Sub_sector | Buildings | Cooling | Buildings (cooling) | Energetic | buildings_cooling_final_demand_other | Others | EU | Energy demand | 0 | FEC
BG | TYNDP2026 | NT | 2035 | TWh | 394 | Sub_sector | Buildings | Cooling | Buildings (cooling) | Energetic | buildings_cooling_final_demand_ammonia | Ammonia | EU | Energy demand | 0 | FEC
BG | TYNDP2026 | NT | 2035 | TWh | 397 | Sub_sector | Buildings | Appliances | Buildings (appliances) | Energetic | buildings_appliances_final_demand_electricity | Electricity | EU | Energy demand | 5.1948 | FEC
BG | TYNDP2026 | NT | 2035 | TWh | 398 | Sub_sector | Buildings | Appliances | Buildings (appliances) | Energetic | buildings_appliances_final_demand_hydrogen | Hydrogen | EU | Energy demand | 0 | FEC
BG | TYNDP2026 | NT | 2035 | TWh | 399 | Sub_sector | Buildings | Appliances | Buildings (appliances) | Energetic | buildings_appliances_final_demand_methane | Methane | EU | Energy demand | 0.33191 | FEC
BG | TYNDP2026 | NT | 2035 | TWh | 400 | Sub_sector | Buildings | Appliances | Buildings (appliances) | Energetic | buildings_appliances_final_demand_heat | Heat | EU | Energy demand | 0 | FEC
BG | TYNDP2026 | NT | 2035 | TWh | 401 | Sub_sector | Buildings | Appliances | Buildings (appliances) | Energetic | buildings_appliances_final_demand_biomass | Biomass | EU | Energy demand | 0 | FEC
BG | TYNDP2026 | NT | 2035 | TWh | 402 | Sub_sector | Buildings | Appliances | Buildings (appliances) | Energetic | buildings_appliances_final_demand_coal | Solids | EU | Energy demand | 0 | FEC
BG | TYNDP2026 | NT | 2035 | TWh | 403 | Sub_sector | Buildings | Appliances | Buildings (appliances) | Energetic | buildings_appliances_final_demand_oil | Liquids | EU | Energy demand | 0 | FEC
BG | TYNDP2026 | NT | 2035 | TWh | 404 | Sub_sector | Buildings | Appliances | Buildings (appliances) | Energetic | buildings_appliances_final_demand_other | Others | EU | Energy demand | 0 | FEC
BG | TYNDP2026 | NT | 2035 | TWh | 405 | Sub_sector | Buildings | Appliances | Buildings (appliances) | Energetic | buildings_appliances_final_demand_ammonia | Ammonia | EU | Energy demand | 0 | FEC
BG | TYNDP2026 | NT | 2035 | TWh | 407 | Sub_sector | Buildings | Datacenters | Datacenters & ICT | Energetic | datacentres_final_demand_electricity_energetic | Electricity | EU | Energy demand | 0.89753 | FEC
BG | TYNDP2026 | NT | 2035 | TWh | 408 | Sub_sector | Buildings | Datacenters | Datacenters & ICT | Energetic | datacentres_final_demand_hydrogen_energetic | Hydrogen | EU | Energy demand | 0 | FEC
BG | TYNDP2026 | NT | 2035 | TWh | 409 | Sub_sector | Buildings | Datacenters | Datacenters & ICT | Energetic | datacentres_final_demand_methane_energetic | Methane | EU | Energy demand | 0 | FEC
BG | TYNDP2026 | NT | 2035 | TWh | 410 | Sub_sector | Buildings | Datacenters | Datacenters & ICT | Energetic | datacentres_final_demand_heat_energetic | Heat | EU | Energy demand | 0 | FEC
BG | TYNDP2026 | NT | 2035 | TWh | 411 | Sub_sector | Buildings | Datacenters | Datacenters & ICT | Energetic | datacentres_final_demand_biomass_energetic | Biomass | EU | Energy demand | 0 | FEC
BG | TYNDP2026 | NT | 2035 | TWh | 412 | Sub_sector | Buildings | Datacenters | Datacenters & ICT | Energetic | datacentres_final_demand_coal_energetic | Solids | EU | Energy demand | 0 | FEC
BG | TYNDP2026 | NT | 2035 | TWh | 413 | Sub_sector | Buildings | Datacenters | Datacenters & ICT | Energetic | datacentres_final_demand_oil_energetic | Liquids | EU | Energy demand | 0 | FEC
BG | TYNDP2026 | NT | 2035 | TWh | 414 | Sub_sector | Buildings | Datacenters | Datacenters & ICT | Energetic | datacentres_final_demand_other_energetic | Others | EU | Energy demand | 0 | FEC
BG | TYNDP2026 | NT | 2035 | TWh | 415 | Sub_sector | Buildings | Datacenters | Datacenters & ICT | Energetic | datacentres_final_demand_ammonia_energetic | Ammonia | EU | Energy demand | 0 | FEC
BG | TYNDP2026 | NT | 2035 | TWh | 417 | Sub_sector | Transport | Others_Sector | Others_Sector | Energetic | other_final_demand_electricity_energetic | Electricity | EU | Energy demand | 0 | FEC
BG | TYNDP2026 | NT | 2035 | TWh | 418 | Sub_sector | Transport | Others_Sector | Others_Sector | Energetic | other_final_demand_hydrogen_energetic | Hydrogen | EU | Energy demand | 0 | FEC
BG | TYNDP2026 | NT | 2035 | TWh | 419 | Sub_sector | Transport | Pipeline Transport | Others_Sector | Energetic | other_final_demand_methane_energetic | Methane | EU | Energy demand | 0.28253 | FEC
BG | TYNDP2026 | NT | 2035 | TWh | 420 | Sub_sector | Transport | Others_Sector | Others_Sector | Energetic | other_final_demand_heat_energetic | Heat | EU | Energy demand | 0 | FEC
BG | TYNDP2026 | NT | 2035 | TWh | 421 | Sub_sector | Transport | Others_Sector | Others_Sector | Energetic | other_final_demand_biomass_energetic | Biomass | EU | Energy demand | 0 | FEC
BG | TYNDP2026 | NT | 2035 | TWh | 422 | Sub_sector | Transport | Others_Sector | Others_Sector | Energetic | other_final_demand_coal_energetic | Solids | EU | Energy demand | 0 | FEC
BG | TYNDP2026 | NT | 2035 | TWh | 423 | Sub_sector | Transport | Others_Sector | Others_Sector | Energetic | other_final_demand_oil_energetic | Liquids | EU | Energy demand | 0 | FEC
BG | TYNDP2026 | NT | 2035 | TWh | 424 | Sub_sector | Others_Sector | Others_Sector | Others_Sector | Non-energetic | other_final_demand_oil_non_energetic | Liquids | EU | Energy demand | 0.11642 | not_included_in_FEC
BG | TYNDP2026 | NT | 2035 | TWh | 425 | Sub_sector | Transport | Others_Sector | Others_Sector | Energetic | other_final_demand_other_energetic | Others | EU | Energy demand | 0 | FEC
BG | TYNDP2026 | NT | 2035 | TWh | 426 | Sub_sector | Transport | Others_Sector | Others_Sector | Energetic | other_final_demand_ammonia_energetic | Ammonia | EU | Energy demand | 0 | FEC
BG | TYNDP2026 | NT | 2035 | TWh | 427 | Sub_sector | Industry | Surplus_Heat_in_Industry | Surplus_Heat_in_Industry | Energetic | final_demand_of_industry_unused_local_production_steam_hot_water | Heat | EU | Energy demand | 0.45745 | FEC
BG | TYNDP2026 | NT | 2035 | TWh | 429 | Sub_sector | Agriculture | Total | Agriculture | Energetic | agriculture_final_demand_electricity_energetic | Electricity | EU | Energy demand | 0 | FEC
BG | TYNDP2026 | NT | 2035 | TWh | 430 | Sub_sector | Agriculture | Total | Agriculture | Energetic | agriculture_final_demand_hydrogen_energetic | Hydrogen | EU | Energy demand | 0 | FEC
BG | TYNDP2026 | NT | 2035 | TWh | 431 | Sub_sector | Agriculture | Total | Agriculture | Energetic | agriculture_final_demand_methane_energetic | Methane | EU | Energy demand | 0.23543 | FEC
BG | TYNDP2026 | NT | 2035 | TWh | 432 | Sub_sector | Agriculture | Total | Agriculture | Energetic | agriculture_final_demand_heat_energetic | Heat | EU | Energy demand | 0.12055 | FEC
BG | TYNDP2026 | NT | 2035 | TWh | 433 | Sub_sector | Agriculture | Total | Agriculture | Energetic | agriculture_final_demand_biomass_energetic | Biomass | EU | Energy demand | 0.21288 | FEC
BG | TYNDP2026 | NT | 2035 | TWh | 434 | Sub_sector | Agriculture | Total | Agriculture | Energetic | agriculture_final_demand_coal_energetic | Solids | EU | Energy demand | 0 | FEC
BG | TYNDP2026 | NT | 2035 | TWh | 435 | Sub_sector | Agriculture | Total | Agriculture | Energetic | agriculture_final_demand_oil_energetic | Liquids | EU | Energy demand | 1.1642 | FEC
BG | TYNDP2026 | NT | 2035 | TWh | 436 | Sub_sector | Agriculture | Total | Agriculture | Energetic | agriculture_final_demand_other_energetic | Others | EU | Energy demand | 0 | FEC
BG | TYNDP2026 | NT | 2035 | TWh | 437 | Sub_sector | Agriculture | Total | Agriculture | Energetic | agriculture_final_demand_ammonia_energetic | Ammonia | EU | Energy demand | 0 | FEC
BG | TYNDP2026 | NT | 2035 | TWh | 447 | Sub_sector | Buildings | Surplus Energy | Buildings | Energetic | GAP | Electricity | EU | Energy demand | 0 | FEC
BG | TYNDP2026 | NT | 2035 | TWh | 448 | Sub_sector | Buildings | Surplus Energy | Buildings | Energetic | GAP | Hydrogen | EU | Energy demand | 0 | FEC
BG | TYNDP2026 | NT | 2035 | TWh | 449 | Sub_sector | Buildings | Surplus Energy | Buildings | Energetic | GAP | Methane | EU | Energy demand | 0 | FEC
BG | TYNDP2026 | NT | 2035 | TWh | 450 | Sub_sector | Buildings | Surplus Energy | Buildings | Energetic | GAP | Heat | EU | Energy demand | 0 | FEC
BG | TYNDP2026 | NT | 2035 | TWh | 451 | Sub_sector | Buildings | Surplus Energy | Buildings | Energetic | GAP | Biomass | EU | Energy demand | 0.17379 | FEC
BG | TYNDP2026 | NT | 2035 | TWh | 452 | Sub_sector | Buildings | Surplus Energy | Buildings | Energetic | GAP | Solids | EU | Energy demand | 0 | FEC
BG | TYNDP2026 | NT | 2035 | TWh | 453 | Sub_sector | Buildings | Surplus Energy | Buildings | Energetic | GAP | Liquids | EU | Energy demand | 0.030815 | FEC
BG | TYNDP2026 | NT | 2035 | TWh | 454 | Sub_sector | Buildings | Surplus Energy | Buildings | Energetic | GAP | Others | EU | Energy demand | 0 | FEC
BG | TYNDP2026 | NT | 2035 | TWh | 455 | Sub_sector | Buildings | Surplus Energy | Buildings | Energetic | GAP | Ammonia | EU | Energy demand | 0 | FEC
BG | TYNDP2026 | NT | 2035 | TWh | 456 | Sub_sector | Households | Surplus Energy | Households | Energetic | GAP | Electricity | EU | Energy demand | 0 | FEC
BG | TYNDP2026 | NT | 2035 | TWh | 457 | Sub_sector | Households | Surplus Energy | Households | Energetic | GAP | Hydrogen | EU | Energy demand | 0 | FEC
BG | TYNDP2026 | NT | 2035 | TWh | 458 | Sub_sector | Households | Surplus Energy | Households | Energetic | GAP | Methane | EU | Energy demand | 0 | FEC
BG | TYNDP2026 | NT | 2035 | TWh | 459 | Sub_sector | Households | Surplus Energy | Households | Energetic | GAP | Heat | EU | Energy demand | 0 | FEC
BG | TYNDP2026 | NT | 2035 | TWh | 460 | Sub_sector | Households | Surplus Energy | Households | Energetic | GAP | Biomass | EU | Energy demand | 0 | FEC
BG | TYNDP2026 | NT | 2035 | TWh | 461 | Sub_sector | Households | Surplus Energy | Households | Energetic | GAP | Solids | EU | Energy demand | 0 | FEC
BG | TYNDP2026 | NT | 2035 | TWh | 462 | Sub_sector | Households | Surplus Energy | Households | Energetic | GAP | Liquids | EU | Energy demand | 0 | FEC
BG | TYNDP2026 | NT | 2035 | TWh | 463 | Sub_sector | Households | Surplus Energy | Households | Energetic | GAP | Others | EU | Energy demand | 0 | FEC
BG | TYNDP2026 | NT | 2035 | TWh | 464 | Sub_sector | Households | Surplus Energy | Households | Energetic | GAP | Ammonia | EU | Energy demand | 0 | FEC
BG | TYNDP2026 | NT | 2040 | TWh | 102 | Sub_sector | Industry | Aluminium | Industry (aluminium) | Energetic | industry_aluminium_demand_electricity_energetic | Electricity | EU | Energy demand | 0 | FEC
BG | TYNDP2026 | NT | 2040 | TWh | 103 | Sub_sector | Industry | Aluminium | Industry (aluminium) | Energetic | industry_aluminium_demand_hydrogen_energetic | Hydrogen | EU | Energy demand | 0.349 | FEC
BG | TYNDP2026 | NT | 2040 | TWh | 104 | Sub_sector | Industry | Aluminium | Industry (aluminium) | Energetic | industry_aluminium_demand_methane_energetic | Methane | EU | Energy demand | 0 | FEC
BG | TYNDP2026 | NT | 2040 | TWh | 105 | Sub_sector | Industry | Aluminium | Industry (aluminium) | Energetic | industry_aluminium_demand_heat_energetic | Heat | EU | Energy demand | 0 | FEC
BG | TYNDP2026 | NT | 2040 | TWh | 106 | Sub_sector | Industry | Aluminium | Industry (aluminium) | Energetic | industry_aluminium_demand_biomass_energetic | Biomass | EU | Energy demand | 0 | FEC
BG | TYNDP2026 | NT | 2040 | TWh | 107 | Sub_sector | Industry | Aluminium | Industry (aluminium) | Energetic | industry_aluminium_demand_coal_energetic | Solids | EU | Energy demand | 0 | FEC
BG | TYNDP2026 | NT | 2040 | TWh | 108 | Sub_sector | Industry | Aluminium | Industry (aluminium) | Energetic | industry_aluminium_demand_oil_energetic | Liquids | EU | Energy demand | 0 | FEC
BG | TYNDP2026 | NT | 2040 | TWh | 109 | Sub_sector | Industry | Aluminium | Industry (aluminium) | Energetic | industry_aluminium_demand_others_energetic | Others | EU | Energy demand | 0 | FEC
BG | TYNDP2026 | NT | 2040 | TWh | 110 | Sub_sector | Industry | Aluminium | Industry (aluminium) | Energetic | industry_ammonia_demand_others_energetic | Ammonia | EU | Energy demand | 0 | FEC
BG | TYNDP2026 | NT | 2040 | TWh | 112 | Sub_sector | Industry | Chemicals | Industry (chemicals, energetic) | Energetic | industry_chemical_demand_electricity_energetic | Electricity | EU | Energy demand | 2.3361 | FEC
BG | TYNDP2026 | NT | 2040 | TWh | 113 | Sub_sector | Industry | Chemicals | Industry (chemicals, energetic) | Energetic | industry_chemical_demand_hydrogen_energetic | Hydrogen | EU | Energy demand | 0.367 | FEC
BG | TYNDP2026 | NT | 2040 | TWh | 114 | Sub_sector | Industry | Chemicals | Industry (chemicals, energetic) | Energetic | industry_chemical_demand_methane_energetic | Methane | EU | Energy demand | 0.5374 | FEC
BG | TYNDP2026 | NT | 2040 | TWh | 115 | Sub_sector | Industry | Chemicals | Industry (chemicals, energetic) | Energetic | industry_chemical_demand_heat_energetic | Heat | EU | Energy demand | 0.29837 | FEC
BG | TYNDP2026 | NT | 2040 | TWh | 116 | Sub_sector | Industry | Chemicals | Industry (chemicals, energetic) | Energetic | industry_chemical_demand_biomass_energetic | Biomass | EU | Energy demand | 0.12032 | FEC
BG | TYNDP2026 | NT | 2040 | TWh | 117 | Sub_sector | Industry | Chemicals | Industry (chemicals, energetic) | Energetic | industry_chemical_demand_coal_energetic | Solids | EU | Energy demand | 1.3584 | FEC
BG | TYNDP2026 | NT | 2040 | TWh | 118 | Sub_sector | Industry | Chemicals | Industry (chemicals, energetic) | Energetic | industry_chemical_demand_oil_energetic | Liquids | EU | Energy demand | 2.586 | FEC
BG | TYNDP2026 | NT | 2040 | TWh | 119 | Sub_sector | Industry | Chemicals | Industry (chemicals, energetic) | Energetic | industry_chemical_demand_others_energetic | Others | EU | Energy demand | 0 | FEC
BG | TYNDP2026 | NT | 2040 | TWh | 120 | Sub_sector | Industry | Chemicals | Industry (chemicals, energetic) | Energetic | industry_chemical_demand_ammonia_energetic | Ammonia | EU | Energy demand | 0 | FEC
BG | TYNDP2026 | NT | 2040 | TWh | 122 | Sub_sector | Industry | Chemicals | Industry (chemicals, non-energetic) | Non-energetic | industry_chemical_demand_electricity_non_energetic | Electricity | EU | Energy demand | 0 | not_included_in_FEC
BG | TYNDP2026 | NT | 2040 | TWh | 123 | Sub_sector | Industry | Chemicals | Industry (chemicals, non-energetic) | Non-energetic | industry_chemical_demand_hydrogen_non_energetic | Hydrogen | EU | Energy demand | 0 | not_included_in_FEC
BG | TYNDP2026 | NT | 2040 | TWh | 124 | Sub_sector | Industry | Chemicals | Industry (chemicals, non-energetic) | Non-energetic | industry_chemical_demand_methane_non_energetic | Methane | EU | Energy demand | 0 | not_included_in_FEC
BG | TYNDP2026 | NT | 2040 | TWh | 125 | Sub_sector | Industry | Chemicals | Industry (chemicals, non-energetic) | Non-energetic | industry_chemical_demand_heat_non_energetic | Heat | EU | Energy demand | 0 | not_included_in_FEC
BG | TYNDP2026 | NT | 2040 | TWh | 126 | Sub_sector | Industry | Chemicals | Industry (chemicals, non-energetic) | Non-energetic | industry_chemical_demand_biomass_non_energetic | Biomass | EU | Energy demand | 0 | not_included_in_FEC
BG | TYNDP2026 | NT | 2040 | TWh | 127 | Sub_sector | Industry | Chemicals | Industry (chemicals, non-energetic) | Non-energetic | industry_chemical_demand_coal_non_energetic | Solids | EU | Energy demand | 0 | not_included_in_FEC
BG | TYNDP2026 | NT | 2040 | TWh | 128 | Sub_sector | Industry | Chemicals | Industry (chemicals, non-energetic) | Non-energetic | industry_chemical_demand_oil_non_energetic | Liquids | EU | Energy demand | 0.22067 | not_included_in_FEC
BG | TYNDP2026 | NT | 2040 | TWh | 129 | Sub_sector | Industry | Chemicals | Industry (chemicals, non-energetic) | Non-energetic | industry_chemical_demand_others_non_energetic | Others | EU | Energy demand | 0 | not_included_in_FEC
BG | TYNDP2026 | NT | 2040 | TWh | 130 | Sub_sector | Industry | Chemicals | Industry (chemicals, non-energetic) | Non-energetic | industry_chemical_demand_ammonia_non_energetic | Ammonia | EU | Energy demand | 0 | not_included_in_FEC
BG | TYNDP2026 | NT | 2040 | TWh | 132 | Sub_sector | Industry | Fertilizers | Industry (fertilizers, energetic) | Energetic | industry_fertilizers_demand_electricity_energetic | Electricity | EU | Energy demand | 0.16347 | FEC
BG | TYNDP2026 | NT | 2040 | TWh | 133 | Sub_sector | Industry | Fertilizers | Industry (fertilizers, energetic) | Energetic | industry_fertilizers_demand_hydrogen_energetic | Hydrogen | EU | Energy demand | 0 | FEC
BG | TYNDP2026 | NT | 2040 | TWh | 134 | Sub_sector | Industry | Fertilizers | Industry (fertilizers, energetic) | Energetic | industry_fertilizers_demand_methane_energetic | Methane | EU | Energy demand | 0.65442 | FEC
BG | TYNDP2026 | NT | 2040 | TWh | 135 | Sub_sector | Industry | Fertilizers | Industry (fertilizers, energetic) | Energetic | industry_fertilizers_demand_heat_energetic | Heat | EU | Energy demand | 0 | FEC
BG | TYNDP2026 | NT | 2040 | TWh | 136 | Sub_sector | Industry | Fertilizers | Industry (fertilizers, energetic) | Energetic | industry_fertilizers_demand_biomass_energetic | Biomass | EU | Energy demand | 0 | FEC
BG | TYNDP2026 | NT | 2040 | TWh | 137 | Sub_sector | Industry | Fertilizers | Industry (fertilizers, energetic) | Energetic | industry_fertilizers_demand_coal_energetic | Solids | EU | Energy demand | 0 | FEC
BG | TYNDP2026 | NT | 2040 | TWh | 138 | Sub_sector | Industry | Fertilizers | Industry (fertilizers, energetic) | Energetic | industry_fertilizers_demand_oil_energetic | Liquids | EU | Energy demand | 0 | FEC
BG | TYNDP2026 | NT | 2040 | TWh | 139 | Sub_sector | Industry | Fertilizers | Industry (fertilizers, energetic) | Energetic | industry_fertilizers_demand_others_energetic | Others | EU | Energy demand | 0 | FEC
BG | TYNDP2026 | NT | 2040 | TWh | 140 | Sub_sector | Industry | Fertilizers | Industry (fertilizers, energetic) | Energetic | industry_fertilizers_demand_ammonia_energetic | Ammonia | EU | Energy demand | 0 | FEC
BG | TYNDP2026 | NT | 2040 | TWh | 142 | Sub_sector | Industry | Fertilizers | Industry (fertilizers, non-energetic) | Non-energetic | industry_fertilizers_demand_electricity_non_energetic | Electricity | EU | Energy demand | 0 | not_included_in_FEC
BG | TYNDP2026 | NT | 2040 | TWh | 143 | Sub_sector | Industry | Fertilizers | Industry (fertilizers, non-energetic) | Non-energetic | industry_fertilizers_demand_hydrogen_non_energetic | Hydrogen | EU | Energy demand | 0 | not_included_in_FEC
BG | TYNDP2026 | NT | 2040 | TWh | 144 | Sub_sector | Industry | Fertilizers | Industry (fertilizers, non-energetic) | Non-energetic | industry_fertilizers_demand_methane_non_energetic | Methane | EU | Energy demand | 0.61411 | not_included_in_FEC
BG | TYNDP2026 | NT | 2040 | TWh | 145 | Sub_sector | Industry | Fertilizers | Industry (fertilizers, non-energetic) | Non-energetic | industry_fertilizers_demand_heat_non_energetic | Heat | EU | Energy demand | 0 | not_included_in_FEC
BG | TYNDP2026 | NT | 2040 | TWh | 146 | Sub_sector | Industry | Fertilizers | Industry (fertilizers, non-energetic) | Non-energetic | industry_fertilizers_demand_biomass_non_energetic | Biomass | EU | Energy demand | 0 | not_included_in_FEC
BG | TYNDP2026 | NT | 2040 | TWh | 147 | Sub_sector | Industry | Fertilizers | Industry (fertilizers, non-energetic) | Non-energetic | industry_fertilizers_demand_coal_non_energetic | Solids | EU | Energy demand | 0 | not_included_in_FEC
BG | TYNDP2026 | NT | 2040 | TWh | 148 | Sub_sector | Industry | Fertilizers | Industry (fertilizers, non-energetic) | Non-energetic | industry_fertilizers_demand_oil_non_energetic | Liquids | EU | Energy demand | 0 | not_included_in_FEC
BG | TYNDP2026 | NT | 2040 | TWh | 149 | Sub_sector | Industry | Fertilizers | Industry (fertilizers, non-energetic) | Non-energetic | industry_fertilizers_demand_others_non_energetic | Others | EU | Energy demand | 0 | not_included_in_FEC
BG | TYNDP2026 | NT | 2040 | TWh | 150 | Sub_sector | Industry | Fertilizers | Industry (fertilizers, non-energetic) | Non-energetic | industry_fertilizers_demand_ammonia_non_energetic | Ammonia | EU | Energy demand | 0 | not_included_in_FEC
BG | TYNDP2026 | NT | 2040 | TWh | 152 | Sub_sector | Industry | Food | Industry (food) | Energetic | industry_food_demand_electricity_energetic | Electricity | EU | Energy demand | 2.881 | FEC
BG | TYNDP2026 | NT | 2040 | TWh | 153 | Sub_sector | Industry | Food | Industry (food) | Energetic | industry_food_demand_hydrogen_energetic | Hydrogen | EU | Energy demand | 0 | FEC
BG | TYNDP2026 | NT | 2040 | TWh | 154 | Sub_sector | Industry | Food | Industry (food) | Energetic | industry_food_demand_methane_energetic | Methane | EU | Energy demand | 0.91182 | FEC
BG | TYNDP2026 | NT | 2040 | TWh | 155 | Sub_sector | Industry | Food | Industry (food) | Energetic | industry_food_demand_heat_energetic | Heat | EU | Energy demand | 0.15665 | FEC
BG | TYNDP2026 | NT | 2040 | TWh | 156 | Sub_sector | Industry | Food | Industry (food) | Energetic | industry_food_demand_biomass_energetic | Biomass | EU | Energy demand | 0.13223 | FEC
BG | TYNDP2026 | NT | 2040 | TWh | 157 | Sub_sector | Industry | Food | Industry (food) | Energetic | industry_food_demand_coal_energetic | Solids | EU | Energy demand | 0.011211 | FEC
BG | TYNDP2026 | NT | 2040 | TWh | 158 | Sub_sector | Industry | Food | Industry (food) | Energetic | industry_food_demand_oil_energetic | Liquids | EU | Energy demand | 0.093773 | FEC
BG | TYNDP2026 | NT | 2040 | TWh | 159 | Sub_sector | Industry | Food | Industry (food) | Energetic | industry_food_demand_others_energetic | Others | EU | Energy demand | 0 | FEC
BG | TYNDP2026 | NT | 2040 | TWh | 160 | Sub_sector | Industry | Food | Industry (food) | Energetic | industry_food_demand_ammonia_energetic | Ammonia | EU | Energy demand | 0 | FEC
BG | TYNDP2026 | NT | 2040 | TWh | 162 | Sub_sector | Industry | Metals | Industry (metal) | Energetic | industry_metal_demand_electricity_energetic | Electricity | EU | Energy demand | 1.2389 | FEC
BG | TYNDP2026 | NT | 2040 | TWh | 163 | Sub_sector | Industry | Metals | Industry (metal) | Energetic | industry_metal_demand_hydrogen_energetic | Hydrogen | EU | Energy demand | 0 | FEC
BG | TYNDP2026 | NT | 2040 | TWh | 164 | Sub_sector | Industry | Metals | Industry (metal) | Energetic | industry_metal_demand_methane_energetic | Methane | EU | Energy demand | 0.28069 | FEC
BG | TYNDP2026 | NT | 2040 | TWh | 165 | Sub_sector | Industry | Metals | Industry (metal) | Energetic | industry_metal_demand_heat_energetic | Heat | EU | Energy demand | 0.13086 | FEC
BG | TYNDP2026 | NT | 2040 | TWh | 166 | Sub_sector | Industry | Metals | Industry (metal) | Energetic | industry_metal_demand_biomass_energetic | Biomass | EU | Energy demand | 0 | FEC
BG | TYNDP2026 | NT | 2040 | TWh | 167 | Sub_sector | Industry | Metals | Industry (metal) | Energetic | industry_metal_demand_coal_energetic | Solids | EU | Energy demand | 0 | FEC
BG | TYNDP2026 | NT | 2040 | TWh | 168 | Sub_sector | Industry | Metals | Industry (metal) | Energetic | industry_metal_demand_oil_energetic | Liquids | EU | Energy demand | 0.091185 | FEC
BG | TYNDP2026 | NT | 2040 | TWh | 169 | Sub_sector | Industry | Metals | Industry (metal) | Energetic | industry_metal_demand_others_energetic | Others | EU | Energy demand | 0 | FEC
BG | TYNDP2026 | NT | 2040 | TWh | 170 | Sub_sector | Industry | Metals | Industry (metal) | Energetic | industry_metal_demand_ammonia_energetic | Ammonia | EU | Energy demand | 0 | FEC
BG | TYNDP2026 | NT | 2040 | TWh | 172 | Sub_sector | Industry | Others | Industry (other, energetic) | Energetic | industry_other_demand_electricity_energetic | Electricity | EU | Energy demand | 4.1717 | FEC
BG | TYNDP2026 | NT | 2040 | TWh | 173 | Sub_sector | Industry | Others | Industry (other, energetic) | Energetic | industry_other_demand_hydrogen_energetic | Hydrogen | EU | Energy demand | 1.883 | FEC
BG | TYNDP2026 | NT | 2040 | TWh | 174 | Sub_sector | Industry | Others | Industry (other, energetic) | Energetic | industry_other_demand_methane_energetic | Methane | EU | Energy demand | 1.3871 | FEC
BG | TYNDP2026 | NT | 2040 | TWh | 175 | Sub_sector | Industry | Others | Industry (other, energetic) | Energetic | industry_other_demand_heat_energetic | Heat | EU | Energy demand | 0.67732 | FEC
BG | TYNDP2026 | NT | 2040 | TWh | 176 | Sub_sector | Industry | Others | Industry (other, energetic) | Energetic | industry_other_demand_biomass_energetic | Biomass | EU | Energy demand | 0.16911 | FEC
BG | TYNDP2026 | NT | 2040 | TWh | 177 | Sub_sector | Industry | Others | Industry (other, energetic) | Energetic | industry_other_demand_coal_energetic | Solids | EU | Energy demand | 0.18749 | FEC
BG | TYNDP2026 | NT | 2040 | TWh | 178 | Sub_sector | Industry | Others | Industry (other, energetic) | Energetic | industry_other_demand_oil_energetic | Liquids | EU | Energy demand | 0.38416 | FEC
BG | TYNDP2026 | NT | 2040 | TWh | 179 | Sub_sector | Industry | Others | Industry (other, energetic) | Energetic | industry_other_demand_others_energetic | Others | EU | Energy demand | 0 | FEC
BG | TYNDP2026 | NT | 2040 | TWh | 180 | Sub_sector | Industry | Others | Industry (other, energetic) | Energetic | industry_other_demand_ammonia_energetic | Ammonia | EU | Energy demand | 0 | FEC
BG | TYNDP2026 | NT | 2040 | TWh | 182 | Sub_sector | Industry | Others | Industry (other, non-energetic) | Non-energetic | industry_other_demand_electricity_non_energetic | Electricity | EU | Energy demand | 0 | not_included_in_FEC
BG | TYNDP2026 | NT | 2040 | TWh | 183 | Sub_sector | Industry | Others | Industry (other, non-energetic) | Non-energetic | industry_other_demand_hydrogen_non_energetic | Hydrogen | EU | Energy demand | 0.336 | not_included_in_FEC
BG | TYNDP2026 | NT | 2040 | TWh | 184 | Sub_sector | Industry | Others | Industry (other, non-energetic) | Non-energetic | industry_other_demand_methane_non_energetic | Methane | EU | Energy demand | 0 | not_included_in_FEC
BG | TYNDP2026 | NT | 2040 | TWh | 185 | Sub_sector | Industry | Others | Industry (other, non-energetic) | Non-energetic | industry_other_demand_heat_non_energetic | Heat | EU | Energy demand | 0 | not_included_in_FEC
BG | TYNDP2026 | NT | 2040 | TWh | 186 | Sub_sector | Industry | Others | Industry (other, non-energetic) | Non-energetic | industry_other_demand_biomass_non_energetic | Biomass | EU | Energy demand | 0 | not_included_in_FEC
BG | TYNDP2026 | NT | 2040 | TWh | 187 | Sub_sector | Industry | Others | Industry (other, non-energetic) | Non-energetic | industry_other_demand_coal_non_energetic | Solids | EU | Energy demand | 0 | not_included_in_FEC
BG | TYNDP2026 | NT | 2040 | TWh | 188 | Sub_sector | Industry | Others | Industry (other, non-energetic) | Non-energetic | industry_other_demand_oil_non_energetic | Liquids | EU | Energy demand | 0.77961 | not_included_in_FEC
BG | TYNDP2026 | NT | 2040 | TWh | 189 | Sub_sector | Industry | Others | Industry (other, non-energetic) | Non-energetic | industry_other_demand_others_non_energetic | Others | EU | Energy demand | 0 | not_included_in_FEC
BG | TYNDP2026 | NT | 2040 | TWh | 190 | Sub_sector | Industry | Others | Industry (other, non-energetic) | Non-energetic | industry_other_demand_ammonia_non_energetic | Ammonia | EU | Energy demand | 0 | not_included_in_FEC
BG | TYNDP2026 | NT | 2040 | TWh | 192 | Sub_sector | Industry | Paper | Industry (paper) | Energetic | industry_paper_demand_electricity_energetic | Electricity | EU | Energy demand | 0.71446 | FEC
BG | TYNDP2026 | NT | 2040 | TWh | 193 | Sub_sector | Industry | Paper | Industry (paper) | Energetic | industry_paper_demand_hydrogen_energetic | Hydrogen | EU | Energy demand | 0.233 | FEC
BG | TYNDP2026 | NT | 2040 | TWh | 194 | Sub_sector | Industry | Paper | Industry (paper) | Energetic | industry_paper_demand_methane_energetic | Methane | EU | Energy demand | 0.31774 | FEC
BG | TYNDP2026 | NT | 2040 | TWh | 195 | Sub_sector | Industry | Paper | Industry (paper) | Energetic | industry_paper_demand_heat_energetic | Heat | EU | Energy demand | 0.0036013 | FEC
BG | TYNDP2026 | NT | 2040 | TWh | 196 | Sub_sector | Industry | Paper | Industry (paper) | Energetic | industry_paper_demand_biomass_energetic | Biomass | EU | Energy demand | 0.9868 | FEC
BG | TYNDP2026 | NT | 2040 | TWh | 197 | Sub_sector | Industry | Paper | Industry (paper) | Energetic | industry_paper_demand_coal_energetic | Solids | EU | Energy demand | 0.0075089 | FEC
BG | TYNDP2026 | NT | 2040 | TWh | 198 | Sub_sector | Industry | Paper | Industry (paper) | Energetic | industry_paper_demand_oil_energetic | Liquids | EU | Energy demand | 0.0074052 | FEC
BG | TYNDP2026 | NT | 2040 | TWh | 199 | Sub_sector | Industry | Paper | Industry (paper) | Energetic | industry_paper_demand_others_energetic | Others | EU | Energy demand | 0 | FEC
BG | TYNDP2026 | NT | 2040 | TWh | 200 | Sub_sector | Industry | Paper | Industry (paper) | Energetic | industry_paper_demand_ammonia_energetic | Ammonia | EU | Energy demand | 0 | FEC
BG | TYNDP2026 | NT | 2040 | TWh | 202 | Sub_sector | Industry | Refineries | Industry (refineries, energetic) | Energetic | industry_refinery_demand_electricity_energetic | Electricity | EU | Energy demand | 0.48141 | not_included_in_FEC
BG | TYNDP2026 | NT | 2040 | TWh | 203 | Sub_sector | Industry | Refineries | Industry (refineries, energetic) | Energetic | industry_refinery_demand_hydrogen_energetic | Hydrogen | EU | Energy demand | 0 | not_included_in_FEC
BG | TYNDP2026 | NT | 2040 | TWh | 204 | Sub_sector | Industry | Refineries | Industry (refineries, energetic) | Energetic | industry_refinery_demand_methane_energetic | Methane | EU | Energy demand | 0.34459 | not_included_in_FEC
BG | TYNDP2026 | NT | 2040 | TWh | 205 | Sub_sector | Industry | Refineries | Industry (refineries, energetic) | Energetic | industry_refinery_demand_heat_energetic | Heat | EU | Energy demand | 0 | not_included_in_FEC
BG | TYNDP2026 | NT | 2040 | TWh | 206 | Sub_sector | Industry | Refineries | Industry (refineries, energetic) | Energetic | industry_refinery_demand_biomass_energetic | Biomass | EU | Energy demand | 0 | not_included_in_FEC
BG | TYNDP2026 | NT | 2040 | TWh | 207 | Sub_sector | Industry | Refineries | Industry (refineries, energetic) | Energetic | industry_refinery_demand_coal_energetic | Solids | EU | Energy demand | 0 | not_included_in_FEC
BG | TYNDP2026 | NT | 2040 | TWh | 208 | Sub_sector | Industry | Refineries | Industry (refineries, energetic) | Energetic | industry_refinery_demand_oil_energetic | Liquids | EU | Energy demand | 3.3622 | not_included_in_FEC
BG | TYNDP2026 | NT | 2040 | TWh | 209 | Sub_sector | Industry | Refineries | Industry (refineries, energetic) | Energetic | industry_refinery_demand_others_energetic | Others | EU | Energy demand | 0 | not_included_in_FEC
BG | TYNDP2026 | NT | 2040 | TWh | 210 | Sub_sector | Industry | Refineries | Industry (refineries, energetic) | Energetic | industry_refinery_demand_ammonia_energetic | Ammonia | EU | Energy demand | 0 | not_included_in_FEC
BG | TYNDP2026 | NT | 2040 | TWh | 212 | Sub_sector | Industry | Refineries | Industry (refineries, non-energetic) | Non-energetic | industry_refinery_demand_electricity_non_energetic | Electricity | EU | Energy demand | 0 | not_included_in_FEC
BG | TYNDP2026 | NT | 2040 | TWh | 213 | Sub_sector | Industry | Refineries | Industry (refineries, non-energetic) | Non-energetic | industry_refinery_demand_hydrogen_non_energetic | Hydrogen | EU | Energy demand | 0 | not_included_in_FEC
BG | TYNDP2026 | NT | 2040 | TWh | 214 | Sub_sector | Industry | Refineries | Industry (refineries, non-energetic) | Non-energetic | industry_refinery_demand_methane_non_energetic | Methane | EU | Energy demand | 0 | not_included_in_FEC
BG | TYNDP2026 | NT | 2040 | TWh | 215 | Sub_sector | Industry | Refineries | Industry (refineries, non-energetic) | Non-energetic | industry_refinery_demand_heat_non_energetic | Heat | EU | Energy demand | 0 | not_included_in_FEC
BG | TYNDP2026 | NT | 2040 | TWh | 216 | Sub_sector | Industry | Refineries | Industry (refineries, non-energetic) | Non-energetic | industry_refinery_demand_biomass_non_energetic | Biomass | EU | Energy demand | 0 | not_included_in_FEC
BG | TYNDP2026 | NT | 2040 | TWh | 217 | Sub_sector | Industry | Refineries | Industry (refineries, non-energetic) | Non-energetic | industry_refinery_demand_coal_non_energetic | Solids | EU | Energy demand | 0 | not_included_in_FEC
BG | TYNDP2026 | NT | 2040 | TWh | 218 | Sub_sector | Industry | Refineries | Industry (refineries, non-energetic) | Non-energetic | industry_refinery_demand_oil_non_energetic | Liquids | EU | Energy demand | 0 | not_included_in_FEC
BG | TYNDP2026 | NT | 2040 | TWh | 219 | Sub_sector | Industry | Refineries | Industry (refineries, non-energetic) | Non-energetic | industry_refinery_demand_others_non_energetic | Others | EU | Energy demand | 0 | not_included_in_FEC
BG | TYNDP2026 | NT | 2040 | TWh | 220 | Sub_sector | Industry | Refineries | Industry (refineries, non-energetic) | Non-energetic | industry_refinery_demand_ammonia_non_energetic | Ammonia | EU | Energy demand | 0 | not_included_in_FEC
BG | TYNDP2026 | NT | 2040 | TWh | 222 | Sub_sector | Industry | Steel | Industry (steel) | Energetic | industry_steel_demand_electricity_energetic | Electricity | EU | Energy demand | 1.6477 | FEC
BG | TYNDP2026 | NT | 2040 | TWh | 223 | Sub_sector | Industry | Steel | Industry (steel) | Energetic | industry_steel_demand_hydrogen_energetic | Hydrogen | EU | Energy demand | 0.306 | FEC
BG | TYNDP2026 | NT | 2040 | TWh | 224 | Sub_sector | Industry | Steel | Industry (steel) | Energetic | industry_steel_demand_methane_energetic | Methane | EU | Energy demand | 0.55533 | FEC
BG | TYNDP2026 | NT | 2040 | TWh | 225 | Sub_sector | Industry | Steel | Industry (steel) | Energetic | industry_steel_demand_heat_energetic | Heat | EU | Energy demand | 0.00025797 | FEC
BG | TYNDP2026 | NT | 2040 | TWh | 226 | Sub_sector | Industry | Steel | Industry (steel) | Energetic | industry_steel_demand_biomass_energetic | Biomass | EU | Energy demand | 0.00033249 | FEC
BG | TYNDP2026 | NT | 2040 | TWh | 227 | Sub_sector | Industry | Steel | Industry (steel) | Energetic | industry_steel_demand_coal_energetic | Solids | EU | Energy demand | 0.00021249 | FEC
BG | TYNDP2026 | NT | 2040 | TWh | 228 | Sub_sector | Industry | Steel | Industry (steel) | Energetic | industry_steel_demand_oil_energetic | Liquids | EU | Energy demand | 0.0022408 | FEC
BG | TYNDP2026 | NT | 2040 | TWh | 229 | Sub_sector | Industry | Steel | Industry (steel) | Energetic | industry_steel_demand_others_energetic | Others | EU | Energy demand | 0 | FEC
BG | TYNDP2026 | NT | 2040 | TWh | 230 | Sub_sector | Industry | Steel | Industry (steel) | Energetic | industry_steel_demand_ammonia_energetic | Ammonia | EU | Energy demand | 0 | FEC
BG | TYNDP2026 | NT | 2040 | TWh | 232 | Sub_sector | Transport | Cars | Transport (cars) | Energetic | transport_cars_final_demand_electricity | Electricity | EU | Energy demand | 0.078424 | FEC
BG | TYNDP2026 | NT | 2040 | TWh | 233 | Sub_sector | Transport | Cars | Transport (cars) | Energetic | transport_cars_final_demand_hydrogen | Hydrogen | EU | Energy demand | 0.194 | FEC
BG | TYNDP2026 | NT | 2040 | TWh | 234 | Sub_sector | Transport | Cars | Transport (cars) | Energetic | transport_cars_final_demand_methane | Methane | EU | Energy demand | 0.3423 | FEC
BG | TYNDP2026 | NT | 2040 | TWh | 235 | Sub_sector | Transport | Cars | Transport (cars) | Energetic | transport_cars_final_demand_heat | Heat | EU | Energy demand | 0 | FEC
BG | TYNDP2026 | NT | 2040 | TWh | 236 | Sub_sector | Transport | Cars | Transport (cars) | Energetic | transport_cars_final_demand_biomass | Biomass | EU | Energy demand | 0 | FEC
BG | TYNDP2026 | NT | 2040 | TWh | 237 | Sub_sector | Transport | Cars | Transport (cars) | Energetic | transport_cars_final_demand_coal | Solids | EU | Energy demand | 0 | FEC
BG | TYNDP2026 | NT | 2040 | TWh | 238 | Sub_sector | Transport | Cars | Transport (cars) | Energetic | transport_cars_final_demand_oil | Liquids | EU | Energy demand | 14.2288 | FEC
BG | TYNDP2026 | NT | 2040 | TWh | 239 | Sub_sector | Transport | Cars | Transport (cars) | Energetic | transport_cars_final_demand_other | Others | EU | Energy demand | 0 | FEC
BG | TYNDP2026 | NT | 2040 | TWh | 240 | Sub_sector | Transport | Cars | Transport (cars) | Energetic | transport_cars_final_demand_ammonia | Ammonia | EU | Energy demand | 0 | FEC
BG | TYNDP2026 | NT | 2040 | TWh | 242 | Sub_sector | Transport | Busses | Transport (busses) | Energetic | transport_busses_final_demand_electricity | Electricity | EU | Energy demand | 0.40775 | FEC
BG | TYNDP2026 | NT | 2040 | TWh | 243 | Sub_sector | Transport | Busses | Transport (busses) | Energetic | transport_busses_final_demand_hydrogen | Hydrogen | EU | Energy demand | 0.141 | FEC
BG | TYNDP2026 | NT | 2040 | TWh | 244 | Sub_sector | Transport | Busses | Transport (busses) | Energetic | transport_busses_final_demand_methane | Methane | EU | Energy demand | 0.17143 | FEC
BG | TYNDP2026 | NT | 2040 | TWh | 245 | Sub_sector | Transport | Busses | Transport (busses) | Energetic | transport_busses_final_demand_heat | Heat | EU | Energy demand | 0 | FEC
BG | TYNDP2026 | NT | 2040 | TWh | 246 | Sub_sector | Transport | Busses | Transport (busses) | Energetic | transport_busses_final_demand_biomass | Biomass | EU | Energy demand | 0 | FEC
BG | TYNDP2026 | NT | 2040 | TWh | 247 | Sub_sector | Transport | Busses | Transport (busses) | Energetic | transport_busses_final_demand_coal | Solids | EU | Energy demand | 0 | FEC
BG | TYNDP2026 | NT | 2040 | TWh | 248 | Sub_sector | Transport | Busses | Transport (busses) | Energetic | transport_busses_final_demand_oil | Liquids | EU | Energy demand | 0.87128 | FEC
BG | TYNDP2026 | NT | 2040 | TWh | 249 | Sub_sector | Transport | Busses | Transport (busses) | Energetic | transport_busses_final_demand_other | Others | EU | Energy demand | 0 | FEC
BG | TYNDP2026 | NT | 2040 | TWh | 250 | Sub_sector | Transport | Busses | Transport (busses) | Energetic | transport_busses_final_demand_ammonia | Ammonia | EU | Energy demand | 0 | FEC
BG | TYNDP2026 | NT | 2040 | TWh | 252 | Sub_sector | Transport | Trucks | Transport (trucks) | Energetic | transport_trucks_final_demand_electricity | Electricity | EU | Energy demand | 0 | FEC
BG | TYNDP2026 | NT | 2040 | TWh | 253 | Sub_sector | Transport | Trucks | Transport (trucks) | Energetic | transport_trucks_final_demand_hydrogen | Hydrogen | EU | Energy demand | 1.666 | FEC
BG | TYNDP2026 | NT | 2040 | TWh | 254 | Sub_sector | Transport | Trucks | Transport (trucks) | Energetic | transport_trucks_final_demand_methane | Methane | EU | Energy demand | 0.00089664 | FEC
BG | TYNDP2026 | NT | 2040 | TWh | 255 | Sub_sector | Transport | Trucks | Transport (trucks) | Energetic | transport_trucks_final_demand_heat | Heat | EU | Energy demand | 0 | FEC
BG | TYNDP2026 | NT | 2040 | TWh | 256 | Sub_sector | Transport | Trucks | Transport (trucks) | Energetic | transport_trucks_final_demand_biomass | Biomass | EU | Energy demand | 0 | FEC
BG | TYNDP2026 | NT | 2040 | TWh | 257 | Sub_sector | Transport | Trucks | Transport (trucks) | Energetic | transport_trucks_final_demand_coal | Solids | EU | Energy demand | 0 | FEC
BG | TYNDP2026 | NT | 2040 | TWh | 258 | Sub_sector | Transport | Trucks | Transport (trucks) | Energetic | transport_trucks_final_demand_oil | Liquids | EU | Energy demand | 10.6517 | FEC
BG | TYNDP2026 | NT | 2040 | TWh | 259 | Sub_sector | Transport | Trucks | Transport (trucks) | Energetic | transport_trucks_final_demand_other | Others | EU | Energy demand | 0 | FEC
BG | TYNDP2026 | NT | 2040 | TWh | 260 | Sub_sector | Transport | Trucks | Transport (trucks) | Energetic | transport_trucks_final_demand_ammonia | Ammonia | EU | Energy demand | 0 | FEC
BG | TYNDP2026 | NT | 2040 | TWh | 262 | Sub_sector | Transport | Vans | Transport (vans) | Energetic | transport_vans_final_demand_electricity | Electricity | EU | Energy demand | 0.023436 | FEC
BG | TYNDP2026 | NT | 2040 | TWh | 263 | Sub_sector | Transport | Vans | Transport (vans) | Energetic | transport_vans_final_demand_hydrogen | Hydrogen | EU | Energy demand | 0.084 | FEC
BG | TYNDP2026 | NT | 2040 | TWh | 264 | Sub_sector | Transport | Vans | Transport (vans) | Energetic | transport_vans_final_demand_methane | Methane | EU | Energy demand | 0.0023817 | FEC
BG | TYNDP2026 | NT | 2040 | TWh | 265 | Sub_sector | Transport | Vans | Transport (vans) | Energetic | transport_vans_final_demand_heat | Heat | EU | Energy demand | 0 | FEC
BG | TYNDP2026 | NT | 2040 | TWh | 266 | Sub_sector | Transport | Vans | Transport (vans) | Energetic | transport_vans_final_demand_biomass | Biomass | EU | Energy demand | 0 | FEC
BG | TYNDP2026 | NT | 2040 | TWh | 267 | Sub_sector | Transport | Vans | Transport (vans) | Energetic | transport_vans_final_demand_coal | Solids | EU | Energy demand | 0 | FEC
BG | TYNDP2026 | NT | 2040 | TWh | 268 | Sub_sector | Transport | Vans | Transport (vans) | Energetic | transport_vans_final_demand_oil | Liquids | EU | Energy demand | 3.3499 | FEC
BG | TYNDP2026 | NT | 2040 | TWh | 269 | Sub_sector | Transport | Vans | Transport (vans) | Energetic | transport_vans_final_demand_other | Others | EU | Energy demand | 0 | FEC
BG | TYNDP2026 | NT | 2040 | TWh | 270 | Sub_sector | Transport | Vans | Transport (vans) | Energetic | transport_vans_final_demand_ammonia | Ammonia | EU | Energy demand | 0 | FEC
BG | TYNDP2026 | NT | 2040 | TWh | 272 | Sub_sector | Transport | Freight trains | Transport (trains) | Energetic | transport_trains_final_demand_electricity | Electricity | EU | Energy demand | 8.5075 | FEC
BG | TYNDP2026 | NT | 2040 | TWh | 273 | Sub_sector | Transport | Freight trains | Transport (trains) | Energetic | transport_trains_final_demand_hydrogen | Hydrogen | EU | Energy demand | 0 | FEC
BG | TYNDP2026 | NT | 2040 | TWh | 274 | Sub_sector | Transport | Freight trains | Transport (trains) | Energetic | transport_trains_final_demand_methane | Methane | EU | Energy demand | 0 | FEC
BG | TYNDP2026 | NT | 2040 | TWh | 275 | Sub_sector | Transport | Freight trains | Transport (trains) | Energetic | transport_trains_final_demand_heat | Heat | EU | Energy demand | 0 | FEC
BG | TYNDP2026 | NT | 2040 | TWh | 276 | Sub_sector | Transport | Freight trains | Transport (trains) | Energetic | transport_trains_final_demand_biomass | Biomass | EU | Energy demand | 0 | FEC
BG | TYNDP2026 | NT | 2040 | TWh | 277 | Sub_sector | Transport | Freight trains | Transport (trains) | Energetic | transport_trains_final_demand_coal | Solids | EU | Energy demand | 0 | FEC
BG | TYNDP2026 | NT | 2040 | TWh | 278 | Sub_sector | Transport | Freight trains | Transport (trains) | Energetic | transport_trains_final_demand_oil | Liquids | EU | Energy demand | 0.15999 | FEC
BG | TYNDP2026 | NT | 2040 | TWh | 279 | Sub_sector | Transport | Freight trains | Transport (trains) | Energetic | transport_trains_final_demand_other | Others | EU | Energy demand | 0 | FEC
BG | TYNDP2026 | NT | 2040 | TWh | 280 | Sub_sector | Transport | Freight trains | Transport (trains) | Energetic | transport_trains_final_demand_ammonia | Ammonia | EU | Energy demand | 0 | FEC
BG | TYNDP2026 | NT | 2040 | TWh | 282 | Sub_sector | Transport | Ships | Transport (ships) | Energetic | transport_ships_final_demand_electricity | Electricity | EU | Energy demand | 0.43325 | FEC
BG | TYNDP2026 | NT | 2040 | TWh | 283 | Sub_sector | Transport | Ships | Transport (ships) | Energetic | transport_ships_final_demand_hydrogen | Hydrogen | EU | Energy demand | 0 | FEC
BG | TYNDP2026 | NT | 2040 | TWh | 284 | Sub_sector | Transport | Ships | Transport (ships) | Energetic | transport_ships_final_demand_methane | Methane | EU | Energy demand | 0.00029745 | FEC
BG | TYNDP2026 | NT | 2040 | TWh | 285 | Sub_sector | Transport | Ships | Transport (ships) | Energetic | transport_ships_final_demand_heat | Heat | EU | Energy demand | 0 | FEC
BG | TYNDP2026 | NT | 2040 | TWh | 286 | Sub_sector | Transport | Ships | Transport (ships) | Energetic | transport_ships_final_demand_biomass | Biomass | EU | Energy demand | 0 | FEC
BG | TYNDP2026 | NT | 2040 | TWh | 287 | Sub_sector | Transport | Ships | Transport (ships) | Energetic | transport_ships_final_demand_coal | Solids | EU | Energy demand | 0 | FEC
BG | TYNDP2026 | NT | 2040 | TWh | 288 | Sub_sector | Transport | Ships | Transport (ships) | Energetic | transport_ships_final_demand_oil | Liquids | EU | Energy demand | 4.11e-05 | FEC
BG | TYNDP2026 | NT | 2040 | TWh | 289 | Sub_sector | Transport | Ships | Transport (ships) | Energetic | transport_ships_final_demand_other | Others | EU | Energy demand | 0 | FEC
BG | TYNDP2026 | NT | 2040 | TWh | 290 | Sub_sector | Transport | Ships | Transport (ships) | Energetic | transport_ships_final_demand_ammonia | Ammonia | EU | Energy demand | 0 | FEC
BG | TYNDP2026 | NT | 2040 | TWh | 292 | Sub_sector | Transport | Planes | Transport (planes) | Energetic | transport_planes_final_demand_electricity | Electricity | EU | Energy demand | 0 | FEC
BG | TYNDP2026 | NT | 2040 | TWh | 293 | Sub_sector | Transport | Planes | Transport (planes) | Energetic | transport_planes_final_demand_hydrogen | Hydrogen | EU | Energy demand | 0 | FEC
BG | TYNDP2026 | NT | 2040 | TWh | 294 | Sub_sector | Transport | Planes | Transport (planes) | Energetic | transport_planes_final_demand_methane | Methane | EU | Energy demand | 0 | FEC
BG | TYNDP2026 | NT | 2040 | TWh | 295 | Sub_sector | Transport | Planes | Transport (planes) | Energetic | transport_planes_final_demand_heat | Heat | EU | Energy demand | 0 | FEC
BG | TYNDP2026 | NT | 2040 | TWh | 296 | Sub_sector | Transport | Planes | Transport (planes) | Energetic | transport_planes_final_demand_biomass | Biomass | EU | Energy demand | 0 | FEC
BG | TYNDP2026 | NT | 2040 | TWh | 297 | Sub_sector | Transport | Planes | Transport (planes) | Energetic | transport_planes_final_demand_coal | Solids | EU | Energy demand | 0 | FEC
BG | TYNDP2026 | NT | 2040 | TWh | 298 | Sub_sector | Transport | Planes | Transport (planes) | Energetic | transport_planes_final_demand_oil | Liquids | EU | Energy demand | 0.063963 | FEC
BG | TYNDP2026 | NT | 2040 | TWh | 299 | Sub_sector | Transport | Planes | Transport (planes) | Energetic | transport_planes_final_demand_other | Others | EU | Energy demand | 0 | FEC
BG | TYNDP2026 | NT | 2040 | TWh | 300 | Sub_sector | Transport | Planes | Transport (planes) | Energetic | transport_planes_final_demand_ammonia | Ammonia | EU | Energy demand | 0 | FEC
BG | TYNDP2026 | NT | 2040 | TWh | 302 | Sub_sector | Transport | Others | Transport (others) | Energetic | transport_other_final_demand_electricity | Electricity | EU | Energy demand | 0.014796 | FEC
BG | TYNDP2026 | NT | 2040 | TWh | 303 | Sub_sector | Transport | Others | Transport (others) | Energetic | transport_other_final_demand_hydrogen | Hydrogen | EU | Energy demand | 0.037 | FEC
BG | TYNDP2026 | NT | 2040 | TWh | 304 | Sub_sector | Transport | Others | Transport (others) | Energetic | transport_other_final_demand_methane | Methane | EU | Energy demand | 0 | FEC
BG | TYNDP2026 | NT | 2040 | TWh | 305 | Sub_sector | Transport | Others | Transport (others) | Energetic | transport_other_final_demand_heat | Heat | EU | Energy demand | 0 | FEC
BG | TYNDP2026 | NT | 2040 | TWh | 306 | Sub_sector | Transport | Others | Transport (others) | Energetic | transport_other_final_demand_biomass | Biomass | EU | Energy demand | 0 | FEC
BG | TYNDP2026 | NT | 2040 | TWh | 307 | Sub_sector | Transport | Others | Transport (others) | Energetic | transport_other_final_demand_coal | Solids | EU | Energy demand | 0 | FEC
BG | TYNDP2026 | NT | 2040 | TWh | 308 | Sub_sector | Transport | Others | Transport (others) | Energetic | transport_other_final_demand_oil | Liquids | EU | Energy demand | 0.17266 | FEC
BG | TYNDP2026 | NT | 2040 | TWh | 309 | Sub_sector | Transport | Others | Transport (others) | Energetic | transport_other_final_demand_other | Others | EU | Energy demand | 0 | FEC
BG | TYNDP2026 | NT | 2040 | TWh | 310 | Sub_sector | Transport | Others | Transport (others) | Energetic | transport_other_final_demand_ammonia | Ammonia | EU | Energy demand | 0 | FEC
BG | TYNDP2026 | NT | 2040 | TWh | 312 | Sub_sector | International transport | International aviation | Transport (int. aviation) | Energetic | transport_int_aviation_final_demand_electricity | Electricity | EU | Energy demand | 0 | FEC
BG | TYNDP2026 | NT | 2040 | TWh | 313 | Sub_sector | International transport | International aviation | Transport (int. aviation) | Energetic | transport_int_aviation_final_demand_hydrogen | Hydrogen | EU | Energy demand | 0 | FEC
BG | TYNDP2026 | NT | 2040 | TWh | 314 | Sub_sector | International transport | International aviation | Transport (int. aviation) | Energetic | transport_int_aviation_final_demand_methane | Methane | EU | Energy demand | 0 | FEC
BG | TYNDP2026 | NT | 2040 | TWh | 315 | Sub_sector | International transport | International aviation | Transport (int. aviation) | Energetic | transport_int_aviation_final_demand_heat | Heat | EU | Energy demand | 0 | FEC
BG | TYNDP2026 | NT | 2040 | TWh | 316 | Sub_sector | International transport | International aviation | Transport (int. aviation) | Energetic | transport_int_aviation_final_demand_biofuels | Biomass | EU | Energy demand | 0 | FEC
BG | TYNDP2026 | NT | 2040 | TWh | 317 | Sub_sector | International transport | International aviation | Transport (int. aviation) | Energetic | transport_int_aviation_final_demand_coal | Solids | EU | Energy demand | 0 | FEC
BG | TYNDP2026 | NT | 2040 | TWh | 318 | Sub_sector | International transport | International aviation | Transport (int. aviation) | Energetic | transport_int_aviation_final_demand_oil | Liquids | EU | Energy demand | 2.4836 | FEC
BG | TYNDP2026 | NT | 2040 | TWh | 319 | Sub_sector | International transport | International aviation | Transport (int. aviation) | Energetic | transport_int_aviation_final_demand_other | Others | EU | Energy demand | 0 | FEC
BG | TYNDP2026 | NT | 2040 | TWh | 320 | Sub_sector | International transport | International aviation | Transport (int. aviation) | Energetic | transport_int_aviation_final_demand_ammonia | Ammonia | EU | Energy demand | 0 | FEC
BG | TYNDP2026 | NT | 2040 | TWh | 322 | Sub_sector | International transport | International shipping | Transport (int. shipping) | Energetic | transport_int_shipping_final_demand_electricity | Electricity | EU | Energy demand | 0 | not_included_in_FEC
BG | TYNDP2026 | NT | 2040 | TWh | 323 | Sub_sector | International transport | International shipping | Transport (int. shipping) | Energetic | transport_int_shipping_final_demand_hydrogen | Hydrogen | EU | Energy demand | 0 | not_included_in_FEC
BG | TYNDP2026 | NT | 2040 | TWh | 324 | Sub_sector | International transport | International shipping | Transport (int. shipping) | Energetic | transport_int_shipping_final_demand_methane | Methane | EU | Energy demand | 0 | not_included_in_FEC
BG | TYNDP2026 | NT | 2040 | TWh | 325 | Sub_sector | International transport | International shipping | Transport (int. shipping) | Energetic | transport_int_shipping_final_demand_heat | Heat | EU | Energy demand | 0 | not_included_in_FEC
BG | TYNDP2026 | NT | 2040 | TWh | 326 | Sub_sector | International transport | International shipping | Transport (int. shipping) | Energetic | transport_int_shipping_final_demand_biofuels | Biomass | EU | Energy demand | 0 | not_included_in_FEC
BG | TYNDP2026 | NT | 2040 | TWh | 327 | Sub_sector | International transport | International shipping | Transport (int. shipping) | Energetic | transport_int_shipping_final_demand_coal | Solids | EU | Energy demand | 0 | not_included_in_FEC
BG | TYNDP2026 | NT | 2040 | TWh | 328 | Sub_sector | International transport | International shipping | Transport (int. shipping) | Energetic | transport_int_shipping_final_demand_oil | Liquids | EU | Energy demand | 0.7308 | not_included_in_FEC
BG | TYNDP2026 | NT | 2040 | TWh | 329 | Sub_sector | International transport | International shipping | Transport (int. shipping) | Energetic | transport_int_shipping_final_demand_other | Others | EU | Energy demand | 0 | not_included_in_FEC
BG | TYNDP2026 | NT | 2040 | TWh | 330 | Sub_sector | International transport | International shipping | Transport (int. shipping) | Energetic | transport_int_shipping_final_demand_ammonia | Ammonia | EU | Energy demand | 0 | not_included_in_FEC
BG | TYNDP2026 | NT | 2040 | TWh | 332 | Sub_sector | Households | Space heating | Households (heating) | Energetic | households_heating_final_demand_electricity | Electricity | EU | Energy demand | 1.2878 | FEC
BG | TYNDP2026 | NT | 2040 | TWh | 333 | Sub_sector | Households | Space heating | Households (heating) | Energetic | households_heating_final_demand_hydrogen | Hydrogen | EU | Energy demand | 0 | FEC
BG | TYNDP2026 | NT | 2040 | TWh | 334 | Sub_sector | Households | Space heating | Households (heating) | Energetic | households_heating_final_demand_methane | Methane | EU | Energy demand | 0.23542 | FEC
BG | TYNDP2026 | NT | 2040 | TWh | 335 | Sub_sector | Households | Space heating | Households (heating) | Energetic | households_heating_final_demand_heat | Heat | EU | Energy demand | 1.0461 | FEC
BG | TYNDP2026 | NT | 2040 | TWh | 336 | Sub_sector | Households | Space heating | Households (heating) | Energetic | households_heating_final_demand_biomass | Biomass | EU | Energy demand | 3.3186 | FEC
BG | TYNDP2026 | NT | 2040 | TWh | 337 | Sub_sector | Households | Space heating | Households (heating) | Energetic | households_heating_final_demand_coal | Solids | EU | Energy demand | 1.5982 | FEC
BG | TYNDP2026 | NT | 2040 | TWh | 338 | Sub_sector | Households | Space heating | Households (heating) | Energetic | households_heating_final_demand_oil | Liquids | EU | Energy demand | 0.15817 | FEC
BG | TYNDP2026 | NT | 2040 | TWh | 339 | Sub_sector | Households | Space heating | Households (heating) | Energetic | households_heating_final_demand_other | Others | EU | Energy demand | 0 | FEC
BG | TYNDP2026 | NT | 2040 | TWh | 340 | Sub_sector | Households | Space heating | Households (heating) | Energetic | households_heating_final_demand_ammonia | Ammonia | EU | Energy demand | 0 | FEC
BG | TYNDP2026 | NT | 2040 | TWh | 343 | Sub_sector | Households | Cooling | Households (cooling) | Energetic | households_cooling_final_demand_electricity | Electricity | EU | Energy demand | 0.19559 | FEC
BG | TYNDP2026 | NT | 2040 | TWh | 344 | Sub_sector | Households | Cooling | Households (cooling) | Energetic | households_cooling_final_demand_hydrogen | Hydrogen | EU | Energy demand | 0 | FEC
BG | TYNDP2026 | NT | 2040 | TWh | 345 | Sub_sector | Households | Cooling | Households (cooling) | Energetic | households_cooling_final_demand_methane | Methane | EU | Energy demand | 0 | FEC
BG | TYNDP2026 | NT | 2040 | TWh | 346 | Sub_sector | Households | Cooling | Households (cooling) | Energetic | households_cooling_final_demand_heat | Heat | EU | Energy demand | 0 | FEC
BG | TYNDP2026 | NT | 2040 | TWh | 347 | Sub_sector | Households | Cooling | Households (cooling) | Energetic | households_cooling_final_demand_biomass | Biomass | EU | Energy demand | 0 | FEC
BG | TYNDP2026 | NT | 2040 | TWh | 348 | Sub_sector | Households | Cooling | Households (cooling) | Energetic | households_cooling_final_demand_coal | Solids | EU | Energy demand | 0 | FEC
BG | TYNDP2026 | NT | 2040 | TWh | 349 | Sub_sector | Households | Cooling | Households (cooling) | Energetic | households_cooling_final_demand_oil | Liquids | EU | Energy demand | 0 | FEC
BG | TYNDP2026 | NT | 2040 | TWh | 350 | Sub_sector | Households | Cooling | Households (cooling) | Energetic | households_cooling_final_demand_other | Others | EU | Energy demand | 0 | FEC
BG | TYNDP2026 | NT | 2040 | TWh | 351 | Sub_sector | Households | Cooling | Households (cooling) | Energetic | households_cooling_final_demand_ammonia | Ammonia | EU | Energy demand | 0 | FEC
BG | TYNDP2026 | NT | 2040 | TWh | 354 | Sub_sector | Households | Hot water | Households (hot water) | Energetic | households_hot_water_final_demand_electricity | Electricity | EU | Energy demand | 0.76999 | FEC
BG | TYNDP2026 | NT | 2040 | TWh | 355 | Sub_sector | Households | Hot water | Households (hot water) | Energetic | households_hot_water_final_demand_hydrogen | Hydrogen | EU | Energy demand | 0 | FEC
BG | TYNDP2026 | NT | 2040 | TWh | 356 | Sub_sector | Households | Hot water | Households (hot water) | Energetic | households_hot_water_final_demand_methane | Methane | EU | Energy demand | 0.19731 | FEC
BG | TYNDP2026 | NT | 2040 | TWh | 357 | Sub_sector | Households | Hot water | Households (hot water) | Energetic | households_hot_water_final_demand_heat | Heat | EU | Energy demand | 0.8543 | FEC
BG | TYNDP2026 | NT | 2040 | TWh | 358 | Sub_sector | Households | Hot water | Households (hot water) | Energetic | households_hot_water_final_demand_biomass | Biomass | EU | Energy demand | 1.73 | FEC
BG | TYNDP2026 | NT | 2040 | TWh | 359 | Sub_sector | Households | Hot water | Households (hot water) | Energetic | households_hot_water_final_demand_coal | Solids | EU | Energy demand | 0.616 | FEC
BG | TYNDP2026 | NT | 2040 | TWh | 360 | Sub_sector | Households | Hot water | Households (hot water) | Energetic | households_hot_water_final_demand_oil | Liquids | EU | Energy demand | 0.058989 | FEC
BG | TYNDP2026 | NT | 2040 | TWh | 361 | Sub_sector | Households | Hot water | Households (hot water) | Energetic | households_hot_water_final_demand_other | Others | EU | Energy demand | 0.057613 | FEC
BG | TYNDP2026 | NT | 2040 | TWh | 362 | Sub_sector | Households | Hot water | Households (hot water) | Energetic | households_hot_water_final_demand_ammonia | Ammonia | EU | Energy demand | 0 | FEC
BG | TYNDP2026 | NT | 2040 | TWh | 365 | Sub_sector | Households | Appliances | Households (appliances) | Energetic | households_appliances_final_demand_electricity | Electricity | EU | Energy demand | 9.5209 | FEC
BG | TYNDP2026 | NT | 2040 | TWh | 366 | Sub_sector | Households | Appliances | Households (appliances) | Energetic | households_appliances_final_demand_hydrogen | Hydrogen | EU | Energy demand | 0.014 | FEC
BG | TYNDP2026 | NT | 2040 | TWh | 367 | Sub_sector | Households | Appliances | Households (appliances) | Energetic | households_appliances_final_demand_methane | Methane | EU | Energy demand | 0.17173 | FEC
BG | TYNDP2026 | NT | 2040 | TWh | 368 | Sub_sector | Households | Appliances | Households (appliances) | Energetic | households_appliances_final_demand_heat | Heat | EU | Energy demand | 0 | FEC
BG | TYNDP2026 | NT | 2040 | TWh | 369 | Sub_sector | Households | Appliances | Households (appliances) | Energetic | households_appliances_final_demand_biomass | Biomass | EU | Energy demand | 0.0095572 | FEC
BG | TYNDP2026 | NT | 2040 | TWh | 370 | Sub_sector | Households | Appliances | Households (appliances) | Energetic | households_appliances_final_demand_coal | Solids | EU | Energy demand | 0 | FEC
BG | TYNDP2026 | NT | 2040 | TWh | 371 | Sub_sector | Households | Appliances | Households (appliances) | Energetic | households_appliances_final_demand_oil | Liquids | EU | Energy demand | 0 | FEC
BG | TYNDP2026 | NT | 2040 | TWh | 372 | Sub_sector | Households | Appliances | Households (appliances) | Energetic | households_appliances_final_demand_other | Others | EU | Energy demand | 0 | FEC
BG | TYNDP2026 | NT | 2040 | TWh | 373 | Sub_sector | Households | Appliances | Households (appliances) | Energetic | households_appliances_final_demand_ammonia | Ammonia | EU | Energy demand | 0 | FEC
BG | TYNDP2026 | NT | 2040 | TWh | 375 | Sub_sector | Buildings | Space heating | Buildings (heat) | Energetic | buildings_heat_final_demand_electricity | Electricity | EU | Energy demand | 2.0116 | FEC
BG | TYNDP2026 | NT | 2040 | TWh | 376 | Sub_sector | Buildings | Space heating | Buildings (heat) | Energetic | buildings_heat_final_demand_hydrogen | Hydrogen | EU | Energy demand | 0 | FEC
BG | TYNDP2026 | NT | 2040 | TWh | 377 | Sub_sector | Buildings | Space heating | Buildings (heat) | Energetic | buildings_heat_final_demand_methane | Methane | EU | Energy demand | 0.64397 | FEC
BG | TYNDP2026 | NT | 2040 | TWh | 378 | Sub_sector | Buildings | Space heating | Buildings (heat) | Energetic | buildings_heat_final_demand_heat | Heat | EU | Energy demand | 1.6002 | FEC
BG | TYNDP2026 | NT | 2040 | TWh | 379 | Sub_sector | Buildings | Space heating | Buildings (heat) | Energetic | buildings_heat_final_demand_biomass | Biomass | EU | Energy demand | 0.96097 | FEC
BG | TYNDP2026 | NT | 2040 | TWh | 380 | Sub_sector | Buildings | Space heating | Buildings (heat) | Energetic | buildings_heat_final_demand_coal | Solids | EU | Energy demand | 0.039395 | FEC
BG | TYNDP2026 | NT | 2040 | TWh | 381 | Sub_sector | Buildings | Space heating | Buildings (heat) | Energetic | buildings_heat_final_demand_oil | Liquids | EU | Energy demand | 0.28289 | FEC
BG | TYNDP2026 | NT | 2040 | TWh | 382 | Sub_sector | Buildings | Space heating | Buildings (heat) | Energetic | buildings_heat_final_demand_other | Others | EU | Energy demand | 0.019721 | FEC
BG | TYNDP2026 | NT | 2040 | TWh | 383 | Sub_sector | Buildings | Space heating | Buildings (heat) | Energetic | buildings_heat_final_demand_ammonia | Ammonia | EU | Energy demand | 0 | FEC
BG | TYNDP2026 | NT | 2040 | TWh | 386 | Sub_sector | Buildings | Cooling | Buildings (cooling) | Energetic | buildings_cooling_final_demand_electricity | Electricity | EU | Energy demand | 0.47007 | FEC
BG | TYNDP2026 | NT | 2040 | TWh | 387 | Sub_sector | Buildings | Cooling | Buildings (cooling) | Energetic | buildings_cooling_final_demand_hydrogen | Hydrogen | EU | Energy demand | 0 | FEC
BG | TYNDP2026 | NT | 2040 | TWh | 388 | Sub_sector | Buildings | Cooling | Buildings (cooling) | Energetic | buildings_cooling_final_demand_methane | Methane | EU | Energy demand | 0.00018937 | FEC
BG | TYNDP2026 | NT | 2040 | TWh | 389 | Sub_sector | Buildings | Cooling | Buildings (cooling) | Energetic | buildings_cooling_final_demand_heat | Heat | EU | Energy demand | 0 | FEC
BG | TYNDP2026 | NT | 2040 | TWh | 390 | Sub_sector | Buildings | Cooling | Buildings (cooling) | Energetic | buildings_cooling_final_demand_biomass | Biomass | EU | Energy demand | 0 | FEC
BG | TYNDP2026 | NT | 2040 | TWh | 391 | Sub_sector | Buildings | Cooling | Buildings (cooling) | Energetic | buildings_cooling_final_demand_coal | Solids | EU | Energy demand | 0 | FEC
BG | TYNDP2026 | NT | 2040 | TWh | 392 | Sub_sector | Buildings | Cooling | Buildings (cooling) | Energetic | buildings_cooling_final_demand_oil | Liquids | EU | Energy demand | 0 | FEC
BG | TYNDP2026 | NT | 2040 | TWh | 393 | Sub_sector | Buildings | Cooling | Buildings (cooling) | Energetic | buildings_cooling_final_demand_other | Others | EU | Energy demand | 0 | FEC
BG | TYNDP2026 | NT | 2040 | TWh | 394 | Sub_sector | Buildings | Cooling | Buildings (cooling) | Energetic | buildings_cooling_final_demand_ammonia | Ammonia | EU | Energy demand | 0 | FEC
BG | TYNDP2026 | NT | 2040 | TWh | 397 | Sub_sector | Buildings | Appliances | Buildings (appliances) | Energetic | buildings_appliances_final_demand_electricity | Electricity | EU | Energy demand | 5.3068 | FEC
BG | TYNDP2026 | NT | 2040 | TWh | 398 | Sub_sector | Buildings | Appliances | Buildings (appliances) | Energetic | buildings_appliances_final_demand_hydrogen | Hydrogen | EU | Energy demand | 0 | FEC
BG | TYNDP2026 | NT | 2040 | TWh | 399 | Sub_sector | Buildings | Appliances | Buildings (appliances) | Energetic | buildings_appliances_final_demand_methane | Methane | EU | Energy demand | 0.3286 | FEC
BG | TYNDP2026 | NT | 2040 | TWh | 400 | Sub_sector | Buildings | Appliances | Buildings (appliances) | Energetic | buildings_appliances_final_demand_heat | Heat | EU | Energy demand | 0 | FEC
BG | TYNDP2026 | NT | 2040 | TWh | 401 | Sub_sector | Buildings | Appliances | Buildings (appliances) | Energetic | buildings_appliances_final_demand_biomass | Biomass | EU | Energy demand | 0 | FEC
BG | TYNDP2026 | NT | 2040 | TWh | 402 | Sub_sector | Buildings | Appliances | Buildings (appliances) | Energetic | buildings_appliances_final_demand_coal | Solids | EU | Energy demand | 0 | FEC
BG | TYNDP2026 | NT | 2040 | TWh | 403 | Sub_sector | Buildings | Appliances | Buildings (appliances) | Energetic | buildings_appliances_final_demand_oil | Liquids | EU | Energy demand | 0 | FEC
BG | TYNDP2026 | NT | 2040 | TWh | 404 | Sub_sector | Buildings | Appliances | Buildings (appliances) | Energetic | buildings_appliances_final_demand_other | Others | EU | Energy demand | 0 | FEC
BG | TYNDP2026 | NT | 2040 | TWh | 405 | Sub_sector | Buildings | Appliances | Buildings (appliances) | Energetic | buildings_appliances_final_demand_ammonia | Ammonia | EU | Energy demand | 0 | FEC
BG | TYNDP2026 | NT | 2040 | TWh | 407 | Sub_sector | Buildings | Datacenters | Datacenters & ICT | Energetic | datacentres_final_demand_electricity_energetic | Electricity | EU | Energy demand | 0.6174 | FEC
BG | TYNDP2026 | NT | 2040 | TWh | 408 | Sub_sector | Buildings | Datacenters | Datacenters & ICT | Energetic | datacentres_final_demand_hydrogen_energetic | Hydrogen | EU | Energy demand | 0 | FEC
BG | TYNDP2026 | NT | 2040 | TWh | 409 | Sub_sector | Buildings | Datacenters | Datacenters & ICT | Energetic | datacentres_final_demand_methane_energetic | Methane | EU | Energy demand | 0 | FEC
BG | TYNDP2026 | NT | 2040 | TWh | 410 | Sub_sector | Buildings | Datacenters | Datacenters & ICT | Energetic | datacentres_final_demand_heat_energetic | Heat | EU | Energy demand | 0 | FEC
BG | TYNDP2026 | NT | 2040 | TWh | 411 | Sub_sector | Buildings | Datacenters | Datacenters & ICT | Energetic | datacentres_final_demand_biomass_energetic | Biomass | EU | Energy demand | 0 | FEC
BG | TYNDP2026 | NT | 2040 | TWh | 412 | Sub_sector | Buildings | Datacenters | Datacenters & ICT | Energetic | datacentres_final_demand_coal_energetic | Solids | EU | Energy demand | 0 | FEC
BG | TYNDP2026 | NT | 2040 | TWh | 413 | Sub_sector | Buildings | Datacenters | Datacenters & ICT | Energetic | datacentres_final_demand_oil_energetic | Liquids | EU | Energy demand | 0 | FEC
BG | TYNDP2026 | NT | 2040 | TWh | 414 | Sub_sector | Buildings | Datacenters | Datacenters & ICT | Energetic | datacentres_final_demand_other_energetic | Others | EU | Energy demand | 0 | FEC
BG | TYNDP2026 | NT | 2040 | TWh | 415 | Sub_sector | Buildings | Datacenters | Datacenters & ICT | Energetic | datacentres_final_demand_ammonia_energetic | Ammonia | EU | Energy demand | 0 | FEC
BG | TYNDP2026 | NT | 2040 | TWh | 417 | Sub_sector | Transport | Others_Sector | Others_Sector | Energetic | other_final_demand_electricity_energetic | Electricity | EU | Energy demand | 0 | FEC
BG | TYNDP2026 | NT | 2040 | TWh | 418 | Sub_sector | Transport | Others_Sector | Others_Sector | Energetic | other_final_demand_hydrogen_energetic | Hydrogen | EU | Energy demand | 0 | FEC
BG | TYNDP2026 | NT | 2040 | TWh | 419 | Sub_sector | Transport | Pipeline Transport | Others_Sector | Energetic | other_final_demand_methane_energetic | Methane | EU | Energy demand | 0.21861 | FEC
BG | TYNDP2026 | NT | 2040 | TWh | 420 | Sub_sector | Transport | Others_Sector | Others_Sector | Energetic | other_final_demand_heat_energetic | Heat | EU | Energy demand | 0 | FEC
BG | TYNDP2026 | NT | 2040 | TWh | 421 | Sub_sector | Transport | Others_Sector | Others_Sector | Energetic | other_final_demand_biomass_energetic | Biomass | EU | Energy demand | 0 | FEC
BG | TYNDP2026 | NT | 2040 | TWh | 422 | Sub_sector | Transport | Others_Sector | Others_Sector | Energetic | other_final_demand_coal_energetic | Solids | EU | Energy demand | 0 | FEC
BG | TYNDP2026 | NT | 2040 | TWh | 423 | Sub_sector | Transport | Others_Sector | Others_Sector | Energetic | other_final_demand_oil_energetic | Liquids | EU | Energy demand | 0 | FEC
BG | TYNDP2026 | NT | 2040 | TWh | 424 | Sub_sector | Others_Sector | Others_Sector | Others_Sector | Non-energetic | other_final_demand_oil_non_energetic | Liquids | EU | Energy demand | 0.090084 | not_included_in_FEC
BG | TYNDP2026 | NT | 2040 | TWh | 425 | Sub_sector | Transport | Others_Sector | Others_Sector | Energetic | other_final_demand_other_energetic | Others | EU | Energy demand | 0 | FEC
BG | TYNDP2026 | NT | 2040 | TWh | 426 | Sub_sector | Transport | Others_Sector | Others_Sector | Energetic | other_final_demand_ammonia_energetic | Ammonia | EU | Energy demand | 0 | FEC
BG | TYNDP2026 | NT | 2040 | TWh | 427 | Sub_sector | Industry | Surplus_Heat_in_Industry | Surplus_Heat_in_Industry | Energetic | final_demand_of_industry_unused_local_production_steam_hot_water | Heat | EU | Energy demand | 0.66714 | FEC
BG | TYNDP2026 | NT | 2040 | TWh | 429 | Sub_sector | Agriculture | Total | Agriculture | Energetic | agriculture_final_demand_electricity_energetic | Electricity | EU | Energy demand | 0 | FEC
BG | TYNDP2026 | NT | 2040 | TWh | 430 | Sub_sector | Agriculture | Total | Agriculture | Energetic | agriculture_final_demand_hydrogen_energetic | Hydrogen | EU | Energy demand | 0 | FEC
BG | TYNDP2026 | NT | 2040 | TWh | 431 | Sub_sector | Agriculture | Total | Agriculture | Energetic | agriculture_final_demand_methane_energetic | Methane | EU | Energy demand | 0.11629 | FEC
BG | TYNDP2026 | NT | 2040 | TWh | 432 | Sub_sector | Agriculture | Total | Agriculture | Energetic | agriculture_final_demand_heat_energetic | Heat | EU | Energy demand | 0.10851 | FEC
BG | TYNDP2026 | NT | 2040 | TWh | 433 | Sub_sector | Agriculture | Total | Agriculture | Energetic | agriculture_final_demand_biomass_energetic | Biomass | EU | Energy demand | 0.038046 | FEC
BG | TYNDP2026 | NT | 2040 | TWh | 434 | Sub_sector | Agriculture | Total | Agriculture | Energetic | agriculture_final_demand_coal_energetic | Solids | EU | Energy demand | 0 | FEC
BG | TYNDP2026 | NT | 2040 | TWh | 435 | Sub_sector | Agriculture | Total | Agriculture | Energetic | agriculture_final_demand_oil_energetic | Liquids | EU | Energy demand | 1.3052 | FEC
BG | TYNDP2026 | NT | 2040 | TWh | 436 | Sub_sector | Agriculture | Total | Agriculture | Energetic | agriculture_final_demand_other_energetic | Others | EU | Energy demand | 0 | FEC
BG | TYNDP2026 | NT | 2040 | TWh | 437 | Sub_sector | Agriculture | Total | Agriculture | Energetic | agriculture_final_demand_ammonia_energetic | Ammonia | EU | Energy demand | 0 | FEC
BG | TYNDP2026 | NT | 2040 | TWh | 447 | Sub_sector | Buildings | Surplus Energy | Buildings | Energetic | GAP | Electricity | EU | Energy demand | 0 | FEC
BG | TYNDP2026 | NT | 2040 | TWh | 448 | Sub_sector | Buildings | Surplus Energy | Buildings | Energetic | GAP | Hydrogen | EU | Energy demand | 0 | FEC
BG | TYNDP2026 | NT | 2040 | TWh | 449 | Sub_sector | Buildings | Surplus Energy | Buildings | Energetic | GAP | Methane | EU | Energy demand | 0 | FEC
BG | TYNDP2026 | NT | 2040 | TWh | 450 | Sub_sector | Buildings | Surplus Energy | Buildings | Energetic | GAP | Heat | EU | Energy demand | 0 | FEC
BG | TYNDP2026 | NT | 2040 | TWh | 451 | Sub_sector | Buildings | Surplus Energy | Buildings | Energetic | GAP | Biomass | EU | Energy demand | 0.17205 | FEC
BG | TYNDP2026 | NT | 2040 | TWh | 452 | Sub_sector | Buildings | Surplus Energy | Buildings | Energetic | GAP | Solids | EU | Energy demand | 0 | FEC
BG | TYNDP2026 | NT | 2040 | TWh | 453 | Sub_sector | Buildings | Surplus Energy | Buildings | Energetic | GAP | Liquids | EU | Energy demand | 0.030508 | FEC
BG | TYNDP2026 | NT | 2040 | TWh | 454 | Sub_sector | Buildings | Surplus Energy | Buildings | Energetic | GAP | Others | EU | Energy demand | 0 | FEC
BG | TYNDP2026 | NT | 2040 | TWh | 455 | Sub_sector | Buildings | Surplus Energy | Buildings | Energetic | GAP | Ammonia | EU | Energy demand | 0 | FEC
BG | TYNDP2026 | NT | 2040 | TWh | 456 | Sub_sector | Households | Surplus Energy | Households | Energetic | GAP | Electricity | EU | Energy demand | 0 | FEC
BG | TYNDP2026 | NT | 2040 | TWh | 457 | Sub_sector | Households | Surplus Energy | Households | Energetic | GAP | Hydrogen | EU | Energy demand | 0 | FEC
BG | TYNDP2026 | NT | 2040 | TWh | 458 | Sub_sector | Households | Surplus Energy | Households | Energetic | GAP | Methane | EU | Energy demand | 0 | FEC
BG | TYNDP2026 | NT | 2040 | TWh | 459 | Sub_sector | Households | Surplus Energy | Households | Energetic | GAP | Heat | EU | Energy demand | 0 | FEC
BG | TYNDP2026 | NT | 2040 | TWh | 460 | Sub_sector | Households | Surplus Energy | Households | Energetic | GAP | Biomass | EU | Energy demand | 0 | FEC
BG | TYNDP2026 | NT | 2040 | TWh | 461 | Sub_sector | Households | Surplus Energy | Households | Energetic | GAP | Solids | EU | Energy demand | 0 | FEC
BG | TYNDP2026 | NT | 2040 | TWh | 462 | Sub_sector | Households | Surplus Energy | Households | Energetic | GAP | Liquids | EU | Energy demand | 0 | FEC
BG | TYNDP2026 | NT | 2040 | TWh | 463 | Sub_sector | Households | Surplus Energy | Households | Energetic | GAP | Others | EU | Energy demand | 0 | FEC
BG | TYNDP2026 | NT | 2040 | TWh | 464 | Sub_sector | Households | Surplus Energy | Households | Energetic | GAP | Ammonia | EU | Energy demand | 0 | FEC
BG | TYNDP2026 | NT | 2050 | TWh | 102 | Sub_sector | Industry | Aluminium | Industry (aluminium) | Energetic | industry_aluminium_demand_electricity_energetic | Electricity | EU | Energy demand | 0 | FEC
BG | TYNDP2026 | NT | 2050 | TWh | 103 | Sub_sector | Industry | Aluminium | Industry (aluminium) | Energetic | industry_aluminium_demand_hydrogen_energetic | Hydrogen | EU | Energy demand | 0.155 | FEC
BG | TYNDP2026 | NT | 2050 | TWh | 104 | Sub_sector | Industry | Aluminium | Industry (aluminium) | Energetic | industry_aluminium_demand_methane_energetic | Methane | EU | Energy demand | 0 | FEC
BG | TYNDP2026 | NT | 2050 | TWh | 105 | Sub_sector | Industry | Aluminium | Industry (aluminium) | Energetic | industry_aluminium_demand_heat_energetic | Heat | EU | Energy demand | 0 | FEC
BG | TYNDP2026 | NT | 2050 | TWh | 106 | Sub_sector | Industry | Aluminium | Industry (aluminium) | Energetic | industry_aluminium_demand_biomass_energetic | Biomass | EU | Energy demand | 0 | FEC
BG | TYNDP2026 | NT | 2050 | TWh | 107 | Sub_sector | Industry | Aluminium | Industry (aluminium) | Energetic | industry_aluminium_demand_coal_energetic | Solids | EU | Energy demand | 0 | FEC
BG | TYNDP2026 | NT | 2050 | TWh | 108 | Sub_sector | Industry | Aluminium | Industry (aluminium) | Energetic | industry_aluminium_demand_oil_energetic | Liquids | EU | Energy demand | 0 | FEC
BG | TYNDP2026 | NT | 2050 | TWh | 109 | Sub_sector | Industry | Aluminium | Industry (aluminium) | Energetic | industry_aluminium_demand_others_energetic | Others | EU | Energy demand | 0 | FEC
BG | TYNDP2026 | NT | 2050 | TWh | 110 | Sub_sector | Industry | Aluminium | Industry (aluminium) | Energetic | industry_ammonia_demand_others_energetic | Ammonia | EU | Energy demand | 0 | FEC
BG | TYNDP2026 | NT | 2050 | TWh | 112 | Sub_sector | Industry | Chemicals | Industry (chemicals, energetic) | Energetic | industry_chemical_demand_electricity_energetic | Electricity | EU | Energy demand | 2.54 | FEC
BG | TYNDP2026 | NT | 2050 | TWh | 113 | Sub_sector | Industry | Chemicals | Industry (chemicals, energetic) | Energetic | industry_chemical_demand_hydrogen_energetic | Hydrogen | EU | Energy demand | 0.04 | FEC
BG | TYNDP2026 | NT | 2050 | TWh | 114 | Sub_sector | Industry | Chemicals | Industry (chemicals, energetic) | Energetic | industry_chemical_demand_methane_energetic | Methane | EU | Energy demand | 0.479 | FEC
BG | TYNDP2026 | NT | 2050 | TWh | 115 | Sub_sector | Industry | Chemicals | Industry (chemicals, energetic) | Energetic | industry_chemical_demand_heat_energetic | Heat | EU | Energy demand | 0.26594 | FEC
BG | TYNDP2026 | NT | 2050 | TWh | 116 | Sub_sector | Industry | Chemicals | Industry (chemicals, energetic) | Energetic | industry_chemical_demand_biomass_energetic | Biomass | EU | Energy demand | 0.10724 | FEC
BG | TYNDP2026 | NT | 2050 | TWh | 117 | Sub_sector | Industry | Chemicals | Industry (chemicals, energetic) | Energetic | industry_chemical_demand_coal_energetic | Solids | EU | Energy demand | 1.2108 | FEC
BG | TYNDP2026 | NT | 2050 | TWh | 118 | Sub_sector | Industry | Chemicals | Industry (chemicals, energetic) | Energetic | industry_chemical_demand_oil_energetic | Liquids | EU | Energy demand | 2.3049 | FEC
BG | TYNDP2026 | NT | 2050 | TWh | 119 | Sub_sector | Industry | Chemicals | Industry (chemicals, energetic) | Energetic | industry_chemical_demand_others_energetic | Others | EU | Energy demand | 0 | FEC
BG | TYNDP2026 | NT | 2050 | TWh | 120 | Sub_sector | Industry | Chemicals | Industry (chemicals, energetic) | Energetic | industry_chemical_demand_ammonia_energetic | Ammonia | EU | Energy demand | 0 | FEC
BG | TYNDP2026 | NT | 2050 | TWh | 122 | Sub_sector | Industry | Chemicals | Industry (chemicals, non-energetic) | Non-energetic | industry_chemical_demand_electricity_non_energetic | Electricity | EU | Energy demand | 0 | not_included_in_FEC
BG | TYNDP2026 | NT | 2050 | TWh | 123 | Sub_sector | Industry | Chemicals | Industry (chemicals, non-energetic) | Non-energetic | industry_chemical_demand_hydrogen_non_energetic | Hydrogen | EU | Energy demand | 0 | not_included_in_FEC
BG | TYNDP2026 | NT | 2050 | TWh | 124 | Sub_sector | Industry | Chemicals | Industry (chemicals, non-energetic) | Non-energetic | industry_chemical_demand_methane_non_energetic | Methane | EU | Energy demand | 0 | not_included_in_FEC
BG | TYNDP2026 | NT | 2050 | TWh | 125 | Sub_sector | Industry | Chemicals | Industry (chemicals, non-energetic) | Non-energetic | industry_chemical_demand_heat_non_energetic | Heat | EU | Energy demand | 0 | not_included_in_FEC
BG | TYNDP2026 | NT | 2050 | TWh | 126 | Sub_sector | Industry | Chemicals | Industry (chemicals, non-energetic) | Non-energetic | industry_chemical_demand_biomass_non_energetic | Biomass | EU | Energy demand | 0 | not_included_in_FEC
BG | TYNDP2026 | NT | 2050 | TWh | 127 | Sub_sector | Industry | Chemicals | Industry (chemicals, non-energetic) | Non-energetic | industry_chemical_demand_coal_non_energetic | Solids | EU | Energy demand | 0 | not_included_in_FEC
BG | TYNDP2026 | NT | 2050 | TWh | 128 | Sub_sector | Industry | Chemicals | Industry (chemicals, non-energetic) | Non-energetic | industry_chemical_demand_oil_non_energetic | Liquids | EU | Energy demand | 0.19669 | not_included_in_FEC
BG | TYNDP2026 | NT | 2050 | TWh | 129 | Sub_sector | Industry | Chemicals | Industry (chemicals, non-energetic) | Non-energetic | industry_chemical_demand_others_non_energetic | Others | EU | Energy demand | 0 | not_included_in_FEC
BG | TYNDP2026 | NT | 2050 | TWh | 130 | Sub_sector | Industry | Chemicals | Industry (chemicals, non-energetic) | Non-energetic | industry_chemical_demand_ammonia_non_energetic | Ammonia | EU | Energy demand | 0 | not_included_in_FEC
BG | TYNDP2026 | NT | 2050 | TWh | 132 | Sub_sector | Industry | Fertilizers | Industry (fertilizers, energetic) | Energetic | industry_fertilizers_demand_electricity_energetic | Electricity | EU | Energy demand | 0.15953 | FEC
BG | TYNDP2026 | NT | 2050 | TWh | 133 | Sub_sector | Industry | Fertilizers | Industry (fertilizers, energetic) | Energetic | industry_fertilizers_demand_hydrogen_energetic | Hydrogen | EU | Energy demand | 0 | FEC
BG | TYNDP2026 | NT | 2050 | TWh | 134 | Sub_sector | Industry | Fertilizers | Industry (fertilizers, energetic) | Energetic | industry_fertilizers_demand_methane_energetic | Methane | EU | Energy demand | 0.52353 | FEC
BG | TYNDP2026 | NT | 2050 | TWh | 135 | Sub_sector | Industry | Fertilizers | Industry (fertilizers, energetic) | Energetic | industry_fertilizers_demand_heat_energetic | Heat | EU | Energy demand | 0 | FEC
BG | TYNDP2026 | NT | 2050 | TWh | 136 | Sub_sector | Industry | Fertilizers | Industry (fertilizers, energetic) | Energetic | industry_fertilizers_demand_biomass_energetic | Biomass | EU | Energy demand | 0 | FEC
BG | TYNDP2026 | NT | 2050 | TWh | 137 | Sub_sector | Industry | Fertilizers | Industry (fertilizers, energetic) | Energetic | industry_fertilizers_demand_coal_energetic | Solids | EU | Energy demand | 0 | FEC
BG | TYNDP2026 | NT | 2050 | TWh | 138 | Sub_sector | Industry | Fertilizers | Industry (fertilizers, energetic) | Energetic | industry_fertilizers_demand_oil_energetic | Liquids | EU | Energy demand | 0 | FEC
BG | TYNDP2026 | NT | 2050 | TWh | 139 | Sub_sector | Industry | Fertilizers | Industry (fertilizers, energetic) | Energetic | industry_fertilizers_demand_others_energetic | Others | EU | Energy demand | 0 | FEC
BG | TYNDP2026 | NT | 2050 | TWh | 140 | Sub_sector | Industry | Fertilizers | Industry (fertilizers, energetic) | Energetic | industry_fertilizers_demand_ammonia_energetic | Ammonia | EU | Energy demand | 0 | FEC
BG | TYNDP2026 | NT | 2050 | TWh | 142 | Sub_sector | Industry | Fertilizers | Industry (fertilizers, non-energetic) | Non-energetic | industry_fertilizers_demand_electricity_non_energetic | Electricity | EU | Energy demand | 0 | not_included_in_FEC
BG | TYNDP2026 | NT | 2050 | TWh | 143 | Sub_sector | Industry | Fertilizers | Industry (fertilizers, non-energetic) | Non-energetic | industry_fertilizers_demand_hydrogen_non_energetic | Hydrogen | EU | Energy demand | 0 | not_included_in_FEC
BG | TYNDP2026 | NT | 2050 | TWh | 144 | Sub_sector | Industry | Fertilizers | Industry (fertilizers, non-energetic) | Non-energetic | industry_fertilizers_demand_methane_non_energetic | Methane | EU | Energy demand | 0.49129 | not_included_in_FEC
BG | TYNDP2026 | NT | 2050 | TWh | 145 | Sub_sector | Industry | Fertilizers | Industry (fertilizers, non-energetic) | Non-energetic | industry_fertilizers_demand_heat_non_energetic | Heat | EU | Energy demand | 0 | not_included_in_FEC
BG | TYNDP2026 | NT | 2050 | TWh | 146 | Sub_sector | Industry | Fertilizers | Industry (fertilizers, non-energetic) | Non-energetic | industry_fertilizers_demand_biomass_non_energetic | Biomass | EU | Energy demand | 0 | not_included_in_FEC
BG | TYNDP2026 | NT | 2050 | TWh | 147 | Sub_sector | Industry | Fertilizers | Industry (fertilizers, non-energetic) | Non-energetic | industry_fertilizers_demand_coal_non_energetic | Solids | EU | Energy demand | 0 | not_included_in_FEC
BG | TYNDP2026 | NT | 2050 | TWh | 148 | Sub_sector | Industry | Fertilizers | Industry (fertilizers, non-energetic) | Non-energetic | industry_fertilizers_demand_oil_non_energetic | Liquids | EU | Energy demand | 0 | not_included_in_FEC
BG | TYNDP2026 | NT | 2050 | TWh | 149 | Sub_sector | Industry | Fertilizers | Industry (fertilizers, non-energetic) | Non-energetic | industry_fertilizers_demand_others_non_energetic | Others | EU | Energy demand | 0 | not_included_in_FEC
BG | TYNDP2026 | NT | 2050 | TWh | 150 | Sub_sector | Industry | Fertilizers | Industry (fertilizers, non-energetic) | Non-energetic | industry_fertilizers_demand_ammonia_non_energetic | Ammonia | EU | Energy demand | 0 | not_included_in_FEC
BG | TYNDP2026 | NT | 2050 | TWh | 152 | Sub_sector | Industry | Food | Industry (food) | Energetic | industry_food_demand_electricity_energetic | Electricity | EU | Energy demand | 3.3377 | FEC
BG | TYNDP2026 | NT | 2050 | TWh | 153 | Sub_sector | Industry | Food | Industry (food) | Energetic | industry_food_demand_hydrogen_energetic | Hydrogen | EU | Energy demand | 0 | FEC
BG | TYNDP2026 | NT | 2050 | TWh | 154 | Sub_sector | Industry | Food | Industry (food) | Energetic | industry_food_demand_methane_energetic | Methane | EU | Energy demand | 0.86598 | FEC
BG | TYNDP2026 | NT | 2050 | TWh | 155 | Sub_sector | Industry | Food | Industry (food) | Energetic | industry_food_demand_heat_energetic | Heat | EU | Energy demand | 0.14877 | FEC
BG | TYNDP2026 | NT | 2050 | TWh | 156 | Sub_sector | Industry | Food | Industry (food) | Energetic | industry_food_demand_biomass_energetic | Biomass | EU | Energy demand | 0.12558 | FEC
BG | TYNDP2026 | NT | 2050 | TWh | 157 | Sub_sector | Industry | Food | Industry (food) | Energetic | industry_food_demand_coal_energetic | Solids | EU | Energy demand | 0.010648 | FEC
BG | TYNDP2026 | NT | 2050 | TWh | 158 | Sub_sector | Industry | Food | Industry (food) | Energetic | industry_food_demand_oil_energetic | Liquids | EU | Energy demand | 0.089058 | FEC
BG | TYNDP2026 | NT | 2050 | TWh | 159 | Sub_sector | Industry | Food | Industry (food) | Energetic | industry_food_demand_others_energetic | Others | EU | Energy demand | 0 | FEC
BG | TYNDP2026 | NT | 2050 | TWh | 160 | Sub_sector | Industry | Food | Industry (food) | Energetic | industry_food_demand_ammonia_energetic | Ammonia | EU | Energy demand | 0 | FEC
BG | TYNDP2026 | NT | 2050 | TWh | 162 | Sub_sector | Industry | Metals | Industry (metal) | Energetic | industry_metal_demand_electricity_energetic | Electricity | EU | Energy demand | 1.2091 | FEC
BG | TYNDP2026 | NT | 2050 | TWh | 163 | Sub_sector | Industry | Metals | Industry (metal) | Energetic | industry_metal_demand_hydrogen_energetic | Hydrogen | EU | Energy demand | 0 | FEC
BG | TYNDP2026 | NT | 2050 | TWh | 164 | Sub_sector | Industry | Metals | Industry (metal) | Energetic | industry_metal_demand_methane_energetic | Methane | EU | Energy demand | 0.22455 | FEC
BG | TYNDP2026 | NT | 2050 | TWh | 165 | Sub_sector | Industry | Metals | Industry (metal) | Energetic | industry_metal_demand_heat_energetic | Heat | EU | Energy demand | 0.10469 | FEC
BG | TYNDP2026 | NT | 2050 | TWh | 166 | Sub_sector | Industry | Metals | Industry (metal) | Energetic | industry_metal_demand_biomass_energetic | Biomass | EU | Energy demand | 0 | FEC
BG | TYNDP2026 | NT | 2050 | TWh | 167 | Sub_sector | Industry | Metals | Industry (metal) | Energetic | industry_metal_demand_coal_energetic | Solids | EU | Energy demand | 0 | FEC
BG | TYNDP2026 | NT | 2050 | TWh | 168 | Sub_sector | Industry | Metals | Industry (metal) | Energetic | industry_metal_demand_oil_energetic | Liquids | EU | Energy demand | 0.072948 | FEC
BG | TYNDP2026 | NT | 2050 | TWh | 169 | Sub_sector | Industry | Metals | Industry (metal) | Energetic | industry_metal_demand_others_energetic | Others | EU | Energy demand | 0 | FEC
BG | TYNDP2026 | NT | 2050 | TWh | 170 | Sub_sector | Industry | Metals | Industry (metal) | Energetic | industry_metal_demand_ammonia_energetic | Ammonia | EU | Energy demand | 0 | FEC
BG | TYNDP2026 | NT | 2050 | TWh | 172 | Sub_sector | Industry | Others | Industry (other, energetic) | Energetic | industry_other_demand_electricity_energetic | Electricity | EU | Energy demand | 3.4653 | FEC
BG | TYNDP2026 | NT | 2050 | TWh | 173 | Sub_sector | Industry | Others | Industry (other, energetic) | Energetic | industry_other_demand_hydrogen_energetic | Hydrogen | EU | Energy demand | 0.695 | FEC
BG | TYNDP2026 | NT | 2050 | TWh | 174 | Sub_sector | Industry | Others | Industry (other, energetic) | Energetic | industry_other_demand_methane_energetic | Methane | EU | Energy demand | 0.93656 | FEC
BG | TYNDP2026 | NT | 2050 | TWh | 175 | Sub_sector | Industry | Others | Industry (other, energetic) | Energetic | industry_other_demand_heat_energetic | Heat | EU | Energy demand | 0.45883 | FEC
BG | TYNDP2026 | NT | 2050 | TWh | 176 | Sub_sector | Industry | Others | Industry (other, energetic) | Energetic | industry_other_demand_biomass_energetic | Biomass | EU | Energy demand | 0.11456 | FEC
BG | TYNDP2026 | NT | 2050 | TWh | 177 | Sub_sector | Industry | Others | Industry (other, energetic) | Energetic | industry_other_demand_coal_energetic | Solids | EU | Energy demand | 0.12701 | FEC
BG | TYNDP2026 | NT | 2050 | TWh | 178 | Sub_sector | Industry | Others | Industry (other, energetic) | Energetic | industry_other_demand_oil_energetic | Liquids | EU | Energy demand | 0.25716 | FEC
BG | TYNDP2026 | NT | 2050 | TWh | 179 | Sub_sector | Industry | Others | Industry (other, energetic) | Energetic | industry_other_demand_others_energetic | Others | EU | Energy demand | 0 | FEC
BG | TYNDP2026 | NT | 2050 | TWh | 180 | Sub_sector | Industry | Others | Industry (other, energetic) | Energetic | industry_other_demand_ammonia_energetic | Ammonia | EU | Energy demand | 0 | FEC
BG | TYNDP2026 | NT | 2050 | TWh | 182 | Sub_sector | Industry | Others | Industry (other, non-energetic) | Non-energetic | industry_other_demand_electricity_non_energetic | Electricity | EU | Energy demand | 0 | not_included_in_FEC
BG | TYNDP2026 | NT | 2050 | TWh | 183 | Sub_sector | Industry | Others | Industry (other, non-energetic) | Non-energetic | industry_other_demand_hydrogen_non_energetic | Hydrogen | EU | Energy demand | 0.686 | not_included_in_FEC
BG | TYNDP2026 | NT | 2050 | TWh | 184 | Sub_sector | Industry | Others | Industry (other, non-energetic) | Non-energetic | industry_other_demand_methane_non_energetic | Methane | EU | Energy demand | 0 | not_included_in_FEC
BG | TYNDP2026 | NT | 2050 | TWh | 185 | Sub_sector | Industry | Others | Industry (other, non-energetic) | Non-energetic | industry_other_demand_heat_non_energetic | Heat | EU | Energy demand | 0 | not_included_in_FEC
BG | TYNDP2026 | NT | 2050 | TWh | 186 | Sub_sector | Industry | Others | Industry (other, non-energetic) | Non-energetic | industry_other_demand_biomass_non_energetic | Biomass | EU | Energy demand | 0 | not_included_in_FEC
BG | TYNDP2026 | NT | 2050 | TWh | 187 | Sub_sector | Industry | Others | Industry (other, non-energetic) | Non-energetic | industry_other_demand_coal_non_energetic | Solids | EU | Energy demand | 0 | not_included_in_FEC
BG | TYNDP2026 | NT | 2050 | TWh | 188 | Sub_sector | Industry | Others | Industry (other, non-energetic) | Non-energetic | industry_other_demand_oil_non_energetic | Liquids | EU | Energy demand | 0.52812 | not_included_in_FEC
BG | TYNDP2026 | NT | 2050 | TWh | 189 | Sub_sector | Industry | Others | Industry (other, non-energetic) | Non-energetic | industry_other_demand_others_non_energetic | Others | EU | Energy demand | 0 | not_included_in_FEC
BG | TYNDP2026 | NT | 2050 | TWh | 190 | Sub_sector | Industry | Others | Industry (other, non-energetic) | Non-energetic | industry_other_demand_ammonia_non_energetic | Ammonia | EU | Energy demand | 0 | not_included_in_FEC
BG | TYNDP2026 | NT | 2050 | TWh | 192 | Sub_sector | Industry | Paper | Industry (paper) | Energetic | industry_paper_demand_electricity_energetic | Electricity | EU | Energy demand | 0.84022 | FEC
BG | TYNDP2026 | NT | 2050 | TWh | 193 | Sub_sector | Industry | Paper | Industry (paper) | Energetic | industry_paper_demand_hydrogen_energetic | Hydrogen | EU | Energy demand | 0.064 | FEC
BG | TYNDP2026 | NT | 2050 | TWh | 194 | Sub_sector | Industry | Paper | Industry (paper) | Energetic | industry_paper_demand_methane_energetic | Methane | EU | Energy demand | 0.30632 | FEC
BG | TYNDP2026 | NT | 2050 | TWh | 195 | Sub_sector | Industry | Paper | Industry (paper) | Energetic | industry_paper_demand_heat_energetic | Heat | EU | Energy demand | 0.0034719 | FEC
BG | TYNDP2026 | NT | 2050 | TWh | 196 | Sub_sector | Industry | Paper | Industry (paper) | Energetic | industry_paper_demand_biomass_energetic | Biomass | EU | Energy demand | 0.95135 | FEC
BG | TYNDP2026 | NT | 2050 | TWh | 197 | Sub_sector | Industry | Paper | Industry (paper) | Energetic | industry_paper_demand_coal_energetic | Solids | EU | Energy demand | 0.0072391 | FEC
BG | TYNDP2026 | NT | 2050 | TWh | 198 | Sub_sector | Industry | Paper | Industry (paper) | Energetic | industry_paper_demand_oil_energetic | Liquids | EU | Energy demand | 0.0071391 | FEC
BG | TYNDP2026 | NT | 2050 | TWh | 199 | Sub_sector | Industry | Paper | Industry (paper) | Energetic | industry_paper_demand_others_energetic | Others | EU | Energy demand | 0 | FEC
BG | TYNDP2026 | NT | 2050 | TWh | 200 | Sub_sector | Industry | Paper | Industry (paper) | Energetic | industry_paper_demand_ammonia_energetic | Ammonia | EU | Energy demand | 0 | FEC
BG | TYNDP2026 | NT | 2050 | TWh | 202 | Sub_sector | Industry | Refineries | Industry (refineries, energetic) | Energetic | industry_refinery_demand_electricity_energetic | Electricity | EU | Energy demand | 0.71853 | not_included_in_FEC
BG | TYNDP2026 | NT | 2050 | TWh | 203 | Sub_sector | Industry | Refineries | Industry (refineries, energetic) | Energetic | industry_refinery_demand_hydrogen_energetic | Hydrogen | EU | Energy demand | 0 | not_included_in_FEC
BG | TYNDP2026 | NT | 2050 | TWh | 204 | Sub_sector | Industry | Refineries | Industry (refineries, energetic) | Energetic | industry_refinery_demand_methane_energetic | Methane | EU | Energy demand | 0.51431 | not_included_in_FEC
BG | TYNDP2026 | NT | 2050 | TWh | 205 | Sub_sector | Industry | Refineries | Industry (refineries, energetic) | Energetic | industry_refinery_demand_heat_energetic | Heat | EU | Energy demand | 0 | not_included_in_FEC
BG | TYNDP2026 | NT | 2050 | TWh | 206 | Sub_sector | Industry | Refineries | Industry (refineries, energetic) | Energetic | industry_refinery_demand_biomass_energetic | Biomass | EU | Energy demand | 0 | not_included_in_FEC
BG | TYNDP2026 | NT | 2050 | TWh | 207 | Sub_sector | Industry | Refineries | Industry (refineries, energetic) | Energetic | industry_refinery_demand_coal_energetic | Solids | EU | Energy demand | 0 | not_included_in_FEC
BG | TYNDP2026 | NT | 2050 | TWh | 208 | Sub_sector | Industry | Refineries | Industry (refineries, energetic) | Energetic | industry_refinery_demand_oil_energetic | Liquids | EU | Energy demand | 5.0182 | not_included_in_FEC
BG | TYNDP2026 | NT | 2050 | TWh | 209 | Sub_sector | Industry | Refineries | Industry (refineries, energetic) | Energetic | industry_refinery_demand_others_energetic | Others | EU | Energy demand | 0 | not_included_in_FEC
BG | TYNDP2026 | NT | 2050 | TWh | 210 | Sub_sector | Industry | Refineries | Industry (refineries, energetic) | Energetic | industry_refinery_demand_ammonia_energetic | Ammonia | EU | Energy demand | 0 | not_included_in_FEC
BG | TYNDP2026 | NT | 2050 | TWh | 212 | Sub_sector | Industry | Refineries | Industry (refineries, non-energetic) | Non-energetic | industry_refinery_demand_electricity_non_energetic | Electricity | EU | Energy demand | 0 | not_included_in_FEC
BG | TYNDP2026 | NT | 2050 | TWh | 213 | Sub_sector | Industry | Refineries | Industry (refineries, non-energetic) | Non-energetic | industry_refinery_demand_hydrogen_non_energetic | Hydrogen | EU | Energy demand | 0 | not_included_in_FEC
BG | TYNDP2026 | NT | 2050 | TWh | 214 | Sub_sector | Industry | Refineries | Industry (refineries, non-energetic) | Non-energetic | industry_refinery_demand_methane_non_energetic | Methane | EU | Energy demand | 0 | not_included_in_FEC
BG | TYNDP2026 | NT | 2050 | TWh | 215 | Sub_sector | Industry | Refineries | Industry (refineries, non-energetic) | Non-energetic | industry_refinery_demand_heat_non_energetic | Heat | EU | Energy demand | 0 | not_included_in_FEC
BG | TYNDP2026 | NT | 2050 | TWh | 216 | Sub_sector | Industry | Refineries | Industry (refineries, non-energetic) | Non-energetic | industry_refinery_demand_biomass_non_energetic | Biomass | EU | Energy demand | 0 | not_included_in_FEC
BG | TYNDP2026 | NT | 2050 | TWh | 217 | Sub_sector | Industry | Refineries | Industry (refineries, non-energetic) | Non-energetic | industry_refinery_demand_coal_non_energetic | Solids | EU | Energy demand | 0 | not_included_in_FEC
BG | TYNDP2026 | NT | 2050 | TWh | 218 | Sub_sector | Industry | Refineries | Industry (refineries, non-energetic) | Non-energetic | industry_refinery_demand_oil_non_energetic | Liquids | EU | Energy demand | 0 | not_included_in_FEC
BG | TYNDP2026 | NT | 2050 | TWh | 219 | Sub_sector | Industry | Refineries | Industry (refineries, non-energetic) | Non-energetic | industry_refinery_demand_others_non_energetic | Others | EU | Energy demand | 0 | not_included_in_FEC
BG | TYNDP2026 | NT | 2050 | TWh | 220 | Sub_sector | Industry | Refineries | Industry (refineries, non-energetic) | Non-energetic | industry_refinery_demand_ammonia_non_energetic | Ammonia | EU | Energy demand | 0 | not_included_in_FEC
BG | TYNDP2026 | NT | 2050 | TWh | 222 | Sub_sector | Industry | Steel | Industry (steel) | Energetic | industry_steel_demand_electricity_energetic | Electricity | EU | Energy demand | 2.0403 | FEC
BG | TYNDP2026 | NT | 2050 | TWh | 223 | Sub_sector | Industry | Steel | Industry (steel) | Energetic | industry_steel_demand_hydrogen_energetic | Hydrogen | EU | Energy demand | 0.154 | FEC
BG | TYNDP2026 | NT | 2050 | TWh | 224 | Sub_sector | Industry | Steel | Industry (steel) | Energetic | industry_steel_demand_methane_energetic | Methane | EU | Energy demand | 0.56373 | FEC
BG | TYNDP2026 | NT | 2050 | TWh | 225 | Sub_sector | Industry | Steel | Industry (steel) | Energetic | industry_steel_demand_heat_energetic | Heat | EU | Energy demand | 0.00026188 | FEC
BG | TYNDP2026 | NT | 2050 | TWh | 226 | Sub_sector | Industry | Steel | Industry (steel) | Energetic | industry_steel_demand_biomass_energetic | Biomass | EU | Energy demand | 0.00033752 | FEC
BG | TYNDP2026 | NT | 2050 | TWh | 227 | Sub_sector | Industry | Steel | Industry (steel) | Energetic | industry_steel_demand_coal_energetic | Solids | EU | Energy demand | 0.00021571 | FEC
BG | TYNDP2026 | NT | 2050 | TWh | 228 | Sub_sector | Industry | Steel | Industry (steel) | Energetic | industry_steel_demand_oil_energetic | Liquids | EU | Energy demand | 0.0022747 | FEC
BG | TYNDP2026 | NT | 2050 | TWh | 229 | Sub_sector | Industry | Steel | Industry (steel) | Energetic | industry_steel_demand_others_energetic | Others | EU | Energy demand | 0 | FEC
BG | TYNDP2026 | NT | 2050 | TWh | 230 | Sub_sector | Industry | Steel | Industry (steel) | Energetic | industry_steel_demand_ammonia_energetic | Ammonia | EU | Energy demand | 0 | FEC
BG | TYNDP2026 | NT | 2050 | TWh | 232 | Sub_sector | Transport | Cars | Transport (cars) | Energetic | transport_cars_final_demand_electricity | Electricity | EU | Energy demand | 0.11638 | FEC
BG | TYNDP2026 | NT | 2050 | TWh | 233 | Sub_sector | Transport | Cars | Transport (cars) | Energetic | transport_cars_final_demand_hydrogen | Hydrogen | EU | Energy demand | 0.457 | FEC
BG | TYNDP2026 | NT | 2050 | TWh | 234 | Sub_sector | Transport | Cars | Transport (cars) | Energetic | transport_cars_final_demand_methane | Methane | EU | Energy demand | 0.28121 | FEC
BG | TYNDP2026 | NT | 2050 | TWh | 235 | Sub_sector | Transport | Cars | Transport (cars) | Energetic | transport_cars_final_demand_heat | Heat | EU | Energy demand | 0 | FEC
BG | TYNDP2026 | NT | 2050 | TWh | 236 | Sub_sector | Transport | Cars | Transport (cars) | Energetic | transport_cars_final_demand_biomass | Biomass | EU | Energy demand | 0 | FEC
BG | TYNDP2026 | NT | 2050 | TWh | 237 | Sub_sector | Transport | Cars | Transport (cars) | Energetic | transport_cars_final_demand_coal | Solids | EU | Energy demand | 0 | FEC
BG | TYNDP2026 | NT | 2050 | TWh | 238 | Sub_sector | Transport | Cars | Transport (cars) | Energetic | transport_cars_final_demand_oil | Liquids | EU | Energy demand | 11.6892 | FEC
BG | TYNDP2026 | NT | 2050 | TWh | 239 | Sub_sector | Transport | Cars | Transport (cars) | Energetic | transport_cars_final_demand_other | Others | EU | Energy demand | 0 | FEC
BG | TYNDP2026 | NT | 2050 | TWh | 240 | Sub_sector | Transport | Cars | Transport (cars) | Energetic | transport_cars_final_demand_ammonia | Ammonia | EU | Energy demand | 0 | FEC
BG | TYNDP2026 | NT | 2050 | TWh | 242 | Sub_sector | Transport | Busses | Transport (busses) | Energetic | transport_busses_final_demand_electricity | Electricity | EU | Energy demand | 0.60508 | FEC
BG | TYNDP2026 | NT | 2050 | TWh | 243 | Sub_sector | Transport | Busses | Transport (busses) | Energetic | transport_busses_final_demand_hydrogen | Hydrogen | EU | Energy demand | 0.349 | FEC
BG | TYNDP2026 | NT | 2050 | TWh | 244 | Sub_sector | Transport | Busses | Transport (busses) | Energetic | transport_busses_final_demand_methane | Methane | EU | Energy demand | 0.14083 | FEC
BG | TYNDP2026 | NT | 2050 | TWh | 245 | Sub_sector | Transport | Busses | Transport (busses) | Energetic | transport_busses_final_demand_heat | Heat | EU | Energy demand | 0 | FEC
BG | TYNDP2026 | NT | 2050 | TWh | 246 | Sub_sector | Transport | Busses | Transport (busses) | Energetic | transport_busses_final_demand_biomass | Biomass | EU | Energy demand | 0 | FEC
BG | TYNDP2026 | NT | 2050 | TWh | 247 | Sub_sector | Transport | Busses | Transport (busses) | Energetic | transport_busses_final_demand_coal | Solids | EU | Energy demand | 0 | FEC
BG | TYNDP2026 | NT | 2050 | TWh | 248 | Sub_sector | Transport | Busses | Transport (busses) | Energetic | transport_busses_final_demand_oil | Liquids | EU | Energy demand | 0.71577 | FEC
BG | TYNDP2026 | NT | 2050 | TWh | 249 | Sub_sector | Transport | Busses | Transport (busses) | Energetic | transport_busses_final_demand_other | Others | EU | Energy demand | 0 | FEC
BG | TYNDP2026 | NT | 2050 | TWh | 250 | Sub_sector | Transport | Busses | Transport (busses) | Energetic | transport_busses_final_demand_ammonia | Ammonia | EU | Energy demand | 0 | FEC
BG | TYNDP2026 | NT | 2050 | TWh | 252 | Sub_sector | Transport | Trucks | Transport (trucks) | Energetic | transport_trucks_final_demand_electricity | Electricity | EU | Energy demand | 0 | FEC
BG | TYNDP2026 | NT | 2050 | TWh | 253 | Sub_sector | Transport | Trucks | Transport (trucks) | Energetic | transport_trucks_final_demand_hydrogen | Hydrogen | EU | Energy demand | 4.377 | FEC
BG | TYNDP2026 | NT | 2050 | TWh | 254 | Sub_sector | Transport | Trucks | Transport (trucks) | Energetic | transport_trucks_final_demand_methane | Methane | EU | Energy demand | 0.00069132 | FEC
BG | TYNDP2026 | NT | 2050 | TWh | 255 | Sub_sector | Transport | Trucks | Transport (trucks) | Energetic | transport_trucks_final_demand_heat | Heat | EU | Energy demand | 0 | FEC
BG | TYNDP2026 | NT | 2050 | TWh | 256 | Sub_sector | Transport | Trucks | Transport (trucks) | Energetic | transport_trucks_final_demand_biomass | Biomass | EU | Energy demand | 0 | FEC
BG | TYNDP2026 | NT | 2050 | TWh | 257 | Sub_sector | Transport | Trucks | Transport (trucks) | Energetic | transport_trucks_final_demand_coal | Solids | EU | Energy demand | 0 | FEC
BG | TYNDP2026 | NT | 2050 | TWh | 258 | Sub_sector | Transport | Trucks | Transport (trucks) | Energetic | transport_trucks_final_demand_oil | Liquids | EU | Energy demand | 8.2125 | FEC
BG | TYNDP2026 | NT | 2050 | TWh | 259 | Sub_sector | Transport | Trucks | Transport (trucks) | Energetic | transport_trucks_final_demand_other | Others | EU | Energy demand | 0 | FEC
BG | TYNDP2026 | NT | 2050 | TWh | 260 | Sub_sector | Transport | Trucks | Transport (trucks) | Energetic | transport_trucks_final_demand_ammonia | Ammonia | EU | Energy demand | 0 | FEC
BG | TYNDP2026 | NT | 2050 | TWh | 262 | Sub_sector | Transport | Vans | Transport (vans) | Energetic | transport_vans_final_demand_electricity | Electricity | EU | Energy demand | 0.032639 | FEC
BG | TYNDP2026 | NT | 2050 | TWh | 263 | Sub_sector | Transport | Vans | Transport (vans) | Energetic | transport_vans_final_demand_hydrogen | Hydrogen | EU | Energy demand | 0.326 | FEC
BG | TYNDP2026 | NT | 2050 | TWh | 264 | Sub_sector | Transport | Vans | Transport (vans) | Energetic | transport_vans_final_demand_methane | Methane | EU | Energy demand | 0.0018363 | FEC
BG | TYNDP2026 | NT | 2050 | TWh | 265 | Sub_sector | Transport | Vans | Transport (vans) | Energetic | transport_vans_final_demand_heat | Heat | EU | Energy demand | 0 | FEC
BG | TYNDP2026 | NT | 2050 | TWh | 266 | Sub_sector | Transport | Vans | Transport (vans) | Energetic | transport_vans_final_demand_biomass | Biomass | EU | Energy demand | 0 | FEC
BG | TYNDP2026 | NT | 2050 | TWh | 267 | Sub_sector | Transport | Vans | Transport (vans) | Energetic | transport_vans_final_demand_coal | Solids | EU | Energy demand | 0 | FEC
BG | TYNDP2026 | NT | 2050 | TWh | 268 | Sub_sector | Transport | Vans | Transport (vans) | Energetic | transport_vans_final_demand_oil | Liquids | EU | Energy demand | 2.5828 | FEC
BG | TYNDP2026 | NT | 2050 | TWh | 269 | Sub_sector | Transport | Vans | Transport (vans) | Energetic | transport_vans_final_demand_other | Others | EU | Energy demand | 0 | FEC
BG | TYNDP2026 | NT | 2050 | TWh | 270 | Sub_sector | Transport | Vans | Transport (vans) | Energetic | transport_vans_final_demand_ammonia | Ammonia | EU | Energy demand | 0 | FEC
BG | TYNDP2026 | NT | 2050 | TWh | 272 | Sub_sector | Transport | Freight trains | Transport (trains) | Energetic | transport_trains_final_demand_electricity | Electricity | EU | Energy demand | 12.3638 | FEC
BG | TYNDP2026 | NT | 2050 | TWh | 273 | Sub_sector | Transport | Freight trains | Transport (trains) | Energetic | transport_trains_final_demand_hydrogen | Hydrogen | EU | Energy demand | 0 | FEC
BG | TYNDP2026 | NT | 2050 | TWh | 274 | Sub_sector | Transport | Freight trains | Transport (trains) | Energetic | transport_trains_final_demand_methane | Methane | EU | Energy demand | 0 | FEC
BG | TYNDP2026 | NT | 2050 | TWh | 275 | Sub_sector | Transport | Freight trains | Transport (trains) | Energetic | transport_trains_final_demand_heat | Heat | EU | Energy demand | 0 | FEC
BG | TYNDP2026 | NT | 2050 | TWh | 276 | Sub_sector | Transport | Freight trains | Transport (trains) | Energetic | transport_trains_final_demand_biomass | Biomass | EU | Energy demand | 0 | FEC
BG | TYNDP2026 | NT | 2050 | TWh | 277 | Sub_sector | Transport | Freight trains | Transport (trains) | Energetic | transport_trains_final_demand_coal | Solids | EU | Energy demand | 0 | FEC
BG | TYNDP2026 | NT | 2050 | TWh | 278 | Sub_sector | Transport | Freight trains | Transport (trains) | Energetic | transport_trains_final_demand_oil | Liquids | EU | Energy demand | 0.12863 | FEC
BG | TYNDP2026 | NT | 2050 | TWh | 279 | Sub_sector | Transport | Freight trains | Transport (trains) | Energetic | transport_trains_final_demand_other | Others | EU | Energy demand | 0 | FEC
BG | TYNDP2026 | NT | 2050 | TWh | 280 | Sub_sector | Transport | Freight trains | Transport (trains) | Energetic | transport_trains_final_demand_ammonia | Ammonia | EU | Energy demand | 0 | FEC
BG | TYNDP2026 | NT | 2050 | TWh | 282 | Sub_sector | Transport | Ships | Transport (ships) | Energetic | transport_ships_final_demand_electricity | Electricity | EU | Energy demand | 0.56845 | FEC
BG | TYNDP2026 | NT | 2050 | TWh | 283 | Sub_sector | Transport | Ships | Transport (ships) | Energetic | transport_ships_final_demand_hydrogen | Hydrogen | EU | Energy demand | 0 | FEC
BG | TYNDP2026 | NT | 2050 | TWh | 284 | Sub_sector | Transport | Ships | Transport (ships) | Energetic | transport_ships_final_demand_methane | Methane | EU | Energy demand | 0.00021822 | FEC
BG | TYNDP2026 | NT | 2050 | TWh | 285 | Sub_sector | Transport | Ships | Transport (ships) | Energetic | transport_ships_final_demand_heat | Heat | EU | Energy demand | 0 | FEC
BG | TYNDP2026 | NT | 2050 | TWh | 286 | Sub_sector | Transport | Ships | Transport (ships) | Energetic | transport_ships_final_demand_biomass | Biomass | EU | Energy demand | 0 | FEC
BG | TYNDP2026 | NT | 2050 | TWh | 287 | Sub_sector | Transport | Ships | Transport (ships) | Energetic | transport_ships_final_demand_coal | Solids | EU | Energy demand | 0 | FEC
BG | TYNDP2026 | NT | 2050 | TWh | 288 | Sub_sector | Transport | Ships | Transport (ships) | Energetic | transport_ships_final_demand_oil | Liquids | EU | Energy demand | 3.02e-05 | FEC
BG | TYNDP2026 | NT | 2050 | TWh | 289 | Sub_sector | Transport | Ships | Transport (ships) | Energetic | transport_ships_final_demand_other | Others | EU | Energy demand | 0 | FEC
BG | TYNDP2026 | NT | 2050 | TWh | 290 | Sub_sector | Transport | Ships | Transport (ships) | Energetic | transport_ships_final_demand_ammonia | Ammonia | EU | Energy demand | 0 | FEC
BG | TYNDP2026 | NT | 2050 | TWh | 292 | Sub_sector | Transport | Planes | Transport (planes) | Energetic | transport_planes_final_demand_electricity | Electricity | EU | Energy demand | 0 | FEC
BG | TYNDP2026 | NT | 2050 | TWh | 293 | Sub_sector | Transport | Planes | Transport (planes) | Energetic | transport_planes_final_demand_hydrogen | Hydrogen | EU | Energy demand | 0 | FEC
BG | TYNDP2026 | NT | 2050 | TWh | 294 | Sub_sector | Transport | Planes | Transport (planes) | Energetic | transport_planes_final_demand_methane | Methane | EU | Energy demand | 0 | FEC
BG | TYNDP2026 | NT | 2050 | TWh | 295 | Sub_sector | Transport | Planes | Transport (planes) | Energetic | transport_planes_final_demand_heat | Heat | EU | Energy demand | 0 | FEC
BG | TYNDP2026 | NT | 2050 | TWh | 296 | Sub_sector | Transport | Planes | Transport (planes) | Energetic | transport_planes_final_demand_biomass | Biomass | EU | Energy demand | 0 | FEC
BG | TYNDP2026 | NT | 2050 | TWh | 297 | Sub_sector | Transport | Planes | Transport (planes) | Energetic | transport_planes_final_demand_coal | Solids | EU | Energy demand | 0 | FEC
BG | TYNDP2026 | NT | 2050 | TWh | 298 | Sub_sector | Transport | Planes | Transport (planes) | Energetic | transport_planes_final_demand_oil | Liquids | EU | Energy demand | 0.051409 | FEC
BG | TYNDP2026 | NT | 2050 | TWh | 299 | Sub_sector | Transport | Planes | Transport (planes) | Energetic | transport_planes_final_demand_other | Others | EU | Energy demand | 0 | FEC
BG | TYNDP2026 | NT | 2050 | TWh | 300 | Sub_sector | Transport | Planes | Transport (planes) | Energetic | transport_planes_final_demand_ammonia | Ammonia | EU | Energy demand | 0 | FEC
BG | TYNDP2026 | NT | 2050 | TWh | 302 | Sub_sector | Transport | Others | Transport (others) | Energetic | transport_other_final_demand_electricity | Electricity | EU | Energy demand | 0.021956 | FEC
BG | TYNDP2026 | NT | 2050 | TWh | 303 | Sub_sector | Transport | Others | Transport (others) | Energetic | transport_other_final_demand_hydrogen | Hydrogen | EU | Energy demand | 0.045 | FEC
BG | TYNDP2026 | NT | 2050 | TWh | 304 | Sub_sector | Transport | Others | Transport (others) | Energetic | transport_other_final_demand_methane | Methane | EU | Energy demand | 0 | FEC
BG | TYNDP2026 | NT | 2050 | TWh | 305 | Sub_sector | Transport | Others | Transport (others) | Energetic | transport_other_final_demand_heat | Heat | EU | Energy demand | 0 | FEC
BG | TYNDP2026 | NT | 2050 | TWh | 306 | Sub_sector | Transport | Others | Transport (others) | Energetic | transport_other_final_demand_biomass | Biomass | EU | Energy demand | 0 | FEC
BG | TYNDP2026 | NT | 2050 | TWh | 307 | Sub_sector | Transport | Others | Transport (others) | Energetic | transport_other_final_demand_coal | Solids | EU | Energy demand | 0 | FEC
BG | TYNDP2026 | NT | 2050 | TWh | 308 | Sub_sector | Transport | Others | Transport (others) | Energetic | transport_other_final_demand_oil | Liquids | EU | Energy demand | 0.14184 | FEC
BG | TYNDP2026 | NT | 2050 | TWh | 309 | Sub_sector | Transport | Others | Transport (others) | Energetic | transport_other_final_demand_other | Others | EU | Energy demand | 0 | FEC
BG | TYNDP2026 | NT | 2050 | TWh | 310 | Sub_sector | Transport | Others | Transport (others) | Energetic | transport_other_final_demand_ammonia | Ammonia | EU | Energy demand | 0 | FEC
BG | TYNDP2026 | NT | 2050 | TWh | 312 | Sub_sector | International transport | International aviation | Transport (int. aviation) | Energetic | transport_int_aviation_final_demand_electricity | Electricity | EU | Energy demand | 0 | FEC
BG | TYNDP2026 | NT | 2050 | TWh | 313 | Sub_sector | International transport | International aviation | Transport (int. aviation) | Energetic | transport_int_aviation_final_demand_hydrogen | Hydrogen | EU | Energy demand | 0 | FEC
BG | TYNDP2026 | NT | 2050 | TWh | 314 | Sub_sector | International transport | International aviation | Transport (int. aviation) | Energetic | transport_int_aviation_final_demand_methane | Methane | EU | Energy demand | 0 | FEC
BG | TYNDP2026 | NT | 2050 | TWh | 315 | Sub_sector | International transport | International aviation | Transport (int. aviation) | Energetic | transport_int_aviation_final_demand_heat | Heat | EU | Energy demand | 0 | FEC
BG | TYNDP2026 | NT | 2050 | TWh | 316 | Sub_sector | International transport | International aviation | Transport (int. aviation) | Energetic | transport_int_aviation_final_demand_biofuels | Biomass | EU | Energy demand | 0 | FEC
BG | TYNDP2026 | NT | 2050 | TWh | 317 | Sub_sector | International transport | International aviation | Transport (int. aviation) | Energetic | transport_int_aviation_final_demand_coal | Solids | EU | Energy demand | 0 | FEC
BG | TYNDP2026 | NT | 2050 | TWh | 318 | Sub_sector | International transport | International aviation | Transport (int. aviation) | Energetic | transport_int_aviation_final_demand_oil | Liquids | EU | Energy demand | 2.3348 | FEC
BG | TYNDP2026 | NT | 2050 | TWh | 319 | Sub_sector | International transport | International aviation | Transport (int. aviation) | Energetic | transport_int_aviation_final_demand_other | Others | EU | Energy demand | 0 | FEC
BG | TYNDP2026 | NT | 2050 | TWh | 320 | Sub_sector | International transport | International aviation | Transport (int. aviation) | Energetic | transport_int_aviation_final_demand_ammonia | Ammonia | EU | Energy demand | 0 | FEC
BG | TYNDP2026 | NT | 2050 | TWh | 322 | Sub_sector | International transport | International shipping | Transport (int. shipping) | Energetic | transport_int_shipping_final_demand_electricity | Electricity | EU | Energy demand | 0 | not_included_in_FEC
BG | TYNDP2026 | NT | 2050 | TWh | 323 | Sub_sector | International transport | International shipping | Transport (int. shipping) | Energetic | transport_int_shipping_final_demand_hydrogen | Hydrogen | EU | Energy demand | 0 | not_included_in_FEC
BG | TYNDP2026 | NT | 2050 | TWh | 324 | Sub_sector | International transport | International shipping | Transport (int. shipping) | Energetic | transport_int_shipping_final_demand_methane | Methane | EU | Energy demand | 0 | not_included_in_FEC
BG | TYNDP2026 | NT | 2050 | TWh | 325 | Sub_sector | International transport | International shipping | Transport (int. shipping) | Energetic | transport_int_shipping_final_demand_heat | Heat | EU | Energy demand | 0 | not_included_in_FEC
BG | TYNDP2026 | NT | 2050 | TWh | 326 | Sub_sector | International transport | International shipping | Transport (int. shipping) | Energetic | transport_int_shipping_final_demand_biofuels | Biomass | EU | Energy demand | 0 | not_included_in_FEC
BG | TYNDP2026 | NT | 2050 | TWh | 327 | Sub_sector | International transport | International shipping | Transport (int. shipping) | Energetic | transport_int_shipping_final_demand_coal | Solids | EU | Energy demand | 0 | not_included_in_FEC
BG | TYNDP2026 | NT | 2050 | TWh | 328 | Sub_sector | International transport | International shipping | Transport (int. shipping) | Energetic | transport_int_shipping_final_demand_oil | Liquids | EU | Energy demand | 0.66817 | not_included_in_FEC
BG | TYNDP2026 | NT | 2050 | TWh | 329 | Sub_sector | International transport | International shipping | Transport (int. shipping) | Energetic | transport_int_shipping_final_demand_other | Others | EU | Energy demand | 0 | not_included_in_FEC
BG | TYNDP2026 | NT | 2050 | TWh | 330 | Sub_sector | International transport | International shipping | Transport (int. shipping) | Energetic | transport_int_shipping_final_demand_ammonia | Ammonia | EU | Energy demand | 0 | not_included_in_FEC
BG | TYNDP2026 | NT | 2050 | TWh | 332 | Sub_sector | Households | Space heating | Households (heating) | Energetic | households_heating_final_demand_electricity | Electricity | EU | Energy demand | 1.2257 | FEC
BG | TYNDP2026 | NT | 2050 | TWh | 333 | Sub_sector | Households | Space heating | Households (heating) | Energetic | households_heating_final_demand_hydrogen | Hydrogen | EU | Energy demand | 0 | FEC
BG | TYNDP2026 | NT | 2050 | TWh | 334 | Sub_sector | Households | Space heating | Households (heating) | Energetic | households_heating_final_demand_methane | Methane | EU | Energy demand | 0.27453 | FEC
BG | TYNDP2026 | NT | 2050 | TWh | 335 | Sub_sector | Households | Space heating | Households (heating) | Energetic | households_heating_final_demand_heat | Heat | EU | Energy demand | 1.1282 | FEC
BG | TYNDP2026 | NT | 2050 | TWh | 336 | Sub_sector | Households | Space heating | Households (heating) | Energetic | households_heating_final_demand_biomass | Biomass | EU | Energy demand | 3.4302 | FEC
BG | TYNDP2026 | NT | 2050 | TWh | 337 | Sub_sector | Households | Space heating | Households (heating) | Energetic | households_heating_final_demand_coal | Solids | EU | Energy demand | 1.5982 | FEC
BG | TYNDP2026 | NT | 2050 | TWh | 338 | Sub_sector | Households | Space heating | Households (heating) | Energetic | households_heating_final_demand_oil | Liquids | EU | Energy demand | 0.15817 | FEC
BG | TYNDP2026 | NT | 2050 | TWh | 339 | Sub_sector | Households | Space heating | Households (heating) | Energetic | households_heating_final_demand_other | Others | EU | Energy demand | 0 | FEC
BG | TYNDP2026 | NT | 2050 | TWh | 340 | Sub_sector | Households | Space heating | Households (heating) | Energetic | households_heating_final_demand_ammonia | Ammonia | EU | Energy demand | 0 | FEC
BG | TYNDP2026 | NT | 2050 | TWh | 343 | Sub_sector | Households | Cooling | Households (cooling) | Energetic | households_cooling_final_demand_electricity | Electricity | EU | Energy demand | 0.21362 | FEC
BG | TYNDP2026 | NT | 2050 | TWh | 344 | Sub_sector | Households | Cooling | Households (cooling) | Energetic | households_cooling_final_demand_hydrogen | Hydrogen | EU | Energy demand | 0 | FEC
BG | TYNDP2026 | NT | 2050 | TWh | 345 | Sub_sector | Households | Cooling | Households (cooling) | Energetic | households_cooling_final_demand_methane | Methane | EU | Energy demand | 0 | FEC
BG | TYNDP2026 | NT | 2050 | TWh | 346 | Sub_sector | Households | Cooling | Households (cooling) | Energetic | households_cooling_final_demand_heat | Heat | EU | Energy demand | 0 | FEC
BG | TYNDP2026 | NT | 2050 | TWh | 347 | Sub_sector | Households | Cooling | Households (cooling) | Energetic | households_cooling_final_demand_biomass | Biomass | EU | Energy demand | 0 | FEC
BG | TYNDP2026 | NT | 2050 | TWh | 348 | Sub_sector | Households | Cooling | Households (cooling) | Energetic | households_cooling_final_demand_coal | Solids | EU | Energy demand | 0 | FEC
BG | TYNDP2026 | NT | 2050 | TWh | 349 | Sub_sector | Households | Cooling | Households (cooling) | Energetic | households_cooling_final_demand_oil | Liquids | EU | Energy demand | 0 | FEC
BG | TYNDP2026 | NT | 2050 | TWh | 350 | Sub_sector | Households | Cooling | Households (cooling) | Energetic | households_cooling_final_demand_other | Others | EU | Energy demand | 0 | FEC
BG | TYNDP2026 | NT | 2050 | TWh | 351 | Sub_sector | Households | Cooling | Households (cooling) | Energetic | households_cooling_final_demand_ammonia | Ammonia | EU | Energy demand | 0 | FEC
BG | TYNDP2026 | NT | 2050 | TWh | 354 | Sub_sector | Households | Hot water | Households (hot water) | Energetic | households_hot_water_final_demand_electricity | Electricity | EU | Energy demand | 0.7883 | FEC
BG | TYNDP2026 | NT | 2050 | TWh | 355 | Sub_sector | Households | Hot water | Households (hot water) | Energetic | households_hot_water_final_demand_hydrogen | Hydrogen | EU | Energy demand | 0 | FEC
BG | TYNDP2026 | NT | 2050 | TWh | 356 | Sub_sector | Households | Hot water | Households (hot water) | Energetic | households_hot_water_final_demand_methane | Methane | EU | Energy demand | 0.21225 | FEC
BG | TYNDP2026 | NT | 2050 | TWh | 357 | Sub_sector | Households | Hot water | Households (hot water) | Energetic | households_hot_water_final_demand_heat | Heat | EU | Energy demand | 0.91896 | FEC
BG | TYNDP2026 | NT | 2050 | TWh | 358 | Sub_sector | Households | Hot water | Households (hot water) | Energetic | households_hot_water_final_demand_biomass | Biomass | EU | Energy demand | 1.8609 | FEC
BG | TYNDP2026 | NT | 2050 | TWh | 359 | Sub_sector | Households | Hot water | Households (hot water) | Energetic | households_hot_water_final_demand_coal | Solids | EU | Energy demand | 0.66263 | FEC
BG | TYNDP2026 | NT | 2050 | TWh | 360 | Sub_sector | Households | Hot water | Households (hot water) | Energetic | households_hot_water_final_demand_oil | Liquids | EU | Energy demand | 0.063454 | FEC
BG | TYNDP2026 | NT | 2050 | TWh | 361 | Sub_sector | Households | Hot water | Households (hot water) | Energetic | households_hot_water_final_demand_other | Others | EU | Energy demand | 0.063194 | FEC
BG | TYNDP2026 | NT | 2050 | TWh | 362 | Sub_sector | Households | Hot water | Households (hot water) | Energetic | households_hot_water_final_demand_ammonia | Ammonia | EU | Energy demand | 0 | FEC
BG | TYNDP2026 | NT | 2050 | TWh | 365 | Sub_sector | Households | Appliances | Households (appliances) | Energetic | households_appliances_final_demand_electricity | Electricity | EU | Energy demand | 9.7507 | FEC
BG | TYNDP2026 | NT | 2050 | TWh | 366 | Sub_sector | Households | Appliances | Households (appliances) | Energetic | households_appliances_final_demand_hydrogen | Hydrogen | EU | Energy demand | 0.017 | FEC
BG | TYNDP2026 | NT | 2050 | TWh | 367 | Sub_sector | Households | Appliances | Households (appliances) | Energetic | households_appliances_final_demand_methane | Methane | EU | Energy demand | 0.1848 | FEC
BG | TYNDP2026 | NT | 2050 | TWh | 368 | Sub_sector | Households | Appliances | Households (appliances) | Energetic | households_appliances_final_demand_heat | Heat | EU | Energy demand | 0 | FEC
BG | TYNDP2026 | NT | 2050 | TWh | 369 | Sub_sector | Households | Appliances | Households (appliances) | Energetic | households_appliances_final_demand_biomass | Biomass | EU | Energy demand | 0.010284 | FEC
BG | TYNDP2026 | NT | 2050 | TWh | 370 | Sub_sector | Households | Appliances | Households (appliances) | Energetic | households_appliances_final_demand_coal | Solids | EU | Energy demand | 0 | FEC
BG | TYNDP2026 | NT | 2050 | TWh | 371 | Sub_sector | Households | Appliances | Households (appliances) | Energetic | households_appliances_final_demand_oil | Liquids | EU | Energy demand | 0 | FEC
BG | TYNDP2026 | NT | 2050 | TWh | 372 | Sub_sector | Households | Appliances | Households (appliances) | Energetic | households_appliances_final_demand_other | Others | EU | Energy demand | 0 | FEC
BG | TYNDP2026 | NT | 2050 | TWh | 373 | Sub_sector | Households | Appliances | Households (appliances) | Energetic | households_appliances_final_demand_ammonia | Ammonia | EU | Energy demand | 0 | FEC
BG | TYNDP2026 | NT | 2050 | TWh | 375 | Sub_sector | Buildings | Space heating | Buildings (heat) | Energetic | buildings_heat_final_demand_electricity | Electricity | EU | Energy demand | 1.9173 | FEC
BG | TYNDP2026 | NT | 2050 | TWh | 376 | Sub_sector | Buildings | Space heating | Buildings (heat) | Energetic | buildings_heat_final_demand_hydrogen | Hydrogen | EU | Energy demand | 0 | FEC
BG | TYNDP2026 | NT | 2050 | TWh | 377 | Sub_sector | Buildings | Space heating | Buildings (heat) | Energetic | buildings_heat_final_demand_methane | Methane | EU | Energy demand | 0.63134 | FEC
BG | TYNDP2026 | NT | 2050 | TWh | 378 | Sub_sector | Buildings | Space heating | Buildings (heat) | Energetic | buildings_heat_final_demand_heat | Heat | EU | Energy demand | 1.5688 | FEC
BG | TYNDP2026 | NT | 2050 | TWh | 379 | Sub_sector | Buildings | Space heating | Buildings (heat) | Energetic | buildings_heat_final_demand_biomass | Biomass | EU | Energy demand | 0.94213 | FEC
BG | TYNDP2026 | NT | 2050 | TWh | 380 | Sub_sector | Buildings | Space heating | Buildings (heat) | Energetic | buildings_heat_final_demand_coal | Solids | EU | Energy demand | 0.038622 | FEC
BG | TYNDP2026 | NT | 2050 | TWh | 381 | Sub_sector | Buildings | Space heating | Buildings (heat) | Energetic | buildings_heat_final_demand_oil | Liquids | EU | Energy demand | 0.27734 | FEC
BG | TYNDP2026 | NT | 2050 | TWh | 382 | Sub_sector | Buildings | Space heating | Buildings (heat) | Energetic | buildings_heat_final_demand_other | Others | EU | Energy demand | 0.019335 | FEC
BG | TYNDP2026 | NT | 2050 | TWh | 383 | Sub_sector | Buildings | Space heating | Buildings (heat) | Energetic | buildings_heat_final_demand_ammonia | Ammonia | EU | Energy demand | 0 | FEC
BG | TYNDP2026 | NT | 2050 | TWh | 386 | Sub_sector | Buildings | Cooling | Buildings (cooling) | Energetic | buildings_cooling_final_demand_electricity | Electricity | EU | Energy demand | 0.46208 | FEC
BG | TYNDP2026 | NT | 2050 | TWh | 387 | Sub_sector | Buildings | Cooling | Buildings (cooling) | Energetic | buildings_cooling_final_demand_hydrogen | Hydrogen | EU | Energy demand | 0 | FEC
BG | TYNDP2026 | NT | 2050 | TWh | 388 | Sub_sector | Buildings | Cooling | Buildings (cooling) | Energetic | buildings_cooling_final_demand_methane | Methane | EU | Energy demand | 0.00019147 | FEC
BG | TYNDP2026 | NT | 2050 | TWh | 389 | Sub_sector | Buildings | Cooling | Buildings (cooling) | Energetic | buildings_cooling_final_demand_heat | Heat | EU | Energy demand | 0 | FEC
BG | TYNDP2026 | NT | 2050 | TWh | 390 | Sub_sector | Buildings | Cooling | Buildings (cooling) | Energetic | buildings_cooling_final_demand_biomass | Biomass | EU | Energy demand | 0 | FEC
BG | TYNDP2026 | NT | 2050 | TWh | 391 | Sub_sector | Buildings | Cooling | Buildings (cooling) | Energetic | buildings_cooling_final_demand_coal | Solids | EU | Energy demand | 0 | FEC
BG | TYNDP2026 | NT | 2050 | TWh | 392 | Sub_sector | Buildings | Cooling | Buildings (cooling) | Energetic | buildings_cooling_final_demand_oil | Liquids | EU | Energy demand | 0 | FEC
BG | TYNDP2026 | NT | 2050 | TWh | 393 | Sub_sector | Buildings | Cooling | Buildings (cooling) | Energetic | buildings_cooling_final_demand_other | Others | EU | Energy demand | 0 | FEC
BG | TYNDP2026 | NT | 2050 | TWh | 394 | Sub_sector | Buildings | Cooling | Buildings (cooling) | Energetic | buildings_cooling_final_demand_ammonia | Ammonia | EU | Energy demand | 0 | FEC
BG | TYNDP2026 | NT | 2050 | TWh | 397 | Sub_sector | Buildings | Appliances | Buildings (appliances) | Energetic | buildings_appliances_final_demand_electricity | Electricity | EU | Energy demand | 5.2166 | FEC
BG | TYNDP2026 | NT | 2050 | TWh | 398 | Sub_sector | Buildings | Appliances | Buildings (appliances) | Energetic | buildings_appliances_final_demand_hydrogen | Hydrogen | EU | Energy demand | 0 | FEC
BG | TYNDP2026 | NT | 2050 | TWh | 399 | Sub_sector | Buildings | Appliances | Buildings (appliances) | Energetic | buildings_appliances_final_demand_methane | Methane | EU | Energy demand | 0.33224 | FEC
BG | TYNDP2026 | NT | 2050 | TWh | 400 | Sub_sector | Buildings | Appliances | Buildings (appliances) | Energetic | buildings_appliances_final_demand_heat | Heat | EU | Energy demand | 0 | FEC
BG | TYNDP2026 | NT | 2050 | TWh | 401 | Sub_sector | Buildings | Appliances | Buildings (appliances) | Energetic | buildings_appliances_final_demand_biomass | Biomass | EU | Energy demand | 0 | FEC
BG | TYNDP2026 | NT | 2050 | TWh | 402 | Sub_sector | Buildings | Appliances | Buildings (appliances) | Energetic | buildings_appliances_final_demand_coal | Solids | EU | Energy demand | 0 | FEC
BG | TYNDP2026 | NT | 2050 | TWh | 403 | Sub_sector | Buildings | Appliances | Buildings (appliances) | Energetic | buildings_appliances_final_demand_oil | Liquids | EU | Energy demand | 0 | FEC
BG | TYNDP2026 | NT | 2050 | TWh | 404 | Sub_sector | Buildings | Appliances | Buildings (appliances) | Energetic | buildings_appliances_final_demand_other | Others | EU | Energy demand | 0 | FEC
BG | TYNDP2026 | NT | 2050 | TWh | 405 | Sub_sector | Buildings | Appliances | Buildings (appliances) | Energetic | buildings_appliances_final_demand_ammonia | Ammonia | EU | Energy demand | 0 | FEC
BG | TYNDP2026 | NT | 2050 | TWh | 407 | Sub_sector | Buildings | Datacenters | Datacenters & ICT | Energetic | datacentres_final_demand_electricity_energetic | Electricity | EU | Energy demand | 0.52522 | FEC
BG | TYNDP2026 | NT | 2050 | TWh | 408 | Sub_sector | Buildings | Datacenters | Datacenters & ICT | Energetic | datacentres_final_demand_hydrogen_energetic | Hydrogen | EU | Energy demand | 0 | FEC
BG | TYNDP2026 | NT | 2050 | TWh | 409 | Sub_sector | Buildings | Datacenters | Datacenters & ICT | Energetic | datacentres_final_demand_methane_energetic | Methane | EU | Energy demand | 0 | FEC
BG | TYNDP2026 | NT | 2050 | TWh | 410 | Sub_sector | Buildings | Datacenters | Datacenters & ICT | Energetic | datacentres_final_demand_heat_energetic | Heat | EU | Energy demand | 0 | FEC
BG | TYNDP2026 | NT | 2050 | TWh | 411 | Sub_sector | Buildings | Datacenters | Datacenters & ICT | Energetic | datacentres_final_demand_biomass_energetic | Biomass | EU | Energy demand | 0 | FEC
BG | TYNDP2026 | NT | 2050 | TWh | 412 | Sub_sector | Buildings | Datacenters | Datacenters & ICT | Energetic | datacentres_final_demand_coal_energetic | Solids | EU | Energy demand | 0 | FEC
BG | TYNDP2026 | NT | 2050 | TWh | 413 | Sub_sector | Buildings | Datacenters | Datacenters & ICT | Energetic | datacentres_final_demand_oil_energetic | Liquids | EU | Energy demand | 0 | FEC
BG | TYNDP2026 | NT | 2050 | TWh | 414 | Sub_sector | Buildings | Datacenters | Datacenters & ICT | Energetic | datacentres_final_demand_other_energetic | Others | EU | Energy demand | 0 | FEC
BG | TYNDP2026 | NT | 2050 | TWh | 415 | Sub_sector | Buildings | Datacenters | Datacenters & ICT | Energetic | datacentres_final_demand_ammonia_energetic | Ammonia | EU | Energy demand | 0 | FEC
BG | TYNDP2026 | NT | 2050 | TWh | 417 | Sub_sector | Transport | Others_Sector | Others_Sector | Energetic | other_final_demand_electricity_energetic | Electricity | EU | Energy demand | 0 | FEC
BG | TYNDP2026 | NT | 2050 | TWh | 418 | Sub_sector | Transport | Others_Sector | Others_Sector | Energetic | other_final_demand_hydrogen_energetic | Hydrogen | EU | Energy demand | 0 | FEC
BG | TYNDP2026 | NT | 2050 | TWh | 419 | Sub_sector | Transport | Pipeline Transport | Others_Sector | Energetic | other_final_demand_methane_energetic | Methane | EU | Energy demand | 0.13089 | FEC
BG | TYNDP2026 | NT | 2050 | TWh | 420 | Sub_sector | Transport | Others_Sector | Others_Sector | Energetic | other_final_demand_heat_energetic | Heat | EU | Energy demand | 0 | FEC
BG | TYNDP2026 | NT | 2050 | TWh | 421 | Sub_sector | Transport | Others_Sector | Others_Sector | Energetic | other_final_demand_biomass_energetic | Biomass | EU | Energy demand | 0 | FEC
BG | TYNDP2026 | NT | 2050 | TWh | 422 | Sub_sector | Transport | Others_Sector | Others_Sector | Energetic | other_final_demand_coal_energetic | Solids | EU | Energy demand | 0 | FEC
BG | TYNDP2026 | NT | 2050 | TWh | 423 | Sub_sector | Transport | Others_Sector | Others_Sector | Energetic | other_final_demand_oil_energetic | Liquids | EU | Energy demand | 0 | FEC
BG | TYNDP2026 | NT | 2050 | TWh | 424 | Sub_sector | Others_Sector | Others_Sector | Others_Sector | Non-energetic | other_final_demand_oil_non_energetic | Liquids | EU | Energy demand | 0.053937 | not_included_in_FEC
BG | TYNDP2026 | NT | 2050 | TWh | 425 | Sub_sector | Transport | Others_Sector | Others_Sector | Energetic | other_final_demand_other_energetic | Others | EU | Energy demand | 0 | FEC
BG | TYNDP2026 | NT | 2050 | TWh | 426 | Sub_sector | Transport | Others_Sector | Others_Sector | Energetic | other_final_demand_ammonia_energetic | Ammonia | EU | Energy demand | 0 | FEC
BG | TYNDP2026 | NT | 2050 | TWh | 427 | Sub_sector | Industry | Surplus_Heat_in_Industry | Surplus_Heat_in_Industry | Energetic | final_demand_of_industry_unused_local_production_steam_hot_water | Heat | EU | Energy demand | 0.95223 | FEC
BG | TYNDP2026 | NT | 2050 | TWh | 429 | Sub_sector | Agriculture | Total | Agriculture | Energetic | agriculture_final_demand_electricity_energetic | Electricity | EU | Energy demand | 0 | FEC
BG | TYNDP2026 | NT | 2050 | TWh | 430 | Sub_sector | Agriculture | Total | Agriculture | Energetic | agriculture_final_demand_hydrogen_energetic | Hydrogen | EU | Energy demand | 0 | FEC
BG | TYNDP2026 | NT | 2050 | TWh | 431 | Sub_sector | Agriculture | Total | Agriculture | Energetic | agriculture_final_demand_methane_energetic | Methane | EU | Energy demand | 0.1106 | FEC
BG | TYNDP2026 | NT | 2050 | TWh | 432 | Sub_sector | Agriculture | Total | Agriculture | Energetic | agriculture_final_demand_heat_energetic | Heat | EU | Energy demand | 0.1032 | FEC
BG | TYNDP2026 | NT | 2050 | TWh | 433 | Sub_sector | Agriculture | Total | Agriculture | Energetic | agriculture_final_demand_biomass_energetic | Biomass | EU | Energy demand | 0.036186 | FEC
BG | TYNDP2026 | NT | 2050 | TWh | 434 | Sub_sector | Agriculture | Total | Agriculture | Energetic | agriculture_final_demand_coal_energetic | Solids | EU | Energy demand | 0 | FEC
BG | TYNDP2026 | NT | 2050 | TWh | 435 | Sub_sector | Agriculture | Total | Agriculture | Energetic | agriculture_final_demand_oil_energetic | Liquids | EU | Energy demand | 1.2414 | FEC
BG | TYNDP2026 | NT | 2050 | TWh | 436 | Sub_sector | Agriculture | Total | Agriculture | Energetic | agriculture_final_demand_other_energetic | Others | EU | Energy demand | 0 | FEC
BG | TYNDP2026 | NT | 2050 | TWh | 437 | Sub_sector | Agriculture | Total | Agriculture | Energetic | agriculture_final_demand_ammonia_energetic | Ammonia | EU | Energy demand | 0 | FEC
BG | TYNDP2026 | NT | 2050 | TWh | 447 | Sub_sector | Buildings | Surplus Energy | Buildings | Energetic | GAP | Electricity | EU | Energy demand | 0 | FEC
BG | TYNDP2026 | NT | 2050 | TWh | 448 | Sub_sector | Buildings | Surplus Energy | Buildings | Energetic | GAP | Hydrogen | EU | Energy demand | 0 | FEC
BG | TYNDP2026 | NT | 2050 | TWh | 449 | Sub_sector | Buildings | Surplus Energy | Buildings | Energetic | GAP | Methane | EU | Energy demand | 0 | FEC
BG | TYNDP2026 | NT | 2050 | TWh | 450 | Sub_sector | Buildings | Surplus Energy | Buildings | Energetic | GAP | Heat | EU | Energy demand | 0 | FEC
BG | TYNDP2026 | NT | 2050 | TWh | 451 | Sub_sector | Buildings | Surplus Energy | Buildings | Energetic | GAP | Biomass | EU | Energy demand | 0.17396 | FEC
BG | TYNDP2026 | NT | 2050 | TWh | 452 | Sub_sector | Buildings | Surplus Energy | Buildings | Energetic | GAP | Solids | EU | Energy demand | 0 | FEC
BG | TYNDP2026 | NT | 2050 | TWh | 453 | Sub_sector | Buildings | Surplus Energy | Buildings | Energetic | GAP | Liquids | EU | Energy demand | 0.030846 | FEC
BG | TYNDP2026 | NT | 2050 | TWh | 454 | Sub_sector | Buildings | Surplus Energy | Buildings | Energetic | GAP | Others | EU | Energy demand | 0 | FEC
BG | TYNDP2026 | NT | 2050 | TWh | 455 | Sub_sector | Buildings | Surplus Energy | Buildings | Energetic | GAP | Ammonia | EU | Energy demand | 0 | FEC
BG | TYNDP2026 | NT | 2050 | TWh | 456 | Sub_sector | Households | Surplus Energy | Households | Energetic | GAP | Electricity | EU | Energy demand | 0 | FEC
BG | TYNDP2026 | NT | 2050 | TWh | 457 | Sub_sector | Households | Surplus Energy | Households | Energetic | GAP | Hydrogen | EU | Energy demand | 0 | FEC
BG | TYNDP2026 | NT | 2050 | TWh | 458 | Sub_sector | Households | Surplus Energy | Households | Energetic | GAP | Methane | EU | Energy demand | 0 | FEC
BG | TYNDP2026 | NT | 2050 | TWh | 459 | Sub_sector | Households | Surplus Energy | Households | Energetic | GAP | Heat | EU | Energy demand | 0 | FEC
BG | TYNDP2026 | NT | 2050 | TWh | 460 | Sub_sector | Households | Surplus Energy | Households | Energetic | GAP | Biomass | EU | Energy demand | 0 | FEC
BG | TYNDP2026 | NT | 2050 | TWh | 461 | Sub_sector | Households | Surplus Energy | Households | Energetic | GAP | Solids | EU | Energy demand | 0 | FEC
BG | TYNDP2026 | NT | 2050 | TWh | 462 | Sub_sector | Households | Surplus Energy | Households | Energetic | GAP | Liquids | EU | Energy demand | 0 | FEC
BG | TYNDP2026 | NT | 2050 | TWh | 463 | Sub_sector | Households | Surplus Energy | Households | Energetic | GAP | Others | EU | Energy demand | 0 | FEC
BG | TYNDP2026 | NT | 2050 | TWh | 464 | Sub_sector | Households | Surplus Energy | Households | Energetic | GAP | Ammonia | EU | Energy demand | 0 | FEC
BG | TYNDP2026 | HEV | 2035 | TWh | 102 | Sub_sector | Industry | Aluminium | Industry (aluminium) | Energetic | industry_aluminium_demand_electricity_energetic | Electricity | EU | Energy demand | 0 | FEC
BG | TYNDP2026 | HEV | 2035 | TWh | 103 | Sub_sector | Industry | Aluminium | Industry (aluminium) | Energetic | industry_aluminium_demand_hydrogen_energetic | Hydrogen | EU | Energy demand | 0.34021 | FEC
BG | TYNDP2026 | HEV | 2035 | TWh | 104 | Sub_sector | Industry | Aluminium | Industry (aluminium) | Energetic | industry_aluminium_demand_methane_energetic | Methane | EU | Energy demand | 0 | FEC
BG | TYNDP2026 | HEV | 2035 | TWh | 105 | Sub_sector | Industry | Aluminium | Industry (aluminium) | Energetic | industry_aluminium_demand_heat_energetic | Heat | EU | Energy demand | 0 | FEC
BG | TYNDP2026 | HEV | 2035 | TWh | 106 | Sub_sector | Industry | Aluminium | Industry (aluminium) | Energetic | industry_aluminium_demand_biomass_energetic | Biomass | EU | Energy demand | 0 | FEC
BG | TYNDP2026 | HEV | 2035 | TWh | 107 | Sub_sector | Industry | Aluminium | Industry (aluminium) | Energetic | industry_aluminium_demand_coal_energetic | Solids | EU | Energy demand | 0 | FEC
BG | TYNDP2026 | HEV | 2035 | TWh | 108 | Sub_sector | Industry | Aluminium | Industry (aluminium) | Energetic | industry_aluminium_demand_oil_energetic | Liquids | EU | Energy demand | 0 | FEC
BG | TYNDP2026 | HEV | 2035 | TWh | 109 | Sub_sector | Industry | Aluminium | Industry (aluminium) | Energetic | industry_aluminium_demand_others_energetic | Others | EU | Energy demand | 0 | FEC
BG | TYNDP2026 | HEV | 2035 | TWh | 110 | Sub_sector | Industry | Aluminium | Industry (aluminium) | Energetic | industry_ammonia_demand_others_energetic | Ammonia | EU | Energy demand | 0 | FEC
BG | TYNDP2026 | HEV | 2035 | TWh | 112 | Sub_sector | Industry | Chemicals | Industry (chemicals, energetic) | Energetic | industry_chemical_demand_electricity_energetic | Electricity | EU | Energy demand | 2.0561 | FEC
BG | TYNDP2026 | HEV | 2035 | TWh | 113 | Sub_sector | Industry | Chemicals | Industry (chemicals, energetic) | Energetic | industry_chemical_demand_hydrogen_energetic | Hydrogen | EU | Energy demand | 0.63197 | FEC
BG | TYNDP2026 | HEV | 2035 | TWh | 114 | Sub_sector | Industry | Chemicals | Industry (chemicals, energetic) | Energetic | industry_chemical_demand_methane_energetic | Methane | EU | Energy demand | 0.62779 | FEC
BG | TYNDP2026 | HEV | 2035 | TWh | 115 | Sub_sector | Industry | Chemicals | Industry (chemicals, energetic) | Energetic | industry_chemical_demand_heat_energetic | Heat | EU | Energy demand | 0.34855 | FEC
BG | TYNDP2026 | HEV | 2035 | TWh | 116 | Sub_sector | Industry | Chemicals | Industry (chemicals, energetic) | Energetic | industry_chemical_demand_biomass_energetic | Biomass | EU | Energy demand | 0.14055 | FEC
BG | TYNDP2026 | HEV | 2035 | TWh | 117 | Sub_sector | Industry | Chemicals | Industry (chemicals, energetic) | Energetic | industry_chemical_demand_coal_energetic | Solids | EU | Energy demand | 1.5869 | FEC
BG | TYNDP2026 | HEV | 2035 | TWh | 118 | Sub_sector | Industry | Chemicals | Industry (chemicals, energetic) | Energetic | industry_chemical_demand_oil_energetic | Liquids | EU | Energy demand | 3.0209 | FEC
BG | TYNDP2026 | HEV | 2035 | TWh | 119 | Sub_sector | Industry | Chemicals | Industry (chemicals, energetic) | Energetic | industry_chemical_demand_others_energetic | Others | EU | Energy demand | 0 | FEC
BG | TYNDP2026 | HEV | 2035 | TWh | 120 | Sub_sector | Industry | Chemicals | Industry (chemicals, energetic) | Energetic | industry_chemical_demand_ammonia_energetic | Ammonia | EU | Energy demand | 0 | FEC
BG | TYNDP2026 | HEV | 2035 | TWh | 122 | Sub_sector | Industry | Chemicals | Industry (chemicals, non-energetic) | Non-energetic | industry_chemical_demand_electricity_non_energetic | Electricity | EU | Energy demand | 0 | not_included_in_FEC
BG | TYNDP2026 | HEV | 2035 | TWh | 123 | Sub_sector | Industry | Chemicals | Industry (chemicals, non-energetic) | Non-energetic | industry_chemical_demand_hydrogen_non_energetic | Hydrogen | EU | Energy demand | 0 | not_included_in_FEC
BG | TYNDP2026 | HEV | 2035 | TWh | 124 | Sub_sector | Industry | Chemicals | Industry (chemicals, non-energetic) | Non-energetic | industry_chemical_demand_methane_non_energetic | Methane | EU | Energy demand | 0 | not_included_in_FEC
BG | TYNDP2026 | HEV | 2035 | TWh | 125 | Sub_sector | Industry | Chemicals | Industry (chemicals, non-energetic) | Non-energetic | industry_chemical_demand_heat_non_energetic | Heat | EU | Energy demand | 0 | not_included_in_FEC
BG | TYNDP2026 | HEV | 2035 | TWh | 126 | Sub_sector | Industry | Chemicals | Industry (chemicals, non-energetic) | Non-energetic | industry_chemical_demand_biomass_non_energetic | Biomass | EU | Energy demand | 0 | not_included_in_FEC
BG | TYNDP2026 | HEV | 2035 | TWh | 127 | Sub_sector | Industry | Chemicals | Industry (chemicals, non-energetic) | Non-energetic | industry_chemical_demand_coal_non_energetic | Solids | EU | Energy demand | 0 | not_included_in_FEC
BG | TYNDP2026 | HEV | 2035 | TWh | 128 | Sub_sector | Industry | Chemicals | Industry (chemicals, non-energetic) | Non-energetic | industry_chemical_demand_oil_non_energetic | Liquids | EU | Energy demand | 0.25779 | not_included_in_FEC
BG | TYNDP2026 | HEV | 2035 | TWh | 129 | Sub_sector | Industry | Chemicals | Industry (chemicals, non-energetic) | Non-energetic | industry_chemical_demand_others_non_energetic | Others | EU | Energy demand | 0 | not_included_in_FEC
BG | TYNDP2026 | HEV | 2035 | TWh | 130 | Sub_sector | Industry | Chemicals | Industry (chemicals, non-energetic) | Non-energetic | industry_chemical_demand_ammonia_non_energetic | Ammonia | EU | Energy demand | 0 | not_included_in_FEC
BG | TYNDP2026 | HEV | 2035 | TWh | 132 | Sub_sector | Industry | Fertilizers | Industry (fertilizers, energetic) | Energetic | industry_fertilizers_demand_electricity_energetic | Electricity | EU | Energy demand | 0.14075 | FEC
BG | TYNDP2026 | HEV | 2035 | TWh | 133 | Sub_sector | Industry | Fertilizers | Industry (fertilizers, energetic) | Energetic | industry_fertilizers_demand_hydrogen_energetic | Hydrogen | EU | Energy demand | 0 | FEC
BG | TYNDP2026 | HEV | 2035 | TWh | 134 | Sub_sector | Industry | Fertilizers | Industry (fertilizers, energetic) | Energetic | industry_fertilizers_demand_methane_energetic | Methane | EU | Energy demand | 0.7479 | FEC
BG | TYNDP2026 | HEV | 2035 | TWh | 135 | Sub_sector | Industry | Fertilizers | Industry (fertilizers, energetic) | Energetic | industry_fertilizers_demand_heat_energetic | Heat | EU | Energy demand | 0 | FEC
BG | TYNDP2026 | HEV | 2035 | TWh | 136 | Sub_sector | Industry | Fertilizers | Industry (fertilizers, energetic) | Energetic | industry_fertilizers_demand_biomass_energetic | Biomass | EU | Energy demand | 0 | FEC
BG | TYNDP2026 | HEV | 2035 | TWh | 137 | Sub_sector | Industry | Fertilizers | Industry (fertilizers, energetic) | Energetic | industry_fertilizers_demand_coal_energetic | Solids | EU | Energy demand | 0 | FEC
BG | TYNDP2026 | HEV | 2035 | TWh | 138 | Sub_sector | Industry | Fertilizers | Industry (fertilizers, energetic) | Energetic | industry_fertilizers_demand_oil_energetic | Liquids | EU | Energy demand | 0 | FEC
BG | TYNDP2026 | HEV | 2035 | TWh | 139 | Sub_sector | Industry | Fertilizers | Industry (fertilizers, energetic) | Energetic | industry_fertilizers_demand_others_energetic | Others | EU | Energy demand | 0 | FEC
BG | TYNDP2026 | HEV | 2035 | TWh | 140 | Sub_sector | Industry | Fertilizers | Industry (fertilizers, energetic) | Energetic | industry_fertilizers_demand_ammonia_energetic | Ammonia | EU | Energy demand | 0 | FEC
BG | TYNDP2026 | HEV | 2035 | TWh | 142 | Sub_sector | Industry | Fertilizers | Industry (fertilizers, non-energetic) | Non-energetic | industry_fertilizers_demand_electricity_non_energetic | Electricity | EU | Energy demand | 0 | not_included_in_FEC
BG | TYNDP2026 | HEV | 2035 | TWh | 143 | Sub_sector | Industry | Fertilizers | Industry (fertilizers, non-energetic) | Non-energetic | industry_fertilizers_demand_hydrogen_non_energetic | Hydrogen | EU | Energy demand | 0 | not_included_in_FEC
BG | TYNDP2026 | HEV | 2035 | TWh | 144 | Sub_sector | Industry | Fertilizers | Industry (fertilizers, non-energetic) | Non-energetic | industry_fertilizers_demand_methane_non_energetic | Methane | EU | Energy demand | 0.70184 | not_included_in_FEC
BG | TYNDP2026 | HEV | 2035 | TWh | 145 | Sub_sector | Industry | Fertilizers | Industry (fertilizers, non-energetic) | Non-energetic | industry_fertilizers_demand_heat_non_energetic | Heat | EU | Energy demand | 0 | not_included_in_FEC
BG | TYNDP2026 | HEV | 2035 | TWh | 146 | Sub_sector | Industry | Fertilizers | Industry (fertilizers, non-energetic) | Non-energetic | industry_fertilizers_demand_biomass_non_energetic | Biomass | EU | Energy demand | 0 | not_included_in_FEC
BG | TYNDP2026 | HEV | 2035 | TWh | 147 | Sub_sector | Industry | Fertilizers | Industry (fertilizers, non-energetic) | Non-energetic | industry_fertilizers_demand_coal_non_energetic | Solids | EU | Energy demand | 0 | not_included_in_FEC
BG | TYNDP2026 | HEV | 2035 | TWh | 148 | Sub_sector | Industry | Fertilizers | Industry (fertilizers, non-energetic) | Non-energetic | industry_fertilizers_demand_oil_non_energetic | Liquids | EU | Energy demand | 0 | not_included_in_FEC
BG | TYNDP2026 | HEV | 2035 | TWh | 149 | Sub_sector | Industry | Fertilizers | Industry (fertilizers, non-energetic) | Non-energetic | industry_fertilizers_demand_others_non_energetic | Others | EU | Energy demand | 0 | not_included_in_FEC
BG | TYNDP2026 | HEV | 2035 | TWh | 150 | Sub_sector | Industry | Fertilizers | Industry (fertilizers, non-energetic) | Non-energetic | industry_fertilizers_demand_ammonia_non_energetic | Ammonia | EU | Energy demand | 0 | not_included_in_FEC
BG | TYNDP2026 | HEV | 2035 | TWh | 152 | Sub_sector | Industry | Food | Industry (food) | Energetic | industry_food_demand_electricity_energetic | Electricity | EU | Energy demand | 2.5185 | FEC
BG | TYNDP2026 | HEV | 2035 | TWh | 153 | Sub_sector | Industry | Food | Industry (food) | Energetic | industry_food_demand_hydrogen_energetic | Hydrogen | EU | Energy demand | 0 | FEC
BG | TYNDP2026 | HEV | 2035 | TWh | 154 | Sub_sector | Industry | Food | Industry (food) | Energetic | industry_food_demand_methane_energetic | Methane | EU | Energy demand | 1.058 | FEC
BG | TYNDP2026 | HEV | 2035 | TWh | 155 | Sub_sector | Industry | Food | Industry (food) | Energetic | industry_food_demand_heat_energetic | Heat | EU | Energy demand | 0.18176 | FEC
BG | TYNDP2026 | HEV | 2035 | TWh | 156 | Sub_sector | Industry | Food | Industry (food) | Energetic | industry_food_demand_biomass_energetic | Biomass | EU | Energy demand | 0.15342 | FEC
BG | TYNDP2026 | HEV | 2035 | TWh | 157 | Sub_sector | Industry | Food | Industry (food) | Energetic | industry_food_demand_coal_energetic | Solids | EU | Energy demand | 0.013008 | FEC
BG | TYNDP2026 | HEV | 2035 | TWh | 158 | Sub_sector | Industry | Food | Industry (food) | Energetic | industry_food_demand_oil_energetic | Liquids | EU | Energy demand | 0.1088 | FEC
BG | TYNDP2026 | HEV | 2035 | TWh | 159 | Sub_sector | Industry | Food | Industry (food) | Energetic | industry_food_demand_others_energetic | Others | EU | Energy demand | 0 | FEC
BG | TYNDP2026 | HEV | 2035 | TWh | 160 | Sub_sector | Industry | Food | Industry (food) | Energetic | industry_food_demand_ammonia_energetic | Ammonia | EU | Energy demand | 0 | FEC
BG | TYNDP2026 | HEV | 2035 | TWh | 162 | Sub_sector | Industry | Metals | Industry (metal) | Energetic | industry_metal_demand_electricity_energetic | Electricity | EU | Energy demand | 1.5308 | FEC
BG | TYNDP2026 | HEV | 2035 | TWh | 163 | Sub_sector | Industry | Metals | Industry (metal) | Energetic | industry_metal_demand_hydrogen_energetic | Hydrogen | EU | Energy demand | 0 | FEC
BG | TYNDP2026 | HEV | 2035 | TWh | 164 | Sub_sector | Industry | Metals | Industry (metal) | Energetic | industry_metal_demand_methane_energetic | Methane | EU | Energy demand | 0.46032 | FEC
BG | TYNDP2026 | HEV | 2035 | TWh | 165 | Sub_sector | Industry | Metals | Industry (metal) | Energetic | industry_metal_demand_heat_energetic | Heat | EU | Energy demand | 0.21461 | FEC
BG | TYNDP2026 | HEV | 2035 | TWh | 166 | Sub_sector | Industry | Metals | Industry (metal) | Energetic | industry_metal_demand_biomass_energetic | Biomass | EU | Energy demand | 0 | FEC
BG | TYNDP2026 | HEV | 2035 | TWh | 167 | Sub_sector | Industry | Metals | Industry (metal) | Energetic | industry_metal_demand_coal_energetic | Solids | EU | Energy demand | 0 | FEC
BG | TYNDP2026 | HEV | 2035 | TWh | 168 | Sub_sector | Industry | Metals | Industry (metal) | Energetic | industry_metal_demand_oil_energetic | Liquids | EU | Energy demand | 0.14954 | FEC
BG | TYNDP2026 | HEV | 2035 | TWh | 169 | Sub_sector | Industry | Metals | Industry (metal) | Energetic | industry_metal_demand_others_energetic | Others | EU | Energy demand | 0 | FEC
BG | TYNDP2026 | HEV | 2035 | TWh | 170 | Sub_sector | Industry | Metals | Industry (metal) | Energetic | industry_metal_demand_ammonia_energetic | Ammonia | EU | Energy demand | 0 | FEC
BG | TYNDP2026 | HEV | 2035 | TWh | 172 | Sub_sector | Industry | Others | Industry (other, energetic) | Energetic | industry_other_demand_electricity_energetic | Electricity | EU | Energy demand | 4.3864 | FEC
BG | TYNDP2026 | HEV | 2035 | TWh | 173 | Sub_sector | Industry | Others | Industry (other, energetic) | Energetic | industry_other_demand_hydrogen_energetic | Hydrogen | EU | Energy demand | 2.3859 | FEC
BG | TYNDP2026 | HEV | 2035 | TWh | 174 | Sub_sector | Industry | Others | Industry (other, energetic) | Energetic | industry_other_demand_methane_energetic | Methane | EU | Energy demand | 1.44 | FEC
BG | TYNDP2026 | HEV | 2035 | TWh | 175 | Sub_sector | Industry | Others | Industry (other, energetic) | Energetic | industry_other_demand_heat_energetic | Heat | EU | Energy demand | 0.82208 | FEC
BG | TYNDP2026 | HEV | 2035 | TWh | 176 | Sub_sector | Industry | Others | Industry (other, energetic) | Energetic | industry_other_demand_biomass_energetic | Biomass | EU | Energy demand | 0.20525 | FEC
BG | TYNDP2026 | HEV | 2035 | TWh | 177 | Sub_sector | Industry | Others | Industry (other, energetic) | Energetic | industry_other_demand_coal_energetic | Solids | EU | Energy demand | 0.21906 | FEC
BG | TYNDP2026 | HEV | 2035 | TWh | 178 | Sub_sector | Industry | Others | Industry (other, energetic) | Energetic | industry_other_demand_oil_energetic | Liquids | EU | Energy demand | 0.4009 | FEC
BG | TYNDP2026 | HEV | 2035 | TWh | 179 | Sub_sector | Industry | Others | Industry (other, energetic) | Energetic | industry_other_demand_others_energetic | Others | EU | Energy demand | 0 | FEC
BG | TYNDP2026 | HEV | 2035 | TWh | 180 | Sub_sector | Industry | Others | Industry (other, energetic) | Energetic | industry_other_demand_ammonia_energetic | Ammonia | EU | Energy demand | 0 | FEC
BG | TYNDP2026 | HEV | 2035 | TWh | 182 | Sub_sector | Industry | Others | Industry (other, non-energetic) | Non-energetic | industry_other_demand_electricity_non_energetic | Electricity | EU | Energy demand | 0 | not_included_in_FEC
BG | TYNDP2026 | HEV | 2035 | TWh | 183 | Sub_sector | Industry | Others | Industry (other, non-energetic) | Non-energetic | industry_other_demand_hydrogen_non_energetic | Hydrogen | EU | Energy demand | 0.14313 | not_included_in_FEC
BG | TYNDP2026 | HEV | 2035 | TWh | 184 | Sub_sector | Industry | Others | Industry (other, non-energetic) | Non-energetic | industry_other_demand_methane_non_energetic | Methane | EU | Energy demand | 0 | not_included_in_FEC
BG | TYNDP2026 | HEV | 2035 | TWh | 185 | Sub_sector | Industry | Others | Industry (other, non-energetic) | Non-energetic | industry_other_demand_heat_non_energetic | Heat | EU | Energy demand | 0 | not_included_in_FEC
BG | TYNDP2026 | HEV | 2035 | TWh | 186 | Sub_sector | Industry | Others | Industry (other, non-energetic) | Non-energetic | industry_other_demand_biomass_non_energetic | Biomass | EU | Energy demand | 0 | not_included_in_FEC
BG | TYNDP2026 | HEV | 2035 | TWh | 187 | Sub_sector | Industry | Others | Industry (other, non-energetic) | Non-energetic | industry_other_demand_coal_non_energetic | Solids | EU | Energy demand | 0 | not_included_in_FEC
BG | TYNDP2026 | HEV | 2035 | TWh | 188 | Sub_sector | Industry | Others | Industry (other, non-energetic) | Non-energetic | industry_other_demand_oil_non_energetic | Liquids | EU | Energy demand | 0.8802 | not_included_in_FEC
BG | TYNDP2026 | HEV | 2035 | TWh | 189 | Sub_sector | Industry | Others | Industry (other, non-energetic) | Non-energetic | industry_other_demand_others_non_energetic | Others | EU | Energy demand | 0 | not_included_in_FEC
BG | TYNDP2026 | HEV | 2035 | TWh | 190 | Sub_sector | Industry | Others | Industry (other, non-energetic) | Non-energetic | industry_other_demand_ammonia_non_energetic | Ammonia | EU | Energy demand | 0 | not_included_in_FEC
BG | TYNDP2026 | HEV | 2035 | TWh | 192 | Sub_sector | Industry | Paper | Industry (paper) | Energetic | industry_paper_demand_electricity_energetic | Electricity | EU | Energy demand | 0.6185 | FEC
BG | TYNDP2026 | HEV | 2035 | TWh | 193 | Sub_sector | Industry | Paper | Industry (paper) | Energetic | industry_paper_demand_hydrogen_energetic | Hydrogen | EU | Energy demand | 0.25213 | FEC
BG | TYNDP2026 | HEV | 2035 | TWh | 194 | Sub_sector | Industry | Paper | Industry (paper) | Energetic | industry_paper_demand_methane_energetic | Methane | EU | Energy demand | 0.36509 | FEC
BG | TYNDP2026 | HEV | 2035 | TWh | 195 | Sub_sector | Industry | Paper | Industry (paper) | Energetic | industry_paper_demand_heat_energetic | Heat | EU | Energy demand | 0.0041379 | FEC
BG | TYNDP2026 | HEV | 2035 | TWh | 196 | Sub_sector | Industry | Paper | Industry (paper) | Energetic | industry_paper_demand_biomass_energetic | Biomass | EU | Energy demand | 1.1339 | FEC
BG | TYNDP2026 | HEV | 2035 | TWh | 197 | Sub_sector | Industry | Paper | Industry (paper) | Energetic | industry_paper_demand_coal_energetic | Solids | EU | Energy demand | 0.0086279 | FEC
BG | TYNDP2026 | HEV | 2035 | TWh | 198 | Sub_sector | Industry | Paper | Industry (paper) | Energetic | industry_paper_demand_oil_energetic | Liquids | EU | Energy demand | 0.0085087 | FEC
BG | TYNDP2026 | HEV | 2035 | TWh | 199 | Sub_sector | Industry | Paper | Industry (paper) | Energetic | industry_paper_demand_others_energetic | Others | EU | Energy demand | 0 | FEC
BG | TYNDP2026 | HEV | 2035 | TWh | 200 | Sub_sector | Industry | Paper | Industry (paper) | Energetic | industry_paper_demand_ammonia_energetic | Ammonia | EU | Energy demand | 0 | FEC
BG | TYNDP2026 | HEV | 2035 | TWh | 202 | Sub_sector | Industry | Refineries | Industry (refineries, energetic) | Energetic | industry_refinery_demand_electricity_energetic | Electricity | EU | Energy demand | 0.39878 | not_included_in_FEC
BG | TYNDP2026 | HEV | 2035 | TWh | 203 | Sub_sector | Industry | Refineries | Industry (refineries, energetic) | Energetic | industry_refinery_demand_hydrogen_energetic | Hydrogen | EU | Energy demand | 0 | not_included_in_FEC
BG | TYNDP2026 | HEV | 2035 | TWh | 204 | Sub_sector | Industry | Refineries | Industry (refineries, energetic) | Energetic | industry_refinery_demand_methane_energetic | Methane | EU | Energy demand | 0.28544 | not_included_in_FEC
BG | TYNDP2026 | HEV | 2035 | TWh | 205 | Sub_sector | Industry | Refineries | Industry (refineries, energetic) | Energetic | industry_refinery_demand_heat_energetic | Heat | EU | Energy demand | 0 | not_included_in_FEC
BG | TYNDP2026 | HEV | 2035 | TWh | 206 | Sub_sector | Industry | Refineries | Industry (refineries, energetic) | Energetic | industry_refinery_demand_biomass_energetic | Biomass | EU | Energy demand | 0 | not_included_in_FEC
BG | TYNDP2026 | HEV | 2035 | TWh | 207 | Sub_sector | Industry | Refineries | Industry (refineries, energetic) | Energetic | industry_refinery_demand_coal_energetic | Solids | EU | Energy demand | 0 | not_included_in_FEC
BG | TYNDP2026 | HEV | 2035 | TWh | 208 | Sub_sector | Industry | Refineries | Industry (refineries, energetic) | Energetic | industry_refinery_demand_oil_energetic | Liquids | EU | Energy demand | 2.7851 | not_included_in_FEC
BG | TYNDP2026 | HEV | 2035 | TWh | 209 | Sub_sector | Industry | Refineries | Industry (refineries, energetic) | Energetic | industry_refinery_demand_others_energetic | Others | EU | Energy demand | 0 | not_included_in_FEC
BG | TYNDP2026 | HEV | 2035 | TWh | 210 | Sub_sector | Industry | Refineries | Industry (refineries, energetic) | Energetic | industry_refinery_demand_ammonia_energetic | Ammonia | EU | Energy demand | 0 | not_included_in_FEC
BG | TYNDP2026 | HEV | 2035 | TWh | 212 | Sub_sector | Industry | Refineries | Industry (refineries, non-energetic) | Non-energetic | industry_refinery_demand_electricity_non_energetic | Electricity | EU | Energy demand | 0 | not_included_in_FEC
BG | TYNDP2026 | HEV | 2035 | TWh | 213 | Sub_sector | Industry | Refineries | Industry (refineries, non-energetic) | Non-energetic | industry_refinery_demand_hydrogen_non_energetic | Hydrogen | EU | Energy demand | 0 | not_included_in_FEC
BG | TYNDP2026 | HEV | 2035 | TWh | 214 | Sub_sector | Industry | Refineries | Industry (refineries, non-energetic) | Non-energetic | industry_refinery_demand_methane_non_energetic | Methane | EU | Energy demand | 0 | not_included_in_FEC
BG | TYNDP2026 | HEV | 2035 | TWh | 215 | Sub_sector | Industry | Refineries | Industry (refineries, non-energetic) | Non-energetic | industry_refinery_demand_heat_non_energetic | Heat | EU | Energy demand | 0 | not_included_in_FEC
BG | TYNDP2026 | HEV | 2035 | TWh | 216 | Sub_sector | Industry | Refineries | Industry (refineries, non-energetic) | Non-energetic | industry_refinery_demand_biomass_non_energetic | Biomass | EU | Energy demand | 0 | not_included_in_FEC
BG | TYNDP2026 | HEV | 2035 | TWh | 217 | Sub_sector | Industry | Refineries | Industry (refineries, non-energetic) | Non-energetic | industry_refinery_demand_coal_non_energetic | Solids | EU | Energy demand | 0 | not_included_in_FEC
BG | TYNDP2026 | HEV | 2035 | TWh | 218 | Sub_sector | Industry | Refineries | Industry (refineries, non-energetic) | Non-energetic | industry_refinery_demand_oil_non_energetic | Liquids | EU | Energy demand | 0 | not_included_in_FEC
BG | TYNDP2026 | HEV | 2035 | TWh | 219 | Sub_sector | Industry | Refineries | Industry (refineries, non-energetic) | Non-energetic | industry_refinery_demand_others_non_energetic | Others | EU | Energy demand | 0 | not_included_in_FEC
BG | TYNDP2026 | HEV | 2035 | TWh | 220 | Sub_sector | Industry | Refineries | Industry (refineries, non-energetic) | Non-energetic | industry_refinery_demand_ammonia_non_energetic | Ammonia | EU | Energy demand | 0 | not_included_in_FEC
BG | TYNDP2026 | HEV | 2035 | TWh | 222 | Sub_sector | Industry | Steel | Industry (steel) | Energetic | industry_steel_demand_electricity_energetic | Electricity | EU | Energy demand | 1.3575 | FEC
BG | TYNDP2026 | HEV | 2035 | TWh | 223 | Sub_sector | Industry | Steel | Industry (steel) | Energetic | industry_steel_demand_hydrogen_energetic | Hydrogen | EU | Energy demand | 0.27745 | FEC
BG | TYNDP2026 | HEV | 2035 | TWh | 224 | Sub_sector | Industry | Steel | Industry (steel) | Energetic | industry_steel_demand_methane_energetic | Methane | EU | Energy demand | 0.6073 | FEC
BG | TYNDP2026 | HEV | 2035 | TWh | 225 | Sub_sector | Industry | Steel | Industry (steel) | Energetic | industry_steel_demand_heat_energetic | Heat | EU | Energy demand | 0.00028212 | FEC
BG | TYNDP2026 | HEV | 2035 | TWh | 226 | Sub_sector | Industry | Steel | Industry (steel) | Energetic | industry_steel_demand_biomass_energetic | Biomass | EU | Energy demand | 0.00036361 | FEC
BG | TYNDP2026 | HEV | 2035 | TWh | 227 | Sub_sector | Industry | Steel | Industry (steel) | Energetic | industry_steel_demand_coal_energetic | Solids | EU | Energy demand | 0.00023238 | FEC
BG | TYNDP2026 | HEV | 2035 | TWh | 228 | Sub_sector | Industry | Steel | Industry (steel) | Energetic | industry_steel_demand_oil_energetic | Liquids | EU | Energy demand | 0.0024505 | FEC
BG | TYNDP2026 | HEV | 2035 | TWh | 229 | Sub_sector | Industry | Steel | Industry (steel) | Energetic | industry_steel_demand_others_energetic | Others | EU | Energy demand | 0 | FEC
BG | TYNDP2026 | HEV | 2035 | TWh | 230 | Sub_sector | Industry | Steel | Industry (steel) | Energetic | industry_steel_demand_ammonia_energetic | Ammonia | EU | Energy demand | 0 | FEC
BG | TYNDP2026 | HEV | 2035 | TWh | 232 | Sub_sector | Transport | Cars | Transport (cars) | Energetic | transport_cars_final_demand_electricity | Electricity | EU | Energy demand | 0.063744 | FEC
BG | TYNDP2026 | HEV | 2035 | TWh | 233 | Sub_sector | Transport | Cars | Transport (cars) | Energetic | transport_cars_final_demand_hydrogen | Hydrogen | EU | Energy demand | 0.001101 | FEC
BG | TYNDP2026 | HEV | 2035 | TWh | 234 | Sub_sector | Transport | Cars | Transport (cars) | Energetic | transport_cars_final_demand_methane | Methane | EU | Energy demand | 0.43229 | FEC
BG | TYNDP2026 | HEV | 2035 | TWh | 235 | Sub_sector | Transport | Cars | Transport (cars) | Energetic | transport_cars_final_demand_heat | Heat | EU | Energy demand | 0 | FEC
BG | TYNDP2026 | HEV | 2035 | TWh | 236 | Sub_sector | Transport | Cars | Transport (cars) | Energetic | transport_cars_final_demand_biomass | Biomass | EU | Energy demand | 0 | FEC
BG | TYNDP2026 | HEV | 2035 | TWh | 237 | Sub_sector | Transport | Cars | Transport (cars) | Energetic | transport_cars_final_demand_coal | Solids | EU | Energy demand | 0 | FEC
BG | TYNDP2026 | HEV | 2035 | TWh | 238 | Sub_sector | Transport | Cars | Transport (cars) | Energetic | transport_cars_final_demand_oil | Liquids | EU | Energy demand | 17.9694 | FEC
BG | TYNDP2026 | HEV | 2035 | TWh | 239 | Sub_sector | Transport | Cars | Transport (cars) | Energetic | transport_cars_final_demand_other | Others | EU | Energy demand | 0 | FEC
BG | TYNDP2026 | HEV | 2035 | TWh | 240 | Sub_sector | Transport | Cars | Transport (cars) | Energetic | transport_cars_final_demand_ammonia | Ammonia | EU | Energy demand | 0 | FEC
BG | TYNDP2026 | HEV | 2035 | TWh | 242 | Sub_sector | Transport | Busses | Transport (busses) | Energetic | transport_busses_final_demand_electricity | Electricity | EU | Energy demand | 0.33253 | FEC
BG | TYNDP2026 | HEV | 2035 | TWh | 243 | Sub_sector | Transport | Busses | Transport (busses) | Energetic | transport_busses_final_demand_hydrogen | Hydrogen | EU | Energy demand | 0.095787 | FEC
BG | TYNDP2026 | HEV | 2035 | TWh | 244 | Sub_sector | Transport | Busses | Transport (busses) | Energetic | transport_busses_final_demand_methane | Methane | EU | Energy demand | 0.21647 | FEC
BG | TYNDP2026 | HEV | 2035 | TWh | 245 | Sub_sector | Transport | Busses | Transport (busses) | Energetic | transport_busses_final_demand_heat | Heat | EU | Energy demand | 0 | FEC
BG | TYNDP2026 | HEV | 2035 | TWh | 246 | Sub_sector | Transport | Busses | Transport (busses) | Energetic | transport_busses_final_demand_biomass | Biomass | EU | Energy demand | 0 | FEC
BG | TYNDP2026 | HEV | 2035 | TWh | 247 | Sub_sector | Transport | Busses | Transport (busses) | Energetic | transport_busses_final_demand_coal | Solids | EU | Energy demand | 0 | FEC
BG | TYNDP2026 | HEV | 2035 | TWh | 248 | Sub_sector | Transport | Busses | Transport (busses) | Energetic | transport_busses_final_demand_oil | Liquids | EU | Energy demand | 1.1002 | FEC
BG | TYNDP2026 | HEV | 2035 | TWh | 249 | Sub_sector | Transport | Busses | Transport (busses) | Energetic | transport_busses_final_demand_other | Others | EU | Energy demand | 0 | FEC
BG | TYNDP2026 | HEV | 2035 | TWh | 250 | Sub_sector | Transport | Busses | Transport (busses) | Energetic | transport_busses_final_demand_ammonia | Ammonia | EU | Energy demand | 0 | FEC
BG | TYNDP2026 | HEV | 2035 | TWh | 252 | Sub_sector | Transport | Trucks | Transport (trucks) | Energetic | transport_trucks_final_demand_electricity | Electricity | EU | Energy demand | 0 | FEC
BG | TYNDP2026 | HEV | 2035 | TWh | 253 | Sub_sector | Transport | Trucks | Transport (trucks) | Energetic | transport_trucks_final_demand_hydrogen | Hydrogen | EU | Energy demand | 0.80483 | FEC
BG | TYNDP2026 | HEV | 2035 | TWh | 254 | Sub_sector | Transport | Trucks | Transport (trucks) | Energetic | transport_trucks_final_demand_methane | Methane | EU | Energy demand | 0.00095008 | FEC
BG | TYNDP2026 | HEV | 2035 | TWh | 255 | Sub_sector | Transport | Trucks | Transport (trucks) | Energetic | transport_trucks_final_demand_heat | Heat | EU | Energy demand | 0 | FEC
BG | TYNDP2026 | HEV | 2035 | TWh | 256 | Sub_sector | Transport | Trucks | Transport (trucks) | Energetic | transport_trucks_final_demand_biomass | Biomass | EU | Energy demand | 0 | FEC
BG | TYNDP2026 | HEV | 2035 | TWh | 257 | Sub_sector | Transport | Trucks | Transport (trucks) | Energetic | transport_trucks_final_demand_coal | Solids | EU | Energy demand | 0 | FEC
BG | TYNDP2026 | HEV | 2035 | TWh | 258 | Sub_sector | Transport | Trucks | Transport (trucks) | Energetic | transport_trucks_final_demand_oil | Liquids | EU | Energy demand | 11.2865 | FEC
BG | TYNDP2026 | HEV | 2035 | TWh | 259 | Sub_sector | Transport | Trucks | Transport (trucks) | Energetic | transport_trucks_final_demand_other | Others | EU | Energy demand | 0 | FEC
BG | TYNDP2026 | HEV | 2035 | TWh | 260 | Sub_sector | Transport | Trucks | Transport (trucks) | Energetic | transport_trucks_final_demand_ammonia | Ammonia | EU | Energy demand | 0 | FEC
BG | TYNDP2026 | HEV | 2035 | TWh | 262 | Sub_sector | Transport | Vans | Transport (vans) | Energetic | transport_vans_final_demand_electricity | Electricity | EU | Energy demand | 0.015969 | FEC
BG | TYNDP2026 | HEV | 2035 | TWh | 263 | Sub_sector | Transport | Vans | Transport (vans) | Energetic | transport_vans_final_demand_hydrogen | Hydrogen | EU | Energy demand | 0 | FEC
BG | TYNDP2026 | HEV | 2035 | TWh | 264 | Sub_sector | Transport | Vans | Transport (vans) | Energetic | transport_vans_final_demand_methane | Methane | EU | Energy demand | 0.0025236 | FEC
BG | TYNDP2026 | HEV | 2035 | TWh | 265 | Sub_sector | Transport | Vans | Transport (vans) | Energetic | transport_vans_final_demand_heat | Heat | EU | Energy demand | 0 | FEC
BG | TYNDP2026 | HEV | 2035 | TWh | 266 | Sub_sector | Transport | Vans | Transport (vans) | Energetic | transport_vans_final_demand_biomass | Biomass | EU | Energy demand | 0 | FEC
BG | TYNDP2026 | HEV | 2035 | TWh | 267 | Sub_sector | Transport | Vans | Transport (vans) | Energetic | transport_vans_final_demand_coal | Solids | EU | Energy demand | 0 | FEC
BG | TYNDP2026 | HEV | 2035 | TWh | 268 | Sub_sector | Transport | Vans | Transport (vans) | Energetic | transport_vans_final_demand_oil | Liquids | EU | Energy demand | 3.5496 | FEC
BG | TYNDP2026 | HEV | 2035 | TWh | 269 | Sub_sector | Transport | Vans | Transport (vans) | Energetic | transport_vans_final_demand_other | Others | EU | Energy demand | 0 | FEC
BG | TYNDP2026 | HEV | 2035 | TWh | 270 | Sub_sector | Transport | Vans | Transport (vans) | Energetic | transport_vans_final_demand_ammonia | Ammonia | EU | Energy demand | 0 | FEC
BG | TYNDP2026 | HEV | 2035 | TWh | 272 | Sub_sector | Transport | Freight trains | Transport (trains) | Energetic | transport_trains_final_demand_electricity | Electricity | EU | Energy demand | 6.1587 | FEC
BG | TYNDP2026 | HEV | 2035 | TWh | 273 | Sub_sector | Transport | Freight trains | Transport (trains) | Energetic | transport_trains_final_demand_hydrogen | Hydrogen | EU | Energy demand | 0 | FEC
BG | TYNDP2026 | HEV | 2035 | TWh | 274 | Sub_sector | Transport | Freight trains | Transport (trains) | Energetic | transport_trains_final_demand_methane | Methane | EU | Energy demand | 0 | FEC
BG | TYNDP2026 | HEV | 2035 | TWh | 275 | Sub_sector | Transport | Freight trains | Transport (trains) | Energetic | transport_trains_final_demand_heat | Heat | EU | Energy demand | 0 | FEC
BG | TYNDP2026 | HEV | 2035 | TWh | 276 | Sub_sector | Transport | Freight trains | Transport (trains) | Energetic | transport_trains_final_demand_biomass | Biomass | EU | Energy demand | 0 | FEC
BG | TYNDP2026 | HEV | 2035 | TWh | 277 | Sub_sector | Transport | Freight trains | Transport (trains) | Energetic | transport_trains_final_demand_coal | Solids | EU | Energy demand | 0 | FEC
BG | TYNDP2026 | HEV | 2035 | TWh | 278 | Sub_sector | Transport | Freight trains | Transport (trains) | Energetic | transport_trains_final_demand_oil | Liquids | EU | Energy demand | 0.17288 | FEC
BG | TYNDP2026 | HEV | 2035 | TWh | 279 | Sub_sector | Transport | Freight trains | Transport (trains) | Energetic | transport_trains_final_demand_other | Others | EU | Energy demand | 0 | FEC
BG | TYNDP2026 | HEV | 2035 | TWh | 280 | Sub_sector | Transport | Freight trains | Transport (trains) | Energetic | transport_trains_final_demand_ammonia | Ammonia | EU | Energy demand | 0 | FEC
BG | TYNDP2026 | HEV | 2035 | TWh | 282 | Sub_sector | Transport | Ships | Transport (ships) | Energetic | transport_ships_final_demand_electricity | Electricity | EU | Energy demand | 0.30415 | FEC
BG | TYNDP2026 | HEV | 2035 | TWh | 283 | Sub_sector | Transport | Ships | Transport (ships) | Energetic | transport_ships_final_demand_hydrogen | Hydrogen | EU | Energy demand | 0 | FEC
BG | TYNDP2026 | HEV | 2035 | TWh | 284 | Sub_sector | Transport | Ships | Transport (ships) | Energetic | transport_ships_final_demand_methane | Methane | EU | Energy demand | 0.00032311 | FEC
BG | TYNDP2026 | HEV | 2035 | TWh | 285 | Sub_sector | Transport | Ships | Transport (ships) | Energetic | transport_ships_final_demand_heat | Heat | EU | Energy demand | 0 | FEC
BG | TYNDP2026 | HEV | 2035 | TWh | 286 | Sub_sector | Transport | Ships | Transport (ships) | Energetic | transport_ships_final_demand_biomass | Biomass | EU | Energy demand | 0 | FEC
BG | TYNDP2026 | HEV | 2035 | TWh | 287 | Sub_sector | Transport | Ships | Transport (ships) | Energetic | transport_ships_final_demand_coal | Solids | EU | Energy demand | 0 | FEC
BG | TYNDP2026 | HEV | 2035 | TWh | 288 | Sub_sector | Transport | Ships | Transport (ships) | Energetic | transport_ships_final_demand_oil | Liquids | EU | Energy demand | 4.46e-05 | FEC
BG | TYNDP2026 | HEV | 2035 | TWh | 289 | Sub_sector | Transport | Ships | Transport (ships) | Energetic | transport_ships_final_demand_other | Others | EU | Energy demand | 0 | FEC
BG | TYNDP2026 | HEV | 2035 | TWh | 290 | Sub_sector | Transport | Ships | Transport (ships) | Energetic | transport_ships_final_demand_ammonia | Ammonia | EU | Energy demand | 0 | FEC
BG | TYNDP2026 | HEV | 2035 | TWh | 292 | Sub_sector | Transport | Planes | Transport (planes) | Energetic | transport_planes_final_demand_electricity | Electricity | EU | Energy demand | 0 | FEC
BG | TYNDP2026 | HEV | 2035 | TWh | 293 | Sub_sector | Transport | Planes | Transport (planes) | Energetic | transport_planes_final_demand_hydrogen | Hydrogen | EU | Energy demand | 0 | FEC
BG | TYNDP2026 | HEV | 2035 | TWh | 294 | Sub_sector | Transport | Planes | Transport (planes) | Energetic | transport_planes_final_demand_methane | Methane | EU | Energy demand | 0 | FEC
BG | TYNDP2026 | HEV | 2035 | TWh | 295 | Sub_sector | Transport | Planes | Transport (planes) | Energetic | transport_planes_final_demand_heat | Heat | EU | Energy demand | 0 | FEC
BG | TYNDP2026 | HEV | 2035 | TWh | 296 | Sub_sector | Transport | Planes | Transport (planes) | Energetic | transport_planes_final_demand_biomass | Biomass | EU | Energy demand | 0 | FEC
BG | TYNDP2026 | HEV | 2035 | TWh | 297 | Sub_sector | Transport | Planes | Transport (planes) | Energetic | transport_planes_final_demand_coal | Solids | EU | Energy demand | 0 | FEC
BG | TYNDP2026 | HEV | 2035 | TWh | 298 | Sub_sector | Transport | Planes | Transport (planes) | Energetic | transport_planes_final_demand_oil | Liquids | EU | Energy demand | 0.081667 | FEC
BG | TYNDP2026 | HEV | 2035 | TWh | 299 | Sub_sector | Transport | Planes | Transport (planes) | Energetic | transport_planes_final_demand_other | Others | EU | Energy demand | 0 | FEC
BG | TYNDP2026 | HEV | 2035 | TWh | 300 | Sub_sector | Transport | Planes | Transport (planes) | Energetic | transport_planes_final_demand_ammonia | Ammonia | EU | Energy demand | 0 | FEC
BG | TYNDP2026 | HEV | 2035 | TWh | 302 | Sub_sector | Transport | Others | Transport (others) | Energetic | transport_other_final_demand_electricity | Electricity | EU | Energy demand | 0.012016 | FEC
BG | TYNDP2026 | HEV | 2035 | TWh | 303 | Sub_sector | Transport | Others | Transport (others) | Energetic | transport_other_final_demand_hydrogen | Hydrogen | EU | Energy demand | 0.003303 | FEC
BG | TYNDP2026 | HEV | 2035 | TWh | 304 | Sub_sector | Transport | Others | Transport (others) | Energetic | transport_other_final_demand_methane | Methane | EU | Energy demand | 0 | FEC
BG | TYNDP2026 | HEV | 2035 | TWh | 305 | Sub_sector | Transport | Others | Transport (others) | Energetic | transport_other_final_demand_heat | Heat | EU | Energy demand | 0 | FEC
BG | TYNDP2026 | HEV | 2035 | TWh | 306 | Sub_sector | Transport | Others | Transport (others) | Energetic | transport_other_final_demand_biomass | Biomass | EU | Energy demand | 0 | FEC
BG | TYNDP2026 | HEV | 2035 | TWh | 307 | Sub_sector | Transport | Others | Transport (others) | Energetic | transport_other_final_demand_coal | Solids | EU | Energy demand | 0 | FEC
BG | TYNDP2026 | HEV | 2035 | TWh | 308 | Sub_sector | Transport | Others | Transport (others) | Energetic | transport_other_final_demand_oil | Liquids | EU | Energy demand | 0.21805 | FEC
BG | TYNDP2026 | HEV | 2035 | TWh | 309 | Sub_sector | Transport | Others | Transport (others) | Energetic | transport_other_final_demand_other | Others | EU | Energy demand | 0 | FEC
BG | TYNDP2026 | HEV | 2035 | TWh | 310 | Sub_sector | Transport | Others | Transport (others) | Energetic | transport_other_final_demand_ammonia | Ammonia | EU | Energy demand | 0 | FEC
BG | TYNDP2026 | HEV | 2035 | TWh | 312 | Sub_sector | International transport | International aviation | Transport (int. aviation) | Energetic | transport_int_aviation_final_demand_electricity | Electricity | EU | Energy demand | 0 | FEC
BG | TYNDP2026 | HEV | 2035 | TWh | 313 | Sub_sector | International transport | International aviation | Transport (int. aviation) | Energetic | transport_int_aviation_final_demand_hydrogen | Hydrogen | EU | Energy demand | 0 | FEC
BG | TYNDP2026 | HEV | 2035 | TWh | 314 | Sub_sector | International transport | International aviation | Transport (int. aviation) | Energetic | transport_int_aviation_final_demand_methane | Methane | EU | Energy demand | 0 | FEC
BG | TYNDP2026 | HEV | 2035 | TWh | 315 | Sub_sector | International transport | International aviation | Transport (int. aviation) | Energetic | transport_int_aviation_final_demand_heat | Heat | EU | Energy demand | 0 | FEC
BG | TYNDP2026 | HEV | 2035 | TWh | 316 | Sub_sector | International transport | International aviation | Transport (int. aviation) | Energetic | transport_int_aviation_final_demand_biofuels | Biomass | EU | Energy demand | 0 | FEC
BG | TYNDP2026 | HEV | 2035 | TWh | 317 | Sub_sector | International transport | International aviation | Transport (int. aviation) | Energetic | transport_int_aviation_final_demand_coal | Solids | EU | Energy demand | 0 | FEC
BG | TYNDP2026 | HEV | 2035 | TWh | 318 | Sub_sector | International transport | International aviation | Transport (int. aviation) | Energetic | transport_int_aviation_final_demand_oil | Liquids | EU | Energy demand | 2.5616 | FEC
BG | TYNDP2026 | HEV | 2035 | TWh | 319 | Sub_sector | International transport | International aviation | Transport (int. aviation) | Energetic | transport_int_aviation_final_demand_other | Others | EU | Energy demand | 0 | FEC
BG | TYNDP2026 | HEV | 2035 | TWh | 320 | Sub_sector | International transport | International aviation | Transport (int. aviation) | Energetic | transport_int_aviation_final_demand_ammonia | Ammonia | EU | Energy demand | 0 | FEC
BG | TYNDP2026 | HEV | 2035 | TWh | 322 | Sub_sector | International transport | International shipping | Transport (int. shipping) | Energetic | transport_int_shipping_final_demand_electricity | Electricity | EU | Energy demand | 0 | not_included_in_FEC
BG | TYNDP2026 | HEV | 2035 | TWh | 323 | Sub_sector | International transport | International shipping | Transport (int. shipping) | Energetic | transport_int_shipping_final_demand_hydrogen | Hydrogen | EU | Energy demand | 0 | not_included_in_FEC
BG | TYNDP2026 | HEV | 2035 | TWh | 324 | Sub_sector | International transport | International shipping | Transport (int. shipping) | Energetic | transport_int_shipping_final_demand_methane | Methane | EU | Energy demand | 0 | not_included_in_FEC
BG | TYNDP2026 | HEV | 2035 | TWh | 325 | Sub_sector | International transport | International shipping | Transport (int. shipping) | Energetic | transport_int_shipping_final_demand_heat | Heat | EU | Energy demand | 0 | not_included_in_FEC
BG | TYNDP2026 | HEV | 2035 | TWh | 326 | Sub_sector | International transport | International shipping | Transport (int. shipping) | Energetic | transport_int_shipping_final_demand_biofuels | Biomass | EU | Energy demand | 0 | not_included_in_FEC
BG | TYNDP2026 | HEV | 2035 | TWh | 327 | Sub_sector | International transport | International shipping | Transport (int. shipping) | Energetic | transport_int_shipping_final_demand_coal | Solids | EU | Energy demand | 0 | not_included_in_FEC
BG | TYNDP2026 | HEV | 2035 | TWh | 328 | Sub_sector | International transport | International shipping | Transport (int. shipping) | Energetic | transport_int_shipping_final_demand_oil | Liquids | EU | Energy demand | 0.76428 | not_included_in_FEC
BG | TYNDP2026 | HEV | 2035 | TWh | 329 | Sub_sector | International transport | International shipping | Transport (int. shipping) | Energetic | transport_int_shipping_final_demand_other | Others | EU | Energy demand | 0 | not_included_in_FEC
BG | TYNDP2026 | HEV | 2035 | TWh | 330 | Sub_sector | International transport | International shipping | Transport (int. shipping) | Energetic | transport_int_shipping_final_demand_ammonia | Ammonia | EU | Energy demand | 0 | not_included_in_FEC
BG | TYNDP2026 | HEV | 2035 | TWh | 332 | Sub_sector | Households | Space heating | Households (heating) | Energetic | households_heating_final_demand_electricity | Electricity | EU | Energy demand | 1.3004 | FEC
BG | TYNDP2026 | HEV | 2035 | TWh | 333 | Sub_sector | Households | Space heating | Households (heating) | Energetic | households_heating_final_demand_hydrogen | Hydrogen | EU | Energy demand | 0 | FEC
BG | TYNDP2026 | HEV | 2035 | TWh | 334 | Sub_sector | Households | Space heating | Households (heating) | Energetic | households_heating_final_demand_methane | Methane | EU | Energy demand | 0.23542 | FEC
BG | TYNDP2026 | HEV | 2035 | TWh | 335 | Sub_sector | Households | Space heating | Households (heating) | Energetic | households_heating_final_demand_heat | Heat | EU | Energy demand | 1.0461 | FEC
BG | TYNDP2026 | HEV | 2035 | TWh | 336 | Sub_sector | Households | Space heating | Households (heating) | Energetic | households_heating_final_demand_biomass | Biomass | EU | Energy demand | 3.3186 | FEC
BG | TYNDP2026 | HEV | 2035 | TWh | 337 | Sub_sector | Households | Space heating | Households (heating) | Energetic | households_heating_final_demand_coal | Solids | EU | Energy demand | 1.5982 | FEC
BG | TYNDP2026 | HEV | 2035 | TWh | 338 | Sub_sector | Households | Space heating | Households (heating) | Energetic | households_heating_final_demand_oil | Liquids | EU | Energy demand | 0.15817 | FEC
BG | TYNDP2026 | HEV | 2035 | TWh | 339 | Sub_sector | Households | Space heating | Households (heating) | Energetic | households_heating_final_demand_other | Others | EU | Energy demand | 0 | FEC
BG | TYNDP2026 | HEV | 2035 | TWh | 340 | Sub_sector | Households | Space heating | Households (heating) | Energetic | households_heating_final_demand_ammonia | Ammonia | EU | Energy demand | 0 | FEC
BG | TYNDP2026 | HEV | 2035 | TWh | 343 | Sub_sector | Households | Cooling | Households (cooling) | Energetic | households_cooling_final_demand_electricity | Electricity | EU | Energy demand | 0.17045 | FEC
BG | TYNDP2026 | HEV | 2035 | TWh | 344 | Sub_sector | Households | Cooling | Households (cooling) | Energetic | households_cooling_final_demand_hydrogen | Hydrogen | EU | Energy demand | 0 | FEC
BG | TYNDP2026 | HEV | 2035 | TWh | 345 | Sub_sector | Households | Cooling | Households (cooling) | Energetic | households_cooling_final_demand_methane | Methane | EU | Energy demand | 0 | FEC
BG | TYNDP2026 | HEV | 2035 | TWh | 346 | Sub_sector | Households | Cooling | Households (cooling) | Energetic | households_cooling_final_demand_heat | Heat | EU | Energy demand | 0 | FEC
BG | TYNDP2026 | HEV | 2035 | TWh | 347 | Sub_sector | Households | Cooling | Households (cooling) | Energetic | households_cooling_final_demand_biomass | Biomass | EU | Energy demand | 0 | FEC
BG | TYNDP2026 | HEV | 2035 | TWh | 348 | Sub_sector | Households | Cooling | Households (cooling) | Energetic | households_cooling_final_demand_coal | Solids | EU | Energy demand | 0 | FEC
BG | TYNDP2026 | HEV | 2035 | TWh | 349 | Sub_sector | Households | Cooling | Households (cooling) | Energetic | households_cooling_final_demand_oil | Liquids | EU | Energy demand | 0 | FEC
BG | TYNDP2026 | HEV | 2035 | TWh | 350 | Sub_sector | Households | Cooling | Households (cooling) | Energetic | households_cooling_final_demand_other | Others | EU | Energy demand | 0 | FEC
BG | TYNDP2026 | HEV | 2035 | TWh | 351 | Sub_sector | Households | Cooling | Households (cooling) | Energetic | households_cooling_final_demand_ammonia | Ammonia | EU | Energy demand | 0 | FEC
BG | TYNDP2026 | HEV | 2035 | TWh | 354 | Sub_sector | Households | Hot water | Households (hot water) | Energetic | households_hot_water_final_demand_electricity | Electricity | EU | Energy demand | 0.83992 | FEC
BG | TYNDP2026 | HEV | 2035 | TWh | 355 | Sub_sector | Households | Hot water | Households (hot water) | Energetic | households_hot_water_final_demand_hydrogen | Hydrogen | EU | Energy demand | 0 | FEC
BG | TYNDP2026 | HEV | 2035 | TWh | 356 | Sub_sector | Households | Hot water | Households (hot water) | Energetic | households_hot_water_final_demand_methane | Methane | EU | Energy demand | 0.21316 | FEC
BG | TYNDP2026 | HEV | 2035 | TWh | 357 | Sub_sector | Households | Hot water | Households (hot water) | Energetic | households_hot_water_final_demand_heat | Heat | EU | Energy demand | 0.92291 | FEC
BG | TYNDP2026 | HEV | 2035 | TWh | 358 | Sub_sector | Households | Hot water | Households (hot water) | Energetic | households_hot_water_final_demand_biomass | Biomass | EU | Energy demand | 1.8689 | FEC
BG | TYNDP2026 | HEV | 2035 | TWh | 359 | Sub_sector | Households | Hot water | Households (hot water) | Energetic | households_hot_water_final_demand_coal | Solids | EU | Energy demand | 0.66547 | FEC
BG | TYNDP2026 | HEV | 2035 | TWh | 360 | Sub_sector | Households | Hot water | Households (hot water) | Energetic | households_hot_water_final_demand_oil | Liquids | EU | Energy demand | 0.063726 | FEC
BG | TYNDP2026 | HEV | 2035 | TWh | 361 | Sub_sector | Households | Hot water | Households (hot water) | Energetic | households_hot_water_final_demand_other | Others | EU | Energy demand | 0.063465 | FEC
BG | TYNDP2026 | HEV | 2035 | TWh | 362 | Sub_sector | Households | Hot water | Households (hot water) | Energetic | households_hot_water_final_demand_ammonia | Ammonia | EU | Energy demand | 0 | FEC
BG | TYNDP2026 | HEV | 2035 | TWh | 365 | Sub_sector | Households | Appliances | Households (appliances) | Energetic | households_appliances_final_demand_electricity | Electricity | EU | Energy demand | 10.2822 | FEC
BG | TYNDP2026 | HEV | 2035 | TWh | 366 | Sub_sector | Households | Appliances | Households (appliances) | Energetic | households_appliances_final_demand_hydrogen | Hydrogen | EU | Energy demand | 0.003303 | FEC
BG | TYNDP2026 | HEV | 2035 | TWh | 367 | Sub_sector | Households | Appliances | Households (appliances) | Energetic | households_appliances_final_demand_methane | Methane | EU | Energy demand | 0.15613 | FEC
BG | TYNDP2026 | HEV | 2035 | TWh | 368 | Sub_sector | Households | Appliances | Households (appliances) | Energetic | households_appliances_final_demand_heat | Heat | EU | Energy demand | 0 | FEC
BG | TYNDP2026 | HEV | 2035 | TWh | 369 | Sub_sector | Households | Appliances | Households (appliances) | Energetic | households_appliances_final_demand_biomass | Biomass | EU | Energy demand | 0.010163 | FEC
BG | TYNDP2026 | HEV | 2035 | TWh | 370 | Sub_sector | Households | Appliances | Households (appliances) | Energetic | households_appliances_final_demand_coal | Solids | EU | Energy demand | 0 | FEC
BG | TYNDP2026 | HEV | 2035 | TWh | 371 | Sub_sector | Households | Appliances | Households (appliances) | Energetic | households_appliances_final_demand_oil | Liquids | EU | Energy demand | 0 | FEC
BG | TYNDP2026 | HEV | 2035 | TWh | 372 | Sub_sector | Households | Appliances | Households (appliances) | Energetic | households_appliances_final_demand_other | Others | EU | Energy demand | 0 | FEC
BG | TYNDP2026 | HEV | 2035 | TWh | 373 | Sub_sector | Households | Appliances | Households (appliances) | Energetic | households_appliances_final_demand_ammonia | Ammonia | EU | Energy demand | 0 | FEC
BG | TYNDP2026 | HEV | 2035 | TWh | 375 | Sub_sector | Buildings | Space heating | Buildings (heat) | Energetic | buildings_heat_final_demand_electricity | Electricity | EU | Energy demand | 2.6679 | FEC
BG | TYNDP2026 | HEV | 2035 | TWh | 376 | Sub_sector | Buildings | Space heating | Buildings (heat) | Energetic | buildings_heat_final_demand_hydrogen | Hydrogen | EU | Energy demand | 0 | FEC
BG | TYNDP2026 | HEV | 2035 | TWh | 377 | Sub_sector | Buildings | Space heating | Buildings (heat) | Energetic | buildings_heat_final_demand_methane | Methane | EU | Energy demand | 0.52013 | FEC
BG | TYNDP2026 | HEV | 2035 | TWh | 378 | Sub_sector | Buildings | Space heating | Buildings (heat) | Energetic | buildings_heat_final_demand_heat | Heat | EU | Energy demand | 1.8555 | FEC
BG | TYNDP2026 | HEV | 2035 | TWh | 379 | Sub_sector | Buildings | Space heating | Buildings (heat) | Energetic | buildings_heat_final_demand_biomass | Biomass | EU | Energy demand | 1.1143 | FEC
BG | TYNDP2026 | HEV | 2035 | TWh | 380 | Sub_sector | Buildings | Space heating | Buildings (heat) | Energetic | buildings_heat_final_demand_coal | Solids | EU | Energy demand | 0.045537 | FEC
BG | TYNDP2026 | HEV | 2035 | TWh | 381 | Sub_sector | Buildings | Space heating | Buildings (heat) | Energetic | buildings_heat_final_demand_oil | Liquids | EU | Energy demand | 0.28792 | FEC
BG | TYNDP2026 | HEV | 2035 | TWh | 382 | Sub_sector | Buildings | Space heating | Buildings (heat) | Energetic | buildings_heat_final_demand_other | Others | EU | Energy demand | 0.022869 | FEC
BG | TYNDP2026 | HEV | 2035 | TWh | 383 | Sub_sector | Buildings | Space heating | Buildings (heat) | Energetic | buildings_heat_final_demand_ammonia | Ammonia | EU | Energy demand | 0 | FEC
BG | TYNDP2026 | HEV | 2035 | TWh | 386 | Sub_sector | Buildings | Cooling | Buildings (cooling) | Energetic | buildings_cooling_final_demand_electricity | Electricity | EU | Energy demand | 0.47527 | FEC
BG | TYNDP2026 | HEV | 2035 | TWh | 387 | Sub_sector | Buildings | Cooling | Buildings (cooling) | Energetic | buildings_cooling_final_demand_hydrogen | Hydrogen | EU | Energy demand | 0 | FEC
BG | TYNDP2026 | HEV | 2035 | TWh | 388 | Sub_sector | Buildings | Cooling | Buildings (cooling) | Energetic | buildings_cooling_final_demand_methane | Methane | EU | Energy demand | 0.00019036 | FEC
BG | TYNDP2026 | HEV | 2035 | TWh | 389 | Sub_sector | Buildings | Cooling | Buildings (cooling) | Energetic | buildings_cooling_final_demand_heat | Heat | EU | Energy demand | 0 | FEC
BG | TYNDP2026 | HEV | 2035 | TWh | 390 | Sub_sector | Buildings | Cooling | Buildings (cooling) | Energetic | buildings_cooling_final_demand_biomass | Biomass | EU | Energy demand | 0 | FEC
BG | TYNDP2026 | HEV | 2035 | TWh | 391 | Sub_sector | Buildings | Cooling | Buildings (cooling) | Energetic | buildings_cooling_final_demand_coal | Solids | EU | Energy demand | 0 | FEC
BG | TYNDP2026 | HEV | 2035 | TWh | 392 | Sub_sector | Buildings | Cooling | Buildings (cooling) | Energetic | buildings_cooling_final_demand_oil | Liquids | EU | Energy demand | 0 | FEC
BG | TYNDP2026 | HEV | 2035 | TWh | 393 | Sub_sector | Buildings | Cooling | Buildings (cooling) | Energetic | buildings_cooling_final_demand_other | Others | EU | Energy demand | 0 | FEC
BG | TYNDP2026 | HEV | 2035 | TWh | 394 | Sub_sector | Buildings | Cooling | Buildings (cooling) | Energetic | buildings_cooling_final_demand_ammonia | Ammonia | EU | Energy demand | 0 | FEC
BG | TYNDP2026 | HEV | 2035 | TWh | 397 | Sub_sector | Buildings | Appliances | Buildings (appliances) | Energetic | buildings_appliances_final_demand_electricity | Electricity | EU | Energy demand | 5.3913 | FEC
BG | TYNDP2026 | HEV | 2035 | TWh | 398 | Sub_sector | Buildings | Appliances | Buildings (appliances) | Energetic | buildings_appliances_final_demand_hydrogen | Hydrogen | EU | Energy demand | 0 | FEC
BG | TYNDP2026 | HEV | 2035 | TWh | 399 | Sub_sector | Buildings | Appliances | Buildings (appliances) | Energetic | buildings_appliances_final_demand_methane | Methane | EU | Energy demand | 0.33191 | FEC
BG | TYNDP2026 | HEV | 2035 | TWh | 400 | Sub_sector | Buildings | Appliances | Buildings (appliances) | Energetic | buildings_appliances_final_demand_heat | Heat | EU | Energy demand | 0 | FEC
BG | TYNDP2026 | HEV | 2035 | TWh | 401 | Sub_sector | Buildings | Appliances | Buildings (appliances) | Energetic | buildings_appliances_final_demand_biomass | Biomass | EU | Energy demand | 0 | FEC
BG | TYNDP2026 | HEV | 2035 | TWh | 402 | Sub_sector | Buildings | Appliances | Buildings (appliances) | Energetic | buildings_appliances_final_demand_coal | Solids | EU | Energy demand | 0 | FEC
BG | TYNDP2026 | HEV | 2035 | TWh | 403 | Sub_sector | Buildings | Appliances | Buildings (appliances) | Energetic | buildings_appliances_final_demand_oil | Liquids | EU | Energy demand | 0 | FEC
BG | TYNDP2026 | HEV | 2035 | TWh | 404 | Sub_sector | Buildings | Appliances | Buildings (appliances) | Energetic | buildings_appliances_final_demand_other | Others | EU | Energy demand | 0 | FEC
BG | TYNDP2026 | HEV | 2035 | TWh | 405 | Sub_sector | Buildings | Appliances | Buildings (appliances) | Energetic | buildings_appliances_final_demand_ammonia | Ammonia | EU | Energy demand | 0 | FEC
BG | TYNDP2026 | HEV | 2035 | TWh | 407 | Sub_sector | Buildings | Datacenters | Datacenters & ICT | Energetic | datacentres_final_demand_electricity_energetic | Electricity | EU | Energy demand | 1.0013 | FEC
BG | TYNDP2026 | HEV | 2035 | TWh | 408 | Sub_sector | Buildings | Datacenters | Datacenters & ICT | Energetic | datacentres_final_demand_hydrogen_energetic | Hydrogen | EU | Energy demand | 0 | FEC
BG | TYNDP2026 | HEV | 2035 | TWh | 409 | Sub_sector | Buildings | Datacenters | Datacenters & ICT | Energetic | datacentres_final_demand_methane_energetic | Methane | EU | Energy demand | 0 | FEC
BG | TYNDP2026 | HEV | 2035 | TWh | 410 | Sub_sector | Buildings | Datacenters | Datacenters & ICT | Energetic | datacentres_final_demand_heat_energetic | Heat | EU | Energy demand | 0 | FEC
BG | TYNDP2026 | HEV | 2035 | TWh | 411 | Sub_sector | Buildings | Datacenters | Datacenters & ICT | Energetic | datacentres_final_demand_biomass_energetic | Biomass | EU | Energy demand | 0 | FEC
BG | TYNDP2026 | HEV | 2035 | TWh | 412 | Sub_sector | Buildings | Datacenters | Datacenters & ICT | Energetic | datacentres_final_demand_coal_energetic | Solids | EU | Energy demand | 0 | FEC
BG | TYNDP2026 | HEV | 2035 | TWh | 413 | Sub_sector | Buildings | Datacenters | Datacenters & ICT | Energetic | datacentres_final_demand_oil_energetic | Liquids | EU | Energy demand | 0 | FEC
BG | TYNDP2026 | HEV | 2035 | TWh | 414 | Sub_sector | Buildings | Datacenters | Datacenters & ICT | Energetic | datacentres_final_demand_other_energetic | Others | EU | Energy demand | 0 | FEC
BG | TYNDP2026 | HEV | 2035 | TWh | 415 | Sub_sector | Buildings | Datacenters | Datacenters & ICT | Energetic | datacentres_final_demand_ammonia_energetic | Ammonia | EU | Energy demand | 0 | FEC
BG | TYNDP2026 | HEV | 2035 | TWh | 417 | Sub_sector | Transport | Others_Sector | Others_Sector | Energetic | other_final_demand_electricity_energetic | Electricity | EU | Energy demand | 0 | FEC
BG | TYNDP2026 | HEV | 2035 | TWh | 418 | Sub_sector | Transport | Others_Sector | Others_Sector | Energetic | other_final_demand_hydrogen_energetic | Hydrogen | EU | Energy demand | 0 | FEC
BG | TYNDP2026 | HEV | 2035 | TWh | 419 | Sub_sector | Transport | Pipeline Transport | Others_Sector | Energetic | other_final_demand_methane_energetic | Methane | EU | Energy demand | 0.28253 | FEC
BG | TYNDP2026 | HEV | 2035 | TWh | 420 | Sub_sector | Transport | Others_Sector | Others_Sector | Energetic | other_final_demand_heat_energetic | Heat | EU | Energy demand | 0 | FEC
BG | TYNDP2026 | HEV | 2035 | TWh | 421 | Sub_sector | Transport | Others_Sector | Others_Sector | Energetic | other_final_demand_biomass_energetic | Biomass | EU | Energy demand | 0 | FEC
BG | TYNDP2026 | HEV | 2035 | TWh | 422 | Sub_sector | Transport | Others_Sector | Others_Sector | Energetic | other_final_demand_coal_energetic | Solids | EU | Energy demand | 0 | FEC
BG | TYNDP2026 | HEV | 2035 | TWh | 423 | Sub_sector | Transport | Others_Sector | Others_Sector | Energetic | other_final_demand_oil_energetic | Liquids | EU | Energy demand | 0 | FEC
BG | TYNDP2026 | HEV | 2035 | TWh | 424 | Sub_sector | Others_Sector | Others_Sector | Others_Sector | Non-energetic | other_final_demand_oil_non_energetic | Liquids | EU | Energy demand | 0.11642 | not_included_in_FEC
BG | TYNDP2026 | HEV | 2035 | TWh | 425 | Sub_sector | Transport | Others_Sector | Others_Sector | Energetic | other_final_demand_other_energetic | Others | EU | Energy demand | 0 | FEC
BG | TYNDP2026 | HEV | 2035 | TWh | 426 | Sub_sector | Transport | Others_Sector | Others_Sector | Energetic | other_final_demand_ammonia_energetic | Ammonia | EU | Energy demand | 0 | FEC
BG | TYNDP2026 | HEV | 2035 | TWh | 427 | Sub_sector | Industry | Surplus_Heat_in_Industry | Surplus_Heat_in_Industry | Energetic | final_demand_of_industry_unused_local_production_steam_hot_water | Heat | EU | Energy demand | 0.45745 | FEC
BG | TYNDP2026 | HEV | 2035 | TWh | 429 | Sub_sector | Agriculture | Total | Agriculture | Energetic | agriculture_final_demand_electricity_energetic | Electricity | EU | Energy demand | 0 | FEC
BG | TYNDP2026 | HEV | 2035 | TWh | 430 | Sub_sector | Agriculture | Total | Agriculture | Energetic | agriculture_final_demand_hydrogen_energetic | Hydrogen | EU | Energy demand | 0 | FEC
BG | TYNDP2026 | HEV | 2035 | TWh | 431 | Sub_sector | Agriculture | Total | Agriculture | Energetic | agriculture_final_demand_methane_energetic | Methane | EU | Energy demand | 0.23543 | FEC
BG | TYNDP2026 | HEV | 2035 | TWh | 432 | Sub_sector | Agriculture | Total | Agriculture | Energetic | agriculture_final_demand_heat_energetic | Heat | EU | Energy demand | 0.12055 | FEC
BG | TYNDP2026 | HEV | 2035 | TWh | 433 | Sub_sector | Agriculture | Total | Agriculture | Energetic | agriculture_final_demand_biomass_energetic | Biomass | EU | Energy demand | 0.21288 | FEC
BG | TYNDP2026 | HEV | 2035 | TWh | 434 | Sub_sector | Agriculture | Total | Agriculture | Energetic | agriculture_final_demand_coal_energetic | Solids | EU | Energy demand | 0 | FEC
BG | TYNDP2026 | HEV | 2035 | TWh | 435 | Sub_sector | Agriculture | Total | Agriculture | Energetic | agriculture_final_demand_oil_energetic | Liquids | EU | Energy demand | 1.1642 | FEC
BG | TYNDP2026 | HEV | 2035 | TWh | 436 | Sub_sector | Agriculture | Total | Agriculture | Energetic | agriculture_final_demand_other_energetic | Others | EU | Energy demand | 0 | FEC
BG | TYNDP2026 | HEV | 2035 | TWh | 437 | Sub_sector | Agriculture | Total | Agriculture | Energetic | agriculture_final_demand_ammonia_energetic | Ammonia | EU | Energy demand | 0 | FEC
BG | TYNDP2026 | HEV | 2035 | TWh | 447 | Sub_sector | Buildings | Surplus Energy | Buildings | Energetic | GAP | Electricity | EU | Energy demand | 0 | FEC
BG | TYNDP2026 | HEV | 2035 | TWh | 448 | Sub_sector | Buildings | Surplus Energy | Buildings | Energetic | GAP | Hydrogen | EU | Energy demand | 0 | FEC
BG | TYNDP2026 | HEV | 2035 | TWh | 449 | Sub_sector | Buildings | Surplus Energy | Buildings | Energetic | GAP | Methane | EU | Energy demand | 0 | FEC
BG | TYNDP2026 | HEV | 2035 | TWh | 450 | Sub_sector | Buildings | Surplus Energy | Buildings | Energetic | GAP | Heat | EU | Energy demand | 0 | FEC
BG | TYNDP2026 | HEV | 2035 | TWh | 451 | Sub_sector | Buildings | Surplus Energy | Buildings | Energetic | GAP | Biomass | EU | Energy demand | 0.17379 | FEC
BG | TYNDP2026 | HEV | 2035 | TWh | 452 | Sub_sector | Buildings | Surplus Energy | Buildings | Energetic | GAP | Solids | EU | Energy demand | 0 | FEC
BG | TYNDP2026 | HEV | 2035 | TWh | 453 | Sub_sector | Buildings | Surplus Energy | Buildings | Energetic | GAP | Liquids | EU | Energy demand | 0.030815 | FEC
BG | TYNDP2026 | HEV | 2035 | TWh | 454 | Sub_sector | Buildings | Surplus Energy | Buildings | Energetic | GAP | Others | EU | Energy demand | 0 | FEC
BG | TYNDP2026 | HEV | 2035 | TWh | 455 | Sub_sector | Buildings | Surplus Energy | Buildings | Energetic | GAP | Ammonia | EU | Energy demand | 0 | FEC
BG | TYNDP2026 | HEV | 2035 | TWh | 456 | Sub_sector | Households | Surplus Energy | Households | Energetic | GAP | Electricity | EU | Energy demand | 0 | FEC
BG | TYNDP2026 | HEV | 2035 | TWh | 457 | Sub_sector | Households | Surplus Energy | Households | Energetic | GAP | Hydrogen | EU | Energy demand | 0 | FEC
BG | TYNDP2026 | HEV | 2035 | TWh | 458 | Sub_sector | Households | Surplus Energy | Households | Energetic | GAP | Methane | EU | Energy demand | 0 | FEC
BG | TYNDP2026 | HEV | 2035 | TWh | 459 | Sub_sector | Households | Surplus Energy | Households | Energetic | GAP | Heat | EU | Energy demand | 0 | FEC
BG | TYNDP2026 | HEV | 2035 | TWh | 460 | Sub_sector | Households | Surplus Energy | Households | Energetic | GAP | Biomass | EU | Energy demand | 0 | FEC
BG | TYNDP2026 | HEV | 2035 | TWh | 461 | Sub_sector | Households | Surplus Energy | Households | Energetic | GAP | Solids | EU | Energy demand | 0 | FEC
BG | TYNDP2026 | HEV | 2035 | TWh | 462 | Sub_sector | Households | Surplus Energy | Households | Energetic | GAP | Liquids | EU | Energy demand | 0 | FEC
BG | TYNDP2026 | HEV | 2035 | TWh | 463 | Sub_sector | Households | Surplus Energy | Households | Energetic | GAP | Others | EU | Energy demand | 0 | FEC
BG | TYNDP2026 | HEV | 2035 | TWh | 464 | Sub_sector | Households | Surplus Energy | Households | Energetic | GAP | Ammonia | EU | Energy demand | 0 | FEC
BG | TYNDP2026 | HEV | 2040 | TWh | 102 | Sub_sector | Industry | Aluminium | Industry (aluminium) | Energetic | industry_aluminium_demand_electricity_energetic | Electricity | EU | Energy demand | 0 | FEC
BG | TYNDP2026 | HEV | 2040 | TWh | 103 | Sub_sector | Industry | Aluminium | Industry (aluminium) | Energetic | industry_aluminium_demand_hydrogen_energetic | Hydrogen | EU | Energy demand | 0.39228 | FEC
BG | TYNDP2026 | HEV | 2040 | TWh | 104 | Sub_sector | Industry | Aluminium | Industry (aluminium) | Energetic | industry_aluminium_demand_methane_energetic | Methane | EU | Energy demand | 0 | FEC
BG | TYNDP2026 | HEV | 2040 | TWh | 105 | Sub_sector | Industry | Aluminium | Industry (aluminium) | Energetic | industry_aluminium_demand_heat_energetic | Heat | EU | Energy demand | 0 | FEC
BG | TYNDP2026 | HEV | 2040 | TWh | 106 | Sub_sector | Industry | Aluminium | Industry (aluminium) | Energetic | industry_aluminium_demand_biomass_energetic | Biomass | EU | Energy demand | 0 | FEC
BG | TYNDP2026 | HEV | 2040 | TWh | 107 | Sub_sector | Industry | Aluminium | Industry (aluminium) | Energetic | industry_aluminium_demand_coal_energetic | Solids | EU | Energy demand | 0 | FEC
BG | TYNDP2026 | HEV | 2040 | TWh | 108 | Sub_sector | Industry | Aluminium | Industry (aluminium) | Energetic | industry_aluminium_demand_oil_energetic | Liquids | EU | Energy demand | 0 | FEC
BG | TYNDP2026 | HEV | 2040 | TWh | 109 | Sub_sector | Industry | Aluminium | Industry (aluminium) | Energetic | industry_aluminium_demand_others_energetic | Others | EU | Energy demand | 0 | FEC
BG | TYNDP2026 | HEV | 2040 | TWh | 110 | Sub_sector | Industry | Aluminium | Industry (aluminium) | Energetic | industry_ammonia_demand_others_energetic | Ammonia | EU | Energy demand | 0 | FEC
BG | TYNDP2026 | HEV | 2040 | TWh | 112 | Sub_sector | Industry | Chemicals | Industry (chemicals, energetic) | Energetic | industry_chemical_demand_electricity_energetic | Electricity | EU | Energy demand | 2.4709 | FEC
BG | TYNDP2026 | HEV | 2040 | TWh | 113 | Sub_sector | Industry | Chemicals | Industry (chemicals, energetic) | Energetic | industry_chemical_demand_hydrogen_energetic | Hydrogen | EU | Energy demand | 0.41251 | FEC
BG | TYNDP2026 | HEV | 2040 | TWh | 114 | Sub_sector | Industry | Chemicals | Industry (chemicals, energetic) | Energetic | industry_chemical_demand_methane_energetic | Methane | EU | Energy demand | 0.57771 | FEC
BG | TYNDP2026 | HEV | 2040 | TWh | 115 | Sub_sector | Industry | Chemicals | Industry (chemicals, energetic) | Energetic | industry_chemical_demand_heat_energetic | Heat | EU | Energy demand | 0.32075 | FEC
BG | TYNDP2026 | HEV | 2040 | TWh | 116 | Sub_sector | Industry | Chemicals | Industry (chemicals, energetic) | Energetic | industry_chemical_demand_biomass_energetic | Biomass | EU | Energy demand | 0.12934 | FEC
BG | TYNDP2026 | HEV | 2040 | TWh | 117 | Sub_sector | Industry | Chemicals | Industry (chemicals, energetic) | Energetic | industry_chemical_demand_coal_energetic | Solids | EU | Energy demand | 1.4603 | FEC
BG | TYNDP2026 | HEV | 2040 | TWh | 118 | Sub_sector | Industry | Chemicals | Industry (chemicals, energetic) | Energetic | industry_chemical_demand_oil_energetic | Liquids | EU | Energy demand | 2.7799 | FEC
BG | TYNDP2026 | HEV | 2040 | TWh | 119 | Sub_sector | Industry | Chemicals | Industry (chemicals, energetic) | Energetic | industry_chemical_demand_others_energetic | Others | EU | Energy demand | 0 | FEC
BG | TYNDP2026 | HEV | 2040 | TWh | 120 | Sub_sector | Industry | Chemicals | Industry (chemicals, energetic) | Energetic | industry_chemical_demand_ammonia_energetic | Ammonia | EU | Energy demand | 0 | FEC
BG | TYNDP2026 | HEV | 2040 | TWh | 122 | Sub_sector | Industry | Chemicals | Industry (chemicals, non-energetic) | Non-energetic | industry_chemical_demand_electricity_non_energetic | Electricity | EU | Energy demand | 0 | not_included_in_FEC
BG | TYNDP2026 | HEV | 2040 | TWh | 123 | Sub_sector | Industry | Chemicals | Industry (chemicals, non-energetic) | Non-energetic | industry_chemical_demand_hydrogen_non_energetic | Hydrogen | EU | Energy demand | 0 | not_included_in_FEC
BG | TYNDP2026 | HEV | 2040 | TWh | 124 | Sub_sector | Industry | Chemicals | Industry (chemicals, non-energetic) | Non-energetic | industry_chemical_demand_methane_non_energetic | Methane | EU | Energy demand | 0 | not_included_in_FEC
BG | TYNDP2026 | HEV | 2040 | TWh | 125 | Sub_sector | Industry | Chemicals | Industry (chemicals, non-energetic) | Non-energetic | industry_chemical_demand_heat_non_energetic | Heat | EU | Energy demand | 0 | not_included_in_FEC
BG | TYNDP2026 | HEV | 2040 | TWh | 126 | Sub_sector | Industry | Chemicals | Industry (chemicals, non-energetic) | Non-energetic | industry_chemical_demand_biomass_non_energetic | Biomass | EU | Energy demand | 0 | not_included_in_FEC
BG | TYNDP2026 | HEV | 2040 | TWh | 127 | Sub_sector | Industry | Chemicals | Industry (chemicals, non-energetic) | Non-energetic | industry_chemical_demand_coal_non_energetic | Solids | EU | Energy demand | 0 | not_included_in_FEC
BG | TYNDP2026 | HEV | 2040 | TWh | 128 | Sub_sector | Industry | Chemicals | Industry (chemicals, non-energetic) | Non-energetic | industry_chemical_demand_oil_non_energetic | Liquids | EU | Energy demand | 0.23722 | not_included_in_FEC
BG | TYNDP2026 | HEV | 2040 | TWh | 129 | Sub_sector | Industry | Chemicals | Industry (chemicals, non-energetic) | Non-energetic | industry_chemical_demand_others_non_energetic | Others | EU | Energy demand | 0 | not_included_in_FEC
BG | TYNDP2026 | HEV | 2040 | TWh | 130 | Sub_sector | Industry | Chemicals | Industry (chemicals, non-energetic) | Non-energetic | industry_chemical_demand_ammonia_non_energetic | Ammonia | EU | Energy demand | 0 | not_included_in_FEC
BG | TYNDP2026 | HEV | 2040 | TWh | 132 | Sub_sector | Industry | Fertilizers | Industry (fertilizers, energetic) | Energetic | industry_fertilizers_demand_electricity_energetic | Electricity | EU | Energy demand | 0.16084 | FEC
BG | TYNDP2026 | HEV | 2040 | TWh | 133 | Sub_sector | Industry | Fertilizers | Industry (fertilizers, energetic) | Energetic | industry_fertilizers_demand_hydrogen_energetic | Hydrogen | EU | Energy demand | 0 | FEC
BG | TYNDP2026 | HEV | 2040 | TWh | 134 | Sub_sector | Industry | Fertilizers | Industry (fertilizers, energetic) | Energetic | industry_fertilizers_demand_methane_energetic | Methane | EU | Energy demand | 0.65442 | FEC
BG | TYNDP2026 | HEV | 2040 | TWh | 135 | Sub_sector | Industry | Fertilizers | Industry (fertilizers, energetic) | Energetic | industry_fertilizers_demand_heat_energetic | Heat | EU | Energy demand | 0 | FEC
BG | TYNDP2026 | HEV | 2040 | TWh | 136 | Sub_sector | Industry | Fertilizers | Industry (fertilizers, energetic) | Energetic | industry_fertilizers_demand_biomass_energetic | Biomass | EU | Energy demand | 0 | FEC
BG | TYNDP2026 | HEV | 2040 | TWh | 137 | Sub_sector | Industry | Fertilizers | Industry (fertilizers, energetic) | Energetic | industry_fertilizers_demand_coal_energetic | Solids | EU | Energy demand | 0 | FEC
BG | TYNDP2026 | HEV | 2040 | TWh | 138 | Sub_sector | Industry | Fertilizers | Industry (fertilizers, energetic) | Energetic | industry_fertilizers_demand_oil_energetic | Liquids | EU | Energy demand | 0 | FEC
BG | TYNDP2026 | HEV | 2040 | TWh | 139 | Sub_sector | Industry | Fertilizers | Industry (fertilizers, energetic) | Energetic | industry_fertilizers_demand_others_energetic | Others | EU | Energy demand | 0 | FEC
BG | TYNDP2026 | HEV | 2040 | TWh | 140 | Sub_sector | Industry | Fertilizers | Industry (fertilizers, energetic) | Energetic | industry_fertilizers_demand_ammonia_energetic | Ammonia | EU | Energy demand | 0 | FEC
BG | TYNDP2026 | HEV | 2040 | TWh | 142 | Sub_sector | Industry | Fertilizers | Industry (fertilizers, non-energetic) | Non-energetic | industry_fertilizers_demand_electricity_non_energetic | Electricity | EU | Energy demand | 0 | not_included_in_FEC
BG | TYNDP2026 | HEV | 2040 | TWh | 143 | Sub_sector | Industry | Fertilizers | Industry (fertilizers, non-energetic) | Non-energetic | industry_fertilizers_demand_hydrogen_non_energetic | Hydrogen | EU | Energy demand | 0 | not_included_in_FEC
BG | TYNDP2026 | HEV | 2040 | TWh | 144 | Sub_sector | Industry | Fertilizers | Industry (fertilizers, non-energetic) | Non-energetic | industry_fertilizers_demand_methane_non_energetic | Methane | EU | Energy demand | 0.61411 | not_included_in_FEC
BG | TYNDP2026 | HEV | 2040 | TWh | 145 | Sub_sector | Industry | Fertilizers | Industry (fertilizers, non-energetic) | Non-energetic | industry_fertilizers_demand_heat_non_energetic | Heat | EU | Energy demand | 0 | not_included_in_FEC
BG | TYNDP2026 | HEV | 2040 | TWh | 146 | Sub_sector | Industry | Fertilizers | Industry (fertilizers, non-energetic) | Non-energetic | industry_fertilizers_demand_biomass_non_energetic | Biomass | EU | Energy demand | 0 | not_included_in_FEC
BG | TYNDP2026 | HEV | 2040 | TWh | 147 | Sub_sector | Industry | Fertilizers | Industry (fertilizers, non-energetic) | Non-energetic | industry_fertilizers_demand_coal_non_energetic | Solids | EU | Energy demand | 0 | not_included_in_FEC
BG | TYNDP2026 | HEV | 2040 | TWh | 148 | Sub_sector | Industry | Fertilizers | Industry (fertilizers, non-energetic) | Non-energetic | industry_fertilizers_demand_oil_non_energetic | Liquids | EU | Energy demand | 0 | not_included_in_FEC
BG | TYNDP2026 | HEV | 2040 | TWh | 149 | Sub_sector | Industry | Fertilizers | Industry (fertilizers, non-energetic) | Non-energetic | industry_fertilizers_demand_others_non_energetic | Others | EU | Energy demand | 0 | not_included_in_FEC
BG | TYNDP2026 | HEV | 2040 | TWh | 150 | Sub_sector | Industry | Fertilizers | Industry (fertilizers, non-energetic) | Non-energetic | industry_fertilizers_demand_ammonia_non_energetic | Ammonia | EU | Energy demand | 0 | not_included_in_FEC
BG | TYNDP2026 | HEV | 2040 | TWh | 152 | Sub_sector | Industry | Food | Industry (food) | Energetic | industry_food_demand_electricity_energetic | Electricity | EU | Energy demand | 3.0472 | FEC
BG | TYNDP2026 | HEV | 2040 | TWh | 153 | Sub_sector | Industry | Food | Industry (food) | Energetic | industry_food_demand_hydrogen_energetic | Hydrogen | EU | Energy demand | 0 | FEC
BG | TYNDP2026 | HEV | 2040 | TWh | 154 | Sub_sector | Industry | Food | Industry (food) | Energetic | industry_food_demand_methane_energetic | Methane | EU | Energy demand | 0.98021 | FEC
BG | TYNDP2026 | HEV | 2040 | TWh | 155 | Sub_sector | Industry | Food | Industry (food) | Energetic | industry_food_demand_heat_energetic | Heat | EU | Energy demand | 0.1684 | FEC
BG | TYNDP2026 | HEV | 2040 | TWh | 156 | Sub_sector | Industry | Food | Industry (food) | Energetic | industry_food_demand_biomass_energetic | Biomass | EU | Energy demand | 0.14215 | FEC
BG | TYNDP2026 | HEV | 2040 | TWh | 157 | Sub_sector | Industry | Food | Industry (food) | Energetic | industry_food_demand_coal_energetic | Solids | EU | Energy demand | 0.012052 | FEC
BG | TYNDP2026 | HEV | 2040 | TWh | 158 | Sub_sector | Industry | Food | Industry (food) | Energetic | industry_food_demand_oil_energetic | Liquids | EU | Energy demand | 0.10081 | FEC
BG | TYNDP2026 | HEV | 2040 | TWh | 159 | Sub_sector | Industry | Food | Industry (food) | Energetic | industry_food_demand_others_energetic | Others | EU | Energy demand | 0 | FEC
BG | TYNDP2026 | HEV | 2040 | TWh | 160 | Sub_sector | Industry | Food | Industry (food) | Energetic | industry_food_demand_ammonia_energetic | Ammonia | EU | Energy demand | 0 | FEC
BG | TYNDP2026 | HEV | 2040 | TWh | 162 | Sub_sector | Industry | Metals | Industry (metal) | Energetic | industry_metal_demand_electricity_energetic | Electricity | EU | Energy demand | 1.219 | FEC
BG | TYNDP2026 | HEV | 2040 | TWh | 163 | Sub_sector | Industry | Metals | Industry (metal) | Energetic | industry_metal_demand_hydrogen_energetic | Hydrogen | EU | Energy demand | 0 | FEC
BG | TYNDP2026 | HEV | 2040 | TWh | 164 | Sub_sector | Industry | Metals | Industry (metal) | Energetic | industry_metal_demand_methane_energetic | Methane | EU | Energy demand | 0.28069 | FEC
BG | TYNDP2026 | HEV | 2040 | TWh | 165 | Sub_sector | Industry | Metals | Industry (metal) | Energetic | industry_metal_demand_heat_energetic | Heat | EU | Energy demand | 0.13086 | FEC
BG | TYNDP2026 | HEV | 2040 | TWh | 166 | Sub_sector | Industry | Metals | Industry (metal) | Energetic | industry_metal_demand_biomass_energetic | Biomass | EU | Energy demand | 0 | FEC
BG | TYNDP2026 | HEV | 2040 | TWh | 167 | Sub_sector | Industry | Metals | Industry (metal) | Energetic | industry_metal_demand_coal_energetic | Solids | EU | Energy demand | 0 | FEC
BG | TYNDP2026 | HEV | 2040 | TWh | 168 | Sub_sector | Industry | Metals | Industry (metal) | Energetic | industry_metal_demand_oil_energetic | Liquids | EU | Energy demand | 0.091185 | FEC
BG | TYNDP2026 | HEV | 2040 | TWh | 169 | Sub_sector | Industry | Metals | Industry (metal) | Energetic | industry_metal_demand_others_energetic | Others | EU | Energy demand | 0 | FEC
BG | TYNDP2026 | HEV | 2040 | TWh | 170 | Sub_sector | Industry | Metals | Industry (metal) | Energetic | industry_metal_demand_ammonia_energetic | Ammonia | EU | Energy demand | 0 | FEC
BG | TYNDP2026 | HEV | 2040 | TWh | 172 | Sub_sector | Industry | Others | Industry (other, energetic) | Energetic | industry_other_demand_electricity_energetic | Electricity | EU | Energy demand | 5.0737 | FEC
BG | TYNDP2026 | HEV | 2040 | TWh | 173 | Sub_sector | Industry | Others | Industry (other, energetic) | Energetic | industry_other_demand_hydrogen_energetic | Hydrogen | EU | Energy demand | 2.1165 | FEC
BG | TYNDP2026 | HEV | 2040 | TWh | 174 | Sub_sector | Industry | Others | Industry (other, energetic) | Energetic | industry_other_demand_methane_energetic | Methane | EU | Energy demand | 1.2754 | FEC
BG | TYNDP2026 | HEV | 2040 | TWh | 175 | Sub_sector | Industry | Others | Industry (other, energetic) | Energetic | industry_other_demand_heat_energetic | Heat | EU | Energy demand | 0.72812 | FEC
BG | TYNDP2026 | HEV | 2040 | TWh | 176 | Sub_sector | Industry | Others | Industry (other, energetic) | Energetic | industry_other_demand_biomass_energetic | Biomass | EU | Energy demand | 0.18179 | FEC
BG | TYNDP2026 | HEV | 2040 | TWh | 177 | Sub_sector | Industry | Others | Industry (other, energetic) | Energetic | industry_other_demand_coal_energetic | Solids | EU | Energy demand | 0.19403 | FEC
BG | TYNDP2026 | HEV | 2040 | TWh | 178 | Sub_sector | Industry | Others | Industry (other, energetic) | Energetic | industry_other_demand_oil_energetic | Liquids | EU | Energy demand | 0.35508 | FEC
BG | TYNDP2026 | HEV | 2040 | TWh | 179 | Sub_sector | Industry | Others | Industry (other, energetic) | Energetic | industry_other_demand_others_energetic | Others | EU | Energy demand | 0 | FEC
BG | TYNDP2026 | HEV | 2040 | TWh | 180 | Sub_sector | Industry | Others | Industry (other, energetic) | Energetic | industry_other_demand_ammonia_energetic | Ammonia | EU | Energy demand | 0 | FEC
BG | TYNDP2026 | HEV | 2040 | TWh | 182 | Sub_sector | Industry | Others | Industry (other, non-energetic) | Non-energetic | industry_other_demand_electricity_non_energetic | Electricity | EU | Energy demand | 0 | not_included_in_FEC
BG | TYNDP2026 | HEV | 2040 | TWh | 183 | Sub_sector | Industry | Others | Industry (other, non-energetic) | Non-energetic | industry_other_demand_hydrogen_non_energetic | Hydrogen | EU | Energy demand | 0.37766 | not_included_in_FEC
BG | TYNDP2026 | HEV | 2040 | TWh | 184 | Sub_sector | Industry | Others | Industry (other, non-energetic) | Non-energetic | industry_other_demand_methane_non_energetic | Methane | EU | Energy demand | 0 | not_included_in_FEC
BG | TYNDP2026 | HEV | 2040 | TWh | 185 | Sub_sector | Industry | Others | Industry (other, non-energetic) | Non-energetic | industry_other_demand_heat_non_energetic | Heat | EU | Energy demand | 0 | not_included_in_FEC
BG | TYNDP2026 | HEV | 2040 | TWh | 186 | Sub_sector | Industry | Others | Industry (other, non-energetic) | Non-energetic | industry_other_demand_biomass_non_energetic | Biomass | EU | Energy demand | 0 | not_included_in_FEC
BG | TYNDP2026 | HEV | 2040 | TWh | 187 | Sub_sector | Industry | Others | Industry (other, non-energetic) | Non-energetic | industry_other_demand_coal_non_energetic | Solids | EU | Energy demand | 0 | not_included_in_FEC
BG | TYNDP2026 | HEV | 2040 | TWh | 188 | Sub_sector | Industry | Others | Industry (other, non-energetic) | Non-energetic | industry_other_demand_oil_non_energetic | Liquids | EU | Energy demand | 0.77961 | not_included_in_FEC
BG | TYNDP2026 | HEV | 2040 | TWh | 189 | Sub_sector | Industry | Others | Industry (other, non-energetic) | Non-energetic | industry_other_demand_others_non_energetic | Others | EU | Energy demand | 0 | not_included_in_FEC
BG | TYNDP2026 | HEV | 2040 | TWh | 190 | Sub_sector | Industry | Others | Industry (other, non-energetic) | Non-energetic | industry_other_demand_ammonia_non_energetic | Ammonia | EU | Energy demand | 0 | not_included_in_FEC
BG | TYNDP2026 | HEV | 2040 | TWh | 192 | Sub_sector | Industry | Paper | Industry (paper) | Energetic | industry_paper_demand_electricity_energetic | Electricity | EU | Energy demand | 0.75568 | FEC
BG | TYNDP2026 | HEV | 2040 | TWh | 193 | Sub_sector | Industry | Paper | Industry (paper) | Energetic | industry_paper_demand_hydrogen_energetic | Hydrogen | EU | Energy demand | 0.26189 | FEC
BG | TYNDP2026 | HEV | 2040 | TWh | 194 | Sub_sector | Industry | Paper | Industry (paper) | Energetic | industry_paper_demand_methane_energetic | Methane | EU | Energy demand | 0.34157 | FEC
BG | TYNDP2026 | HEV | 2040 | TWh | 195 | Sub_sector | Industry | Paper | Industry (paper) | Energetic | industry_paper_demand_heat_energetic | Heat | EU | Energy demand | 0.0038714 | FEC
BG | TYNDP2026 | HEV | 2040 | TWh | 196 | Sub_sector | Industry | Paper | Industry (paper) | Energetic | industry_paper_demand_biomass_energetic | Biomass | EU | Energy demand | 1.0608 | FEC
BG | TYNDP2026 | HEV | 2040 | TWh | 197 | Sub_sector | Industry | Paper | Industry (paper) | Energetic | industry_paper_demand_coal_energetic | Solids | EU | Energy demand | 0.008072 | FEC
BG | TYNDP2026 | HEV | 2040 | TWh | 198 | Sub_sector | Industry | Paper | Industry (paper) | Energetic | industry_paper_demand_oil_energetic | Liquids | EU | Energy demand | 0.0079605 | FEC
BG | TYNDP2026 | HEV | 2040 | TWh | 199 | Sub_sector | Industry | Paper | Industry (paper) | Energetic | industry_paper_demand_others_energetic | Others | EU | Energy demand | 0 | FEC
BG | TYNDP2026 | HEV | 2040 | TWh | 200 | Sub_sector | Industry | Paper | Industry (paper) | Energetic | industry_paper_demand_ammonia_energetic | Ammonia | EU | Energy demand | 0 | FEC
BG | TYNDP2026 | HEV | 2040 | TWh | 202 | Sub_sector | Industry | Refineries | Industry (refineries, energetic) | Energetic | industry_refinery_demand_electricity_energetic | Electricity | EU | Energy demand | 0.44531 | not_included_in_FEC
BG | TYNDP2026 | HEV | 2040 | TWh | 203 | Sub_sector | Industry | Refineries | Industry (refineries, energetic) | Energetic | industry_refinery_demand_hydrogen_energetic | Hydrogen | EU | Energy demand | 0 | not_included_in_FEC
BG | TYNDP2026 | HEV | 2040 | TWh | 204 | Sub_sector | Industry | Refineries | Industry (refineries, energetic) | Energetic | industry_refinery_demand_methane_energetic | Methane | EU | Energy demand | 0.31875 | not_included_in_FEC
BG | TYNDP2026 | HEV | 2040 | TWh | 205 | Sub_sector | Industry | Refineries | Industry (refineries, energetic) | Energetic | industry_refinery_demand_heat_energetic | Heat | EU | Energy demand | 0 | not_included_in_FEC
BG | TYNDP2026 | HEV | 2040 | TWh | 206 | Sub_sector | Industry | Refineries | Industry (refineries, energetic) | Energetic | industry_refinery_demand_biomass_energetic | Biomass | EU | Energy demand | 0 | not_included_in_FEC
BG | TYNDP2026 | HEV | 2040 | TWh | 207 | Sub_sector | Industry | Refineries | Industry (refineries, energetic) | Energetic | industry_refinery_demand_coal_energetic | Solids | EU | Energy demand | 0 | not_included_in_FEC
BG | TYNDP2026 | HEV | 2040 | TWh | 208 | Sub_sector | Industry | Refineries | Industry (refineries, energetic) | Energetic | industry_refinery_demand_oil_energetic | Liquids | EU | Energy demand | 3.1101 | not_included_in_FEC
BG | TYNDP2026 | HEV | 2040 | TWh | 209 | Sub_sector | Industry | Refineries | Industry (refineries, energetic) | Energetic | industry_refinery_demand_others_energetic | Others | EU | Energy demand | 0 | not_included_in_FEC
BG | TYNDP2026 | HEV | 2040 | TWh | 210 | Sub_sector | Industry | Refineries | Industry (refineries, energetic) | Energetic | industry_refinery_demand_ammonia_energetic | Ammonia | EU | Energy demand | 0 | not_included_in_FEC
BG | TYNDP2026 | HEV | 2040 | TWh | 212 | Sub_sector | Industry | Refineries | Industry (refineries, non-energetic) | Non-energetic | industry_refinery_demand_electricity_non_energetic | Electricity | EU | Energy demand | 0 | not_included_in_FEC
BG | TYNDP2026 | HEV | 2040 | TWh | 213 | Sub_sector | Industry | Refineries | Industry (refineries, non-energetic) | Non-energetic | industry_refinery_demand_hydrogen_non_energetic | Hydrogen | EU | Energy demand | 0 | not_included_in_FEC
BG | TYNDP2026 | HEV | 2040 | TWh | 214 | Sub_sector | Industry | Refineries | Industry (refineries, non-energetic) | Non-energetic | industry_refinery_demand_methane_non_energetic | Methane | EU | Energy demand | 0 | not_included_in_FEC
BG | TYNDP2026 | HEV | 2040 | TWh | 215 | Sub_sector | Industry | Refineries | Industry (refineries, non-energetic) | Non-energetic | industry_refinery_demand_heat_non_energetic | Heat | EU | Energy demand | 0 | not_included_in_FEC
BG | TYNDP2026 | HEV | 2040 | TWh | 216 | Sub_sector | Industry | Refineries | Industry (refineries, non-energetic) | Non-energetic | industry_refinery_demand_biomass_non_energetic | Biomass | EU | Energy demand | 0 | not_included_in_FEC
BG | TYNDP2026 | HEV | 2040 | TWh | 217 | Sub_sector | Industry | Refineries | Industry (refineries, non-energetic) | Non-energetic | industry_refinery_demand_coal_non_energetic | Solids | EU | Energy demand | 0 | not_included_in_FEC
BG | TYNDP2026 | HEV | 2040 | TWh | 218 | Sub_sector | Industry | Refineries | Industry (refineries, non-energetic) | Non-energetic | industry_refinery_demand_oil_non_energetic | Liquids | EU | Energy demand | 0 | not_included_in_FEC
BG | TYNDP2026 | HEV | 2040 | TWh | 219 | Sub_sector | Industry | Refineries | Industry (refineries, non-energetic) | Non-energetic | industry_refinery_demand_others_non_energetic | Others | EU | Energy demand | 0 | not_included_in_FEC
BG | TYNDP2026 | HEV | 2040 | TWh | 220 | Sub_sector | Industry | Refineries | Industry (refineries, non-energetic) | Non-energetic | industry_refinery_demand_ammonia_non_energetic | Ammonia | EU | Energy demand | 0 | not_included_in_FEC
BG | TYNDP2026 | HEV | 2040 | TWh | 222 | Sub_sector | Industry | Steel | Industry (steel) | Energetic | industry_steel_demand_electricity_energetic | Electricity | EU | Energy demand | 1.7427 | FEC
BG | TYNDP2026 | HEV | 2040 | TWh | 223 | Sub_sector | Industry | Steel | Industry (steel) | Energetic | industry_steel_demand_hydrogen_energetic | Hydrogen | EU | Energy demand | 0.34394 | FEC
BG | TYNDP2026 | HEV | 2040 | TWh | 224 | Sub_sector | Industry | Steel | Industry (steel) | Energetic | industry_steel_demand_methane_energetic | Methane | EU | Energy demand | 0.59698 | FEC
BG | TYNDP2026 | HEV | 2040 | TWh | 225 | Sub_sector | Industry | Steel | Industry (steel) | Energetic | industry_steel_demand_heat_energetic | Heat | EU | Energy demand | 0.00027732 | FEC
BG | TYNDP2026 | HEV | 2040 | TWh | 226 | Sub_sector | Industry | Steel | Industry (steel) | Energetic | industry_steel_demand_biomass_energetic | Biomass | EU | Energy demand | 0.00035742 | FEC
BG | TYNDP2026 | HEV | 2040 | TWh | 227 | Sub_sector | Industry | Steel | Industry (steel) | Energetic | industry_steel_demand_coal_energetic | Solids | EU | Energy demand | 0.00022843 | FEC
BG | TYNDP2026 | HEV | 2040 | TWh | 228 | Sub_sector | Industry | Steel | Industry (steel) | Energetic | industry_steel_demand_oil_energetic | Liquids | EU | Energy demand | 0.0024089 | FEC
BG | TYNDP2026 | HEV | 2040 | TWh | 229 | Sub_sector | Industry | Steel | Industry (steel) | Energetic | industry_steel_demand_others_energetic | Others | EU | Energy demand | 0 | FEC
BG | TYNDP2026 | HEV | 2040 | TWh | 230 | Sub_sector | Industry | Steel | Industry (steel) | Energetic | industry_steel_demand_ammonia_energetic | Ammonia | EU | Energy demand | 0 | FEC
BG | TYNDP2026 | HEV | 2040 | TWh | 232 | Sub_sector | Transport | Cars | Transport (cars) | Energetic | transport_cars_final_demand_electricity | Electricity | EU | Energy demand | 0.081128 | FEC
BG | TYNDP2026 | HEV | 2040 | TWh | 233 | Sub_sector | Transport | Cars | Transport (cars) | Energetic | transport_cars_final_demand_hydrogen | Hydrogen | EU | Energy demand | 0.21806 | FEC
BG | TYNDP2026 | HEV | 2040 | TWh | 234 | Sub_sector | Transport | Cars | Transport (cars) | Energetic | transport_cars_final_demand_methane | Methane | EU | Energy demand | 0.3271 | FEC
BG | TYNDP2026 | HEV | 2040 | TWh | 235 | Sub_sector | Transport | Cars | Transport (cars) | Energetic | transport_cars_final_demand_heat | Heat | EU | Energy demand | 0 | FEC
BG | TYNDP2026 | HEV | 2040 | TWh | 236 | Sub_sector | Transport | Cars | Transport (cars) | Energetic | transport_cars_final_demand_biomass | Biomass | EU | Energy demand | 0 | FEC
BG | TYNDP2026 | HEV | 2040 | TWh | 237 | Sub_sector | Transport | Cars | Transport (cars) | Energetic | transport_cars_final_demand_coal | Solids | EU | Energy demand | 0 | FEC
BG | TYNDP2026 | HEV | 2040 | TWh | 238 | Sub_sector | Transport | Cars | Transport (cars) | Energetic | transport_cars_final_demand_oil | Liquids | EU | Energy demand | 13.597 | FEC
BG | TYNDP2026 | HEV | 2040 | TWh | 239 | Sub_sector | Transport | Cars | Transport (cars) | Energetic | transport_cars_final_demand_other | Others | EU | Energy demand | 0 | FEC
BG | TYNDP2026 | HEV | 2040 | TWh | 240 | Sub_sector | Transport | Cars | Transport (cars) | Energetic | transport_cars_final_demand_ammonia | Ammonia | EU | Energy demand | 0 | FEC
BG | TYNDP2026 | HEV | 2040 | TWh | 242 | Sub_sector | Transport | Busses | Transport (busses) | Energetic | transport_busses_final_demand_electricity | Electricity | EU | Energy demand | 0.42321 | FEC
BG | TYNDP2026 | HEV | 2040 | TWh | 243 | Sub_sector | Transport | Busses | Transport (busses) | Energetic | transport_busses_final_demand_hydrogen | Hydrogen | EU | Energy demand | 0.15848 | FEC
BG | TYNDP2026 | HEV | 2040 | TWh | 244 | Sub_sector | Transport | Busses | Transport (busses) | Energetic | transport_busses_final_demand_methane | Methane | EU | Energy demand | 0.16379 | FEC
BG | TYNDP2026 | HEV | 2040 | TWh | 245 | Sub_sector | Transport | Busses | Transport (busses) | Energetic | transport_busses_final_demand_heat | Heat | EU | Energy demand | 0 | FEC
BG | TYNDP2026 | HEV | 2040 | TWh | 246 | Sub_sector | Transport | Busses | Transport (busses) | Energetic | transport_busses_final_demand_biomass | Biomass | EU | Energy demand | 0 | FEC
BG | TYNDP2026 | HEV | 2040 | TWh | 247 | Sub_sector | Transport | Busses | Transport (busses) | Energetic | transport_busses_final_demand_coal | Solids | EU | Energy demand | 0 | FEC
BG | TYNDP2026 | HEV | 2040 | TWh | 248 | Sub_sector | Transport | Busses | Transport (busses) | Energetic | transport_busses_final_demand_oil | Liquids | EU | Energy demand | 0.83249 | FEC
BG | TYNDP2026 | HEV | 2040 | TWh | 249 | Sub_sector | Transport | Busses | Transport (busses) | Energetic | transport_busses_final_demand_other | Others | EU | Energy demand | 0 | FEC
BG | TYNDP2026 | HEV | 2040 | TWh | 250 | Sub_sector | Transport | Busses | Transport (busses) | Energetic | transport_busses_final_demand_ammonia | Ammonia | EU | Energy demand | 0 | FEC
BG | TYNDP2026 | HEV | 2040 | TWh | 252 | Sub_sector | Transport | Trucks | Transport (trucks) | Energetic | transport_trucks_final_demand_electricity | Electricity | EU | Energy demand | 0 | FEC
BG | TYNDP2026 | HEV | 2040 | TWh | 253 | Sub_sector | Transport | Trucks | Transport (trucks) | Energetic | transport_trucks_final_demand_hydrogen | Hydrogen | EU | Energy demand | 1.8726 | FEC
BG | TYNDP2026 | HEV | 2040 | TWh | 254 | Sub_sector | Transport | Trucks | Transport (trucks) | Energetic | transport_trucks_final_demand_methane | Methane | EU | Energy demand | 0.00094702 | FEC
BG | TYNDP2026 | HEV | 2040 | TWh | 255 | Sub_sector | Transport | Trucks | Transport (trucks) | Energetic | transport_trucks_final_demand_heat | Heat | EU | Energy demand | 0 | FEC
BG | TYNDP2026 | HEV | 2040 | TWh | 256 | Sub_sector | Transport | Trucks | Transport (trucks) | Energetic | transport_trucks_final_demand_biomass | Biomass | EU | Energy demand | 0 | FEC
BG | TYNDP2026 | HEV | 2040 | TWh | 257 | Sub_sector | Transport | Trucks | Transport (trucks) | Energetic | transport_trucks_final_demand_coal | Solids | EU | Energy demand | 0 | FEC
BG | TYNDP2026 | HEV | 2040 | TWh | 258 | Sub_sector | Transport | Trucks | Transport (trucks) | Energetic | transport_trucks_final_demand_oil | Liquids | EU | Energy demand | 11.2501 | FEC
BG | TYNDP2026 | HEV | 2040 | TWh | 259 | Sub_sector | Transport | Trucks | Transport (trucks) | Energetic | transport_trucks_final_demand_other | Others | EU | Energy demand | 0 | FEC
BG | TYNDP2026 | HEV | 2040 | TWh | 260 | Sub_sector | Transport | Trucks | Transport (trucks) | Energetic | transport_trucks_final_demand_ammonia | Ammonia | EU | Energy demand | 0 | FEC
BG | TYNDP2026 | HEV | 2040 | TWh | 262 | Sub_sector | Transport | Vans | Transport (vans) | Energetic | transport_vans_final_demand_electricity | Electricity | EU | Energy demand | 0.026773 | FEC
BG | TYNDP2026 | HEV | 2040 | TWh | 263 | Sub_sector | Transport | Vans | Transport (vans) | Energetic | transport_vans_final_demand_hydrogen | Hydrogen | EU | Energy demand | 0.094416 | FEC
BG | TYNDP2026 | HEV | 2040 | TWh | 264 | Sub_sector | Transport | Vans | Transport (vans) | Energetic | transport_vans_final_demand_methane | Methane | EU | Energy demand | 0.0025155 | FEC
BG | TYNDP2026 | HEV | 2040 | TWh | 265 | Sub_sector | Transport | Vans | Transport (vans) | Energetic | transport_vans_final_demand_heat | Heat | EU | Energy demand | 0 | FEC
BG | TYNDP2026 | HEV | 2040 | TWh | 266 | Sub_sector | Transport | Vans | Transport (vans) | Energetic | transport_vans_final_demand_biomass | Biomass | EU | Energy demand | 0 | FEC
BG | TYNDP2026 | HEV | 2040 | TWh | 267 | Sub_sector | Transport | Vans | Transport (vans) | Energetic | transport_vans_final_demand_coal | Solids | EU | Energy demand | 0 | FEC
BG | TYNDP2026 | HEV | 2040 | TWh | 268 | Sub_sector | Transport | Vans | Transport (vans) | Energetic | transport_vans_final_demand_oil | Liquids | EU | Energy demand | 3.5381 | FEC
BG | TYNDP2026 | HEV | 2040 | TWh | 269 | Sub_sector | Transport | Vans | Transport (vans) | Energetic | transport_vans_final_demand_other | Others | EU | Energy demand | 0 | FEC
BG | TYNDP2026 | HEV | 2040 | TWh | 270 | Sub_sector | Transport | Vans | Transport (vans) | Energetic | transport_vans_final_demand_ammonia | Ammonia | EU | Energy demand | 0 | FEC
BG | TYNDP2026 | HEV | 2040 | TWh | 272 | Sub_sector | Transport | Freight trains | Transport (trains) | Energetic | transport_trains_final_demand_electricity | Electricity | EU | Energy demand | 9.3713 | FEC
BG | TYNDP2026 | HEV | 2040 | TWh | 273 | Sub_sector | Transport | Freight trains | Transport (trains) | Energetic | transport_trains_final_demand_hydrogen | Hydrogen | EU | Energy demand | 0 | FEC
BG | TYNDP2026 | HEV | 2040 | TWh | 274 | Sub_sector | Transport | Freight trains | Transport (trains) | Energetic | transport_trains_final_demand_methane | Methane | EU | Energy demand | 0 | FEC
BG | TYNDP2026 | HEV | 2040 | TWh | 275 | Sub_sector | Transport | Freight trains | Transport (trains) | Energetic | transport_trains_final_demand_heat | Heat | EU | Energy demand | 0 | FEC
BG | TYNDP2026 | HEV | 2040 | TWh | 276 | Sub_sector | Transport | Freight trains | Transport (trains) | Energetic | transport_trains_final_demand_biomass | Biomass | EU | Energy demand | 0 | FEC
BG | TYNDP2026 | HEV | 2040 | TWh | 277 | Sub_sector | Transport | Freight trains | Transport (trains) | Energetic | transport_trains_final_demand_coal | Solids | EU | Energy demand | 0 | FEC
BG | TYNDP2026 | HEV | 2040 | TWh | 278 | Sub_sector | Transport | Freight trains | Transport (trains) | Energetic | transport_trains_final_demand_oil | Liquids | EU | Energy demand | 0.16603 | FEC
BG | TYNDP2026 | HEV | 2040 | TWh | 279 | Sub_sector | Transport | Freight trains | Transport (trains) | Energetic | transport_trains_final_demand_other | Others | EU | Energy demand | 0 | FEC
BG | TYNDP2026 | HEV | 2040 | TWh | 280 | Sub_sector | Transport | Freight trains | Transport (trains) | Energetic | transport_trains_final_demand_ammonia | Ammonia | EU | Energy demand | 0 | FEC
BG | TYNDP2026 | HEV | 2040 | TWh | 282 | Sub_sector | Transport | Ships | Transport (ships) | Energetic | transport_ships_final_demand_electricity | Electricity | EU | Energy demand | 0.49494 | FEC
BG | TYNDP2026 | HEV | 2040 | TWh | 283 | Sub_sector | Transport | Ships | Transport (ships) | Energetic | transport_ships_final_demand_hydrogen | Hydrogen | EU | Energy demand | 0 | FEC
BG | TYNDP2026 | HEV | 2040 | TWh | 284 | Sub_sector | Transport | Ships | Transport (ships) | Energetic | transport_ships_final_demand_methane | Methane | EU | Energy demand | 0.00031416 | FEC
BG | TYNDP2026 | HEV | 2040 | TWh | 285 | Sub_sector | Transport | Ships | Transport (ships) | Energetic | transport_ships_final_demand_heat | Heat | EU | Energy demand | 0 | FEC
BG | TYNDP2026 | HEV | 2040 | TWh | 286 | Sub_sector | Transport | Ships | Transport (ships) | Energetic | transport_ships_final_demand_biomass | Biomass | EU | Energy demand | 0 | FEC
BG | TYNDP2026 | HEV | 2040 | TWh | 287 | Sub_sector | Transport | Ships | Transport (ships) | Energetic | transport_ships_final_demand_coal | Solids | EU | Energy demand | 0 | FEC
BG | TYNDP2026 | HEV | 2040 | TWh | 288 | Sub_sector | Transport | Ships | Transport (ships) | Energetic | transport_ships_final_demand_oil | Liquids | EU | Energy demand | 4.34e-05 | FEC
BG | TYNDP2026 | HEV | 2040 | TWh | 289 | Sub_sector | Transport | Ships | Transport (ships) | Energetic | transport_ships_final_demand_other | Others | EU | Energy demand | 0 | FEC
BG | TYNDP2026 | HEV | 2040 | TWh | 290 | Sub_sector | Transport | Ships | Transport (ships) | Energetic | transport_ships_final_demand_ammonia | Ammonia | EU | Energy demand | 0 | FEC
BG | TYNDP2026 | HEV | 2040 | TWh | 292 | Sub_sector | Transport | Planes | Transport (planes) | Energetic | transport_planes_final_demand_electricity | Electricity | EU | Energy demand | 0 | FEC
BG | TYNDP2026 | HEV | 2040 | TWh | 293 | Sub_sector | Transport | Planes | Transport (planes) | Energetic | transport_planes_final_demand_hydrogen | Hydrogen | EU | Energy demand | 0 | FEC
BG | TYNDP2026 | HEV | 2040 | TWh | 294 | Sub_sector | Transport | Planes | Transport (planes) | Energetic | transport_planes_final_demand_methane | Methane | EU | Energy demand | 0 | FEC
BG | TYNDP2026 | HEV | 2040 | TWh | 295 | Sub_sector | Transport | Planes | Transport (planes) | Energetic | transport_planes_final_demand_heat | Heat | EU | Energy demand | 0 | FEC
BG | TYNDP2026 | HEV | 2040 | TWh | 296 | Sub_sector | Transport | Planes | Transport (planes) | Energetic | transport_planes_final_demand_biomass | Biomass | EU | Energy demand | 0 | FEC
BG | TYNDP2026 | HEV | 2040 | TWh | 297 | Sub_sector | Transport | Planes | Transport (planes) | Energetic | transport_planes_final_demand_coal | Solids | EU | Energy demand | 0 | FEC
BG | TYNDP2026 | HEV | 2040 | TWh | 298 | Sub_sector | Transport | Planes | Transport (planes) | Energetic | transport_planes_final_demand_oil | Liquids | EU | Energy demand | 0.061123 | FEC
BG | TYNDP2026 | HEV | 2040 | TWh | 299 | Sub_sector | Transport | Planes | Transport (planes) | Energetic | transport_planes_final_demand_other | Others | EU | Energy demand | 0 | FEC
BG | TYNDP2026 | HEV | 2040 | TWh | 300 | Sub_sector | Transport | Planes | Transport (planes) | Energetic | transport_planes_final_demand_ammonia | Ammonia | EU | Energy demand | 0 | FEC
BG | TYNDP2026 | HEV | 2040 | TWh | 302 | Sub_sector | Transport | Others | Transport (others) | Energetic | transport_other_final_demand_electricity | Electricity | EU | Energy demand | 0.015293 | FEC
BG | TYNDP2026 | HEV | 2040 | TWh | 303 | Sub_sector | Transport | Others | Transport (others) | Energetic | transport_other_final_demand_hydrogen | Hydrogen | EU | Energy demand | 0.041588 | FEC
BG | TYNDP2026 | HEV | 2040 | TWh | 304 | Sub_sector | Transport | Others | Transport (others) | Energetic | transport_other_final_demand_methane | Methane | EU | Energy demand | 0 | FEC
BG | TYNDP2026 | HEV | 2040 | TWh | 305 | Sub_sector | Transport | Others | Transport (others) | Energetic | transport_other_final_demand_heat | Heat | EU | Energy demand | 0 | FEC
BG | TYNDP2026 | HEV | 2040 | TWh | 306 | Sub_sector | Transport | Others | Transport (others) | Energetic | transport_other_final_demand_biomass | Biomass | EU | Energy demand | 0 | FEC
BG | TYNDP2026 | HEV | 2040 | TWh | 307 | Sub_sector | Transport | Others | Transport (others) | Energetic | transport_other_final_demand_coal | Solids | EU | Energy demand | 0 | FEC
BG | TYNDP2026 | HEV | 2040 | TWh | 308 | Sub_sector | Transport | Others | Transport (others) | Energetic | transport_other_final_demand_oil | Liquids | EU | Energy demand | 0.16499 | FEC
BG | TYNDP2026 | HEV | 2040 | TWh | 309 | Sub_sector | Transport | Others | Transport (others) | Energetic | transport_other_final_demand_other | Others | EU | Energy demand | 0 | FEC
BG | TYNDP2026 | HEV | 2040 | TWh | 310 | Sub_sector | Transport | Others | Transport (others) | Energetic | transport_other_final_demand_ammonia | Ammonia | EU | Energy demand | 0 | FEC
BG | TYNDP2026 | HEV | 2040 | TWh | 312 | Sub_sector | International transport | International aviation | Transport (int. aviation) | Energetic | transport_int_aviation_final_demand_electricity | Electricity | EU | Energy demand | 0 | FEC
BG | TYNDP2026 | HEV | 2040 | TWh | 313 | Sub_sector | International transport | International aviation | Transport (int. aviation) | Energetic | transport_int_aviation_final_demand_hydrogen | Hydrogen | EU | Energy demand | 0 | FEC
BG | TYNDP2026 | HEV | 2040 | TWh | 314 | Sub_sector | International transport | International aviation | Transport (int. aviation) | Energetic | transport_int_aviation_final_demand_methane | Methane | EU | Energy demand | 0 | FEC
BG | TYNDP2026 | HEV | 2040 | TWh | 315 | Sub_sector | International transport | International aviation | Transport (int. aviation) | Energetic | transport_int_aviation_final_demand_heat | Heat | EU | Energy demand | 0 | FEC
BG | TYNDP2026 | HEV | 2040 | TWh | 316 | Sub_sector | International transport | International aviation | Transport (int. aviation) | Energetic | transport_int_aviation_final_demand_biofuels | Biomass | EU | Energy demand | 0 | FEC
BG | TYNDP2026 | HEV | 2040 | TWh | 317 | Sub_sector | International transport | International aviation | Transport (int. aviation) | Energetic | transport_int_aviation_final_demand_coal | Solids | EU | Energy demand | 0 | FEC
BG | TYNDP2026 | HEV | 2040 | TWh | 318 | Sub_sector | International transport | International aviation | Transport (int. aviation) | Energetic | transport_int_aviation_final_demand_oil | Liquids | EU | Energy demand | 2.4836 | FEC
BG | TYNDP2026 | HEV | 2040 | TWh | 319 | Sub_sector | International transport | International aviation | Transport (int. aviation) | Energetic | transport_int_aviation_final_demand_other | Others | EU | Energy demand | 0 | FEC
BG | TYNDP2026 | HEV | 2040 | TWh | 320 | Sub_sector | International transport | International aviation | Transport (int. aviation) | Energetic | transport_int_aviation_final_demand_ammonia | Ammonia | EU | Energy demand | 0 | FEC
BG | TYNDP2026 | HEV | 2040 | TWh | 322 | Sub_sector | International transport | International shipping | Transport (int. shipping) | Energetic | transport_int_shipping_final_demand_electricity | Electricity | EU | Energy demand | 0 | not_included_in_FEC
BG | TYNDP2026 | HEV | 2040 | TWh | 323 | Sub_sector | International transport | International shipping | Transport (int. shipping) | Energetic | transport_int_shipping_final_demand_hydrogen | Hydrogen | EU | Energy demand | 0 | not_included_in_FEC
BG | TYNDP2026 | HEV | 2040 | TWh | 324 | Sub_sector | International transport | International shipping | Transport (int. shipping) | Energetic | transport_int_shipping_final_demand_methane | Methane | EU | Energy demand | 0 | not_included_in_FEC
BG | TYNDP2026 | HEV | 2040 | TWh | 325 | Sub_sector | International transport | International shipping | Transport (int. shipping) | Energetic | transport_int_shipping_final_demand_heat | Heat | EU | Energy demand | 0 | not_included_in_FEC
BG | TYNDP2026 | HEV | 2040 | TWh | 326 | Sub_sector | International transport | International shipping | Transport (int. shipping) | Energetic | transport_int_shipping_final_demand_biofuels | Biomass | EU | Energy demand | 0 | not_included_in_FEC
BG | TYNDP2026 | HEV | 2040 | TWh | 327 | Sub_sector | International transport | International shipping | Transport (int. shipping) | Energetic | transport_int_shipping_final_demand_coal | Solids | EU | Energy demand | 0 | not_included_in_FEC
BG | TYNDP2026 | HEV | 2040 | TWh | 328 | Sub_sector | International transport | International shipping | Transport (int. shipping) | Energetic | transport_int_shipping_final_demand_oil | Liquids | EU | Energy demand | 0.7308 | not_included_in_FEC
BG | TYNDP2026 | HEV | 2040 | TWh | 329 | Sub_sector | International transport | International shipping | Transport (int. shipping) | Energetic | transport_int_shipping_final_demand_other | Others | EU | Energy demand | 0 | not_included_in_FEC
BG | TYNDP2026 | HEV | 2040 | TWh | 330 | Sub_sector | International transport | International shipping | Transport (int. shipping) | Energetic | transport_int_shipping_final_demand_ammonia | Ammonia | EU | Energy demand | 0 | not_included_in_FEC
BG | TYNDP2026 | HEV | 2040 | TWh | 332 | Sub_sector | Households | Space heating | Households (heating) | Energetic | households_heating_final_demand_electricity | Electricity | EU | Energy demand | 1.4138 | FEC
BG | TYNDP2026 | HEV | 2040 | TWh | 333 | Sub_sector | Households | Space heating | Households (heating) | Energetic | households_heating_final_demand_hydrogen | Hydrogen | EU | Energy demand | 0 | FEC
BG | TYNDP2026 | HEV | 2040 | TWh | 334 | Sub_sector | Households | Space heating | Households (heating) | Energetic | households_heating_final_demand_methane | Methane | EU | Energy demand | 0.23542 | FEC
BG | TYNDP2026 | HEV | 2040 | TWh | 335 | Sub_sector | Households | Space heating | Households (heating) | Energetic | households_heating_final_demand_heat | Heat | EU | Energy demand | 1.0461 | FEC
BG | TYNDP2026 | HEV | 2040 | TWh | 336 | Sub_sector | Households | Space heating | Households (heating) | Energetic | households_heating_final_demand_biomass | Biomass | EU | Energy demand | 3.3186 | FEC
BG | TYNDP2026 | HEV | 2040 | TWh | 337 | Sub_sector | Households | Space heating | Households (heating) | Energetic | households_heating_final_demand_coal | Solids | EU | Energy demand | 1.5982 | FEC
BG | TYNDP2026 | HEV | 2040 | TWh | 338 | Sub_sector | Households | Space heating | Households (heating) | Energetic | households_heating_final_demand_oil | Liquids | EU | Energy demand | 0.15817 | FEC
BG | TYNDP2026 | HEV | 2040 | TWh | 339 | Sub_sector | Households | Space heating | Households (heating) | Energetic | households_heating_final_demand_other | Others | EU | Energy demand | 0 | FEC
BG | TYNDP2026 | HEV | 2040 | TWh | 340 | Sub_sector | Households | Space heating | Households (heating) | Energetic | households_heating_final_demand_ammonia | Ammonia | EU | Energy demand | 0 | FEC
BG | TYNDP2026 | HEV | 2040 | TWh | 343 | Sub_sector | Households | Cooling | Households (cooling) | Energetic | households_cooling_final_demand_electricity | Electricity | EU | Energy demand | 0.20932 | FEC
BG | TYNDP2026 | HEV | 2040 | TWh | 344 | Sub_sector | Households | Cooling | Households (cooling) | Energetic | households_cooling_final_demand_hydrogen | Hydrogen | EU | Energy demand | 0 | FEC
BG | TYNDP2026 | HEV | 2040 | TWh | 345 | Sub_sector | Households | Cooling | Households (cooling) | Energetic | households_cooling_final_demand_methane | Methane | EU | Energy demand | 0 | FEC
BG | TYNDP2026 | HEV | 2040 | TWh | 346 | Sub_sector | Households | Cooling | Households (cooling) | Energetic | households_cooling_final_demand_heat | Heat | EU | Energy demand | 0 | FEC
BG | TYNDP2026 | HEV | 2040 | TWh | 347 | Sub_sector | Households | Cooling | Households (cooling) | Energetic | households_cooling_final_demand_biomass | Biomass | EU | Energy demand | 0 | FEC
BG | TYNDP2026 | HEV | 2040 | TWh | 348 | Sub_sector | Households | Cooling | Households (cooling) | Energetic | households_cooling_final_demand_coal | Solids | EU | Energy demand | 0 | FEC
BG | TYNDP2026 | HEV | 2040 | TWh | 349 | Sub_sector | Households | Cooling | Households (cooling) | Energetic | households_cooling_final_demand_oil | Liquids | EU | Energy demand | 0 | FEC
BG | TYNDP2026 | HEV | 2040 | TWh | 350 | Sub_sector | Households | Cooling | Households (cooling) | Energetic | households_cooling_final_demand_other | Others | EU | Energy demand | 0 | FEC
BG | TYNDP2026 | HEV | 2040 | TWh | 351 | Sub_sector | Households | Cooling | Households (cooling) | Energetic | households_cooling_final_demand_ammonia | Ammonia | EU | Energy demand | 0 | FEC
BG | TYNDP2026 | HEV | 2040 | TWh | 354 | Sub_sector | Households | Hot water | Households (hot water) | Energetic | households_hot_water_final_demand_electricity | Electricity | EU | Energy demand | 0.84528 | FEC
BG | TYNDP2026 | HEV | 2040 | TWh | 355 | Sub_sector | Households | Hot water | Households (hot water) | Energetic | households_hot_water_final_demand_hydrogen | Hydrogen | EU | Energy demand | 0 | FEC
BG | TYNDP2026 | HEV | 2040 | TWh | 356 | Sub_sector | Households | Hot water | Households (hot water) | Energetic | households_hot_water_final_demand_methane | Methane | EU | Energy demand | 0.19731 | FEC
BG | TYNDP2026 | HEV | 2040 | TWh | 357 | Sub_sector | Households | Hot water | Households (hot water) | Energetic | households_hot_water_final_demand_heat | Heat | EU | Energy demand | 0.8543 | FEC
BG | TYNDP2026 | HEV | 2040 | TWh | 358 | Sub_sector | Households | Hot water | Households (hot water) | Energetic | households_hot_water_final_demand_biomass | Biomass | EU | Energy demand | 1.73 | FEC
BG | TYNDP2026 | HEV | 2040 | TWh | 359 | Sub_sector | Households | Hot water | Households (hot water) | Energetic | households_hot_water_final_demand_coal | Solids | EU | Energy demand | 0.616 | FEC
BG | TYNDP2026 | HEV | 2040 | TWh | 360 | Sub_sector | Households | Hot water | Households (hot water) | Energetic | households_hot_water_final_demand_oil | Liquids | EU | Energy demand | 0.058989 | FEC
BG | TYNDP2026 | HEV | 2040 | TWh | 361 | Sub_sector | Households | Hot water | Households (hot water) | Energetic | households_hot_water_final_demand_other | Others | EU | Energy demand | 0.057613 | FEC
BG | TYNDP2026 | HEV | 2040 | TWh | 362 | Sub_sector | Households | Hot water | Households (hot water) | Energetic | households_hot_water_final_demand_ammonia | Ammonia | EU | Energy demand | 0 | FEC
BG | TYNDP2026 | HEV | 2040 | TWh | 365 | Sub_sector | Households | Appliances | Households (appliances) | Energetic | households_appliances_final_demand_electricity | Electricity | EU | Energy demand | 10.4845 | FEC
BG | TYNDP2026 | HEV | 2040 | TWh | 366 | Sub_sector | Households | Appliances | Households (appliances) | Energetic | households_appliances_final_demand_hydrogen | Hydrogen | EU | Energy demand | 0.015736 | FEC
BG | TYNDP2026 | HEV | 2040 | TWh | 367 | Sub_sector | Households | Appliances | Households (appliances) | Energetic | households_appliances_final_demand_methane | Methane | EU | Energy demand | 0.14682 | FEC
BG | TYNDP2026 | HEV | 2040 | TWh | 368 | Sub_sector | Households | Appliances | Households (appliances) | Energetic | households_appliances_final_demand_heat | Heat | EU | Energy demand | 0 | FEC
BG | TYNDP2026 | HEV | 2040 | TWh | 369 | Sub_sector | Households | Appliances | Households (appliances) | Energetic | households_appliances_final_demand_biomass | Biomass | EU | Energy demand | 0.0095572 | FEC
BG | TYNDP2026 | HEV | 2040 | TWh | 370 | Sub_sector | Households | Appliances | Households (appliances) | Energetic | households_appliances_final_demand_coal | Solids | EU | Energy demand | 0 | FEC
BG | TYNDP2026 | HEV | 2040 | TWh | 371 | Sub_sector | Households | Appliances | Households (appliances) | Energetic | households_appliances_final_demand_oil | Liquids | EU | Energy demand | 0 | FEC
BG | TYNDP2026 | HEV | 2040 | TWh | 372 | Sub_sector | Households | Appliances | Households (appliances) | Energetic | households_appliances_final_demand_other | Others | EU | Energy demand | 0 | FEC
BG | TYNDP2026 | HEV | 2040 | TWh | 373 | Sub_sector | Households | Appliances | Households (appliances) | Energetic | households_appliances_final_demand_ammonia | Ammonia | EU | Energy demand | 0 | FEC
BG | TYNDP2026 | HEV | 2040 | TWh | 375 | Sub_sector | Buildings | Space heating | Buildings (heat) | Energetic | buildings_heat_final_demand_electricity | Electricity | EU | Energy demand | 2.4244 | FEC
BG | TYNDP2026 | HEV | 2040 | TWh | 376 | Sub_sector | Buildings | Space heating | Buildings (heat) | Energetic | buildings_heat_final_demand_hydrogen | Hydrogen | EU | Energy demand | 0 | FEC
BG | TYNDP2026 | HEV | 2040 | TWh | 377 | Sub_sector | Buildings | Space heating | Buildings (heat) | Energetic | buildings_heat_final_demand_methane | Methane | EU | Energy demand | 0.44855 | FEC
BG | TYNDP2026 | HEV | 2040 | TWh | 378 | Sub_sector | Buildings | Space heating | Buildings (heat) | Energetic | buildings_heat_final_demand_heat | Heat | EU | Energy demand | 1.6002 | FEC
BG | TYNDP2026 | HEV | 2040 | TWh | 379 | Sub_sector | Buildings | Space heating | Buildings (heat) | Energetic | buildings_heat_final_demand_biomass | Biomass | EU | Energy demand | 0.96097 | FEC
BG | TYNDP2026 | HEV | 2040 | TWh | 380 | Sub_sector | Buildings | Space heating | Buildings (heat) | Energetic | buildings_heat_final_demand_coal | Solids | EU | Energy demand | 0.03927 | FEC
BG | TYNDP2026 | HEV | 2040 | TWh | 381 | Sub_sector | Buildings | Space heating | Buildings (heat) | Energetic | buildings_heat_final_demand_oil | Liquids | EU | Energy demand | 0.2483 | FEC
BG | TYNDP2026 | HEV | 2040 | TWh | 382 | Sub_sector | Buildings | Space heating | Buildings (heat) | Energetic | buildings_heat_final_demand_other | Others | EU | Energy demand | 0.019721 | FEC
BG | TYNDP2026 | HEV | 2040 | TWh | 383 | Sub_sector | Buildings | Space heating | Buildings (heat) | Energetic | buildings_heat_final_demand_ammonia | Ammonia | EU | Energy demand | 0 | FEC
BG | TYNDP2026 | HEV | 2040 | TWh | 386 | Sub_sector | Buildings | Cooling | Buildings (cooling) | Energetic | buildings_cooling_final_demand_electricity | Electricity | EU | Energy demand | 0.49507 | FEC
BG | TYNDP2026 | HEV | 2040 | TWh | 387 | Sub_sector | Buildings | Cooling | Buildings (cooling) | Energetic | buildings_cooling_final_demand_hydrogen | Hydrogen | EU | Energy demand | 0 | FEC
BG | TYNDP2026 | HEV | 2040 | TWh | 388 | Sub_sector | Buildings | Cooling | Buildings (cooling) | Energetic | buildings_cooling_final_demand_methane | Methane | EU | Energy demand | 0.00018818 | FEC
BG | TYNDP2026 | HEV | 2040 | TWh | 389 | Sub_sector | Buildings | Cooling | Buildings (cooling) | Energetic | buildings_cooling_final_demand_heat | Heat | EU | Energy demand | 0 | FEC
BG | TYNDP2026 | HEV | 2040 | TWh | 390 | Sub_sector | Buildings | Cooling | Buildings (cooling) | Energetic | buildings_cooling_final_demand_biomass | Biomass | EU | Energy demand | 0 | FEC
BG | TYNDP2026 | HEV | 2040 | TWh | 391 | Sub_sector | Buildings | Cooling | Buildings (cooling) | Energetic | buildings_cooling_final_demand_coal | Solids | EU | Energy demand | 0 | FEC
BG | TYNDP2026 | HEV | 2040 | TWh | 392 | Sub_sector | Buildings | Cooling | Buildings (cooling) | Energetic | buildings_cooling_final_demand_oil | Liquids | EU | Energy demand | 0 | FEC
BG | TYNDP2026 | HEV | 2040 | TWh | 393 | Sub_sector | Buildings | Cooling | Buildings (cooling) | Energetic | buildings_cooling_final_demand_other | Others | EU | Energy demand | 0 | FEC
BG | TYNDP2026 | HEV | 2040 | TWh | 394 | Sub_sector | Buildings | Cooling | Buildings (cooling) | Energetic | buildings_cooling_final_demand_ammonia | Ammonia | EU | Energy demand | 0 | FEC
BG | TYNDP2026 | HEV | 2040 | TWh | 397 | Sub_sector | Buildings | Appliances | Buildings (appliances) | Energetic | buildings_appliances_final_demand_electricity | Electricity | EU | Energy demand | 5.6243 | FEC
BG | TYNDP2026 | HEV | 2040 | TWh | 398 | Sub_sector | Buildings | Appliances | Buildings (appliances) | Energetic | buildings_appliances_final_demand_hydrogen | Hydrogen | EU | Energy demand | 0 | FEC
BG | TYNDP2026 | HEV | 2040 | TWh | 399 | Sub_sector | Buildings | Appliances | Buildings (appliances) | Energetic | buildings_appliances_final_demand_methane | Methane | EU | Energy demand | 0.3286 | FEC
BG | TYNDP2026 | HEV | 2040 | TWh | 400 | Sub_sector | Buildings | Appliances | Buildings (appliances) | Energetic | buildings_appliances_final_demand_heat | Heat | EU | Energy demand | 0 | FEC
BG | TYNDP2026 | HEV | 2040 | TWh | 401 | Sub_sector | Buildings | Appliances | Buildings (appliances) | Energetic | buildings_appliances_final_demand_biomass | Biomass | EU | Energy demand | 0 | FEC
BG | TYNDP2026 | HEV | 2040 | TWh | 402 | Sub_sector | Buildings | Appliances | Buildings (appliances) | Energetic | buildings_appliances_final_demand_coal | Solids | EU | Energy demand | 0 | FEC
BG | TYNDP2026 | HEV | 2040 | TWh | 403 | Sub_sector | Buildings | Appliances | Buildings (appliances) | Energetic | buildings_appliances_final_demand_oil | Liquids | EU | Energy demand | 0 | FEC
BG | TYNDP2026 | HEV | 2040 | TWh | 404 | Sub_sector | Buildings | Appliances | Buildings (appliances) | Energetic | buildings_appliances_final_demand_other | Others | EU | Energy demand | 0 | FEC
BG | TYNDP2026 | HEV | 2040 | TWh | 405 | Sub_sector | Buildings | Appliances | Buildings (appliances) | Energetic | buildings_appliances_final_demand_ammonia | Ammonia | EU | Energy demand | 0 | FEC
BG | TYNDP2026 | HEV | 2040 | TWh | 407 | Sub_sector | Buildings | Datacenters | Datacenters & ICT | Energetic | datacentres_final_demand_electricity_energetic | Electricity | EU | Energy demand | 0.70342 | FEC
BG | TYNDP2026 | HEV | 2040 | TWh | 408 | Sub_sector | Buildings | Datacenters | Datacenters & ICT | Energetic | datacentres_final_demand_hydrogen_energetic | Hydrogen | EU | Energy demand | 0 | FEC
BG | TYNDP2026 | HEV | 2040 | TWh | 409 | Sub_sector | Buildings | Datacenters | Datacenters & ICT | Energetic | datacentres_final_demand_methane_energetic | Methane | EU | Energy demand | 0 | FEC
BG | TYNDP2026 | HEV | 2040 | TWh | 410 | Sub_sector | Buildings | Datacenters | Datacenters & ICT | Energetic | datacentres_final_demand_heat_energetic | Heat | EU | Energy demand | 0 | FEC
BG | TYNDP2026 | HEV | 2040 | TWh | 411 | Sub_sector | Buildings | Datacenters | Datacenters & ICT | Energetic | datacentres_final_demand_biomass_energetic | Biomass | EU | Energy demand | 0 | FEC
BG | TYNDP2026 | HEV | 2040 | TWh | 412 | Sub_sector | Buildings | Datacenters | Datacenters & ICT | Energetic | datacentres_final_demand_coal_energetic | Solids | EU | Energy demand | 0 | FEC
BG | TYNDP2026 | HEV | 2040 | TWh | 413 | Sub_sector | Buildings | Datacenters | Datacenters & ICT | Energetic | datacentres_final_demand_oil_energetic | Liquids | EU | Energy demand | 0 | FEC
BG | TYNDP2026 | HEV | 2040 | TWh | 414 | Sub_sector | Buildings | Datacenters | Datacenters & ICT | Energetic | datacentres_final_demand_other_energetic | Others | EU | Energy demand | 0 | FEC
BG | TYNDP2026 | HEV | 2040 | TWh | 415 | Sub_sector | Buildings | Datacenters | Datacenters & ICT | Energetic | datacentres_final_demand_ammonia_energetic | Ammonia | EU | Energy demand | 0 | FEC
BG | TYNDP2026 | HEV | 2040 | TWh | 417 | Sub_sector | Transport | Others_Sector | Others_Sector | Energetic | other_final_demand_electricity_energetic | Electricity | EU | Energy demand | 0 | FEC
BG | TYNDP2026 | HEV | 2040 | TWh | 418 | Sub_sector | Transport | Others_Sector | Others_Sector | Energetic | other_final_demand_hydrogen_energetic | Hydrogen | EU | Energy demand | 0 | FEC
BG | TYNDP2026 | HEV | 2040 | TWh | 419 | Sub_sector | Transport | Pipeline Transport | Others_Sector | Energetic | other_final_demand_methane_energetic | Methane | EU | Energy demand | 0.21861 | FEC
BG | TYNDP2026 | HEV | 2040 | TWh | 420 | Sub_sector | Transport | Others_Sector | Others_Sector | Energetic | other_final_demand_heat_energetic | Heat | EU | Energy demand | 0 | FEC
BG | TYNDP2026 | HEV | 2040 | TWh | 421 | Sub_sector | Transport | Others_Sector | Others_Sector | Energetic | other_final_demand_biomass_energetic | Biomass | EU | Energy demand | 0 | FEC
BG | TYNDP2026 | HEV | 2040 | TWh | 422 | Sub_sector | Transport | Others_Sector | Others_Sector | Energetic | other_final_demand_coal_energetic | Solids | EU | Energy demand | 0 | FEC
BG | TYNDP2026 | HEV | 2040 | TWh | 423 | Sub_sector | Transport | Others_Sector | Others_Sector | Energetic | other_final_demand_oil_energetic | Liquids | EU | Energy demand | 0 | FEC
BG | TYNDP2026 | HEV | 2040 | TWh | 424 | Sub_sector | Others_Sector | Others_Sector | Others_Sector | Non-energetic | other_final_demand_oil_non_energetic | Liquids | EU | Energy demand | 0.090084 | not_included_in_FEC
BG | TYNDP2026 | HEV | 2040 | TWh | 425 | Sub_sector | Transport | Others_Sector | Others_Sector | Energetic | other_final_demand_other_energetic | Others | EU | Energy demand | 0 | FEC
BG | TYNDP2026 | HEV | 2040 | TWh | 426 | Sub_sector | Transport | Others_Sector | Others_Sector | Energetic | other_final_demand_ammonia_energetic | Ammonia | EU | Energy demand | 0 | FEC
BG | TYNDP2026 | HEV | 2040 | TWh | 427 | Sub_sector | Industry | Surplus_Heat_in_Industry | Surplus_Heat_in_Industry | Energetic | final_demand_of_industry_unused_local_production_steam_hot_water | Heat | EU | Energy demand | 0.66714 | FEC
BG | TYNDP2026 | HEV | 2040 | TWh | 429 | Sub_sector | Agriculture | Total | Agriculture | Energetic | agriculture_final_demand_electricity_energetic | Electricity | EU | Energy demand | 0 | FEC
BG | TYNDP2026 | HEV | 2040 | TWh | 430 | Sub_sector | Agriculture | Total | Agriculture | Energetic | agriculture_final_demand_hydrogen_energetic | Hydrogen | EU | Energy demand | 0 | FEC
BG | TYNDP2026 | HEV | 2040 | TWh | 431 | Sub_sector | Agriculture | Total | Agriculture | Energetic | agriculture_final_demand_methane_energetic | Methane | EU | Energy demand | 0.11629 | FEC
BG | TYNDP2026 | HEV | 2040 | TWh | 432 | Sub_sector | Agriculture | Total | Agriculture | Energetic | agriculture_final_demand_heat_energetic | Heat | EU | Energy demand | 0.10851 | FEC
BG | TYNDP2026 | HEV | 2040 | TWh | 433 | Sub_sector | Agriculture | Total | Agriculture | Energetic | agriculture_final_demand_biomass_energetic | Biomass | EU | Energy demand | 0.038046 | FEC
BG | TYNDP2026 | HEV | 2040 | TWh | 434 | Sub_sector | Agriculture | Total | Agriculture | Energetic | agriculture_final_demand_coal_energetic | Solids | EU | Energy demand | 0 | FEC
BG | TYNDP2026 | HEV | 2040 | TWh | 435 | Sub_sector | Agriculture | Total | Agriculture | Energetic | agriculture_final_demand_oil_energetic | Liquids | EU | Energy demand | 1.3052 | FEC
BG | TYNDP2026 | HEV | 2040 | TWh | 436 | Sub_sector | Agriculture | Total | Agriculture | Energetic | agriculture_final_demand_other_energetic | Others | EU | Energy demand | 0 | FEC
BG | TYNDP2026 | HEV | 2040 | TWh | 437 | Sub_sector | Agriculture | Total | Agriculture | Energetic | agriculture_final_demand_ammonia_energetic | Ammonia | EU | Energy demand | 0 | FEC
BG | TYNDP2026 | HEV | 2040 | TWh | 447 | Sub_sector | Buildings | Surplus Energy | Buildings | Energetic | GAP | Electricity | EU | Energy demand | 0 | FEC
BG | TYNDP2026 | HEV | 2040 | TWh | 448 | Sub_sector | Buildings | Surplus Energy | Buildings | Energetic | GAP | Hydrogen | EU | Energy demand | 0 | FEC
BG | TYNDP2026 | HEV | 2040 | TWh | 449 | Sub_sector | Buildings | Surplus Energy | Buildings | Energetic | GAP | Methane | EU | Energy demand | 0 | FEC
BG | TYNDP2026 | HEV | 2040 | TWh | 450 | Sub_sector | Buildings | Surplus Energy | Buildings | Energetic | GAP | Heat | EU | Energy demand | 0 | FEC
BG | TYNDP2026 | HEV | 2040 | TWh | 451 | Sub_sector | Buildings | Surplus Energy | Buildings | Energetic | GAP | Biomass | EU | Energy demand | 0.17205 | FEC
BG | TYNDP2026 | HEV | 2040 | TWh | 452 | Sub_sector | Buildings | Surplus Energy | Buildings | Energetic | GAP | Solids | EU | Energy demand | 0 | FEC
BG | TYNDP2026 | HEV | 2040 | TWh | 453 | Sub_sector | Buildings | Surplus Energy | Buildings | Energetic | GAP | Liquids | EU | Energy demand | 0.030508 | FEC
BG | TYNDP2026 | HEV | 2040 | TWh | 454 | Sub_sector | Buildings | Surplus Energy | Buildings | Energetic | GAP | Others | EU | Energy demand | 0 | FEC
BG | TYNDP2026 | HEV | 2040 | TWh | 455 | Sub_sector | Buildings | Surplus Energy | Buildings | Energetic | GAP | Ammonia | EU | Energy demand | 0 | FEC
BG | TYNDP2026 | HEV | 2040 | TWh | 456 | Sub_sector | Households | Surplus Energy | Households | Energetic | GAP | Electricity | EU | Energy demand | 0 | FEC
BG | TYNDP2026 | HEV | 2040 | TWh | 457 | Sub_sector | Households | Surplus Energy | Households | Energetic | GAP | Hydrogen | EU | Energy demand | 0 | FEC
BG | TYNDP2026 | HEV | 2040 | TWh | 458 | Sub_sector | Households | Surplus Energy | Households | Energetic | GAP | Methane | EU | Energy demand | 0 | FEC
BG | TYNDP2026 | HEV | 2040 | TWh | 459 | Sub_sector | Households | Surplus Energy | Households | Energetic | GAP | Heat | EU | Energy demand | 0 | FEC
BG | TYNDP2026 | HEV | 2040 | TWh | 460 | Sub_sector | Households | Surplus Energy | Households | Energetic | GAP | Biomass | EU | Energy demand | 0 | FEC
BG | TYNDP2026 | HEV | 2040 | TWh | 461 | Sub_sector | Households | Surplus Energy | Households | Energetic | GAP | Solids | EU | Energy demand | 0 | FEC
BG | TYNDP2026 | HEV | 2040 | TWh | 462 | Sub_sector | Households | Surplus Energy | Households | Energetic | GAP | Liquids | EU | Energy demand | 0 | FEC
BG | TYNDP2026 | HEV | 2040 | TWh | 463 | Sub_sector | Households | Surplus Energy | Households | Energetic | GAP | Others | EU | Energy demand | 0 | FEC
BG | TYNDP2026 | HEV | 2040 | TWh | 464 | Sub_sector | Households | Surplus Energy | Households | Energetic | GAP | Ammonia | EU | Energy demand | 0 | FEC
BG | TYNDP2026 | LEV | 2035 | TWh | 102 | Sub_sector | Industry | Aluminium | Industry (aluminium) | Energetic | industry_aluminium_demand_electricity_energetic | Electricity | EU | Energy demand | 0 | FEC
BG | TYNDP2026 | LEV | 2035 | TWh | 103 | Sub_sector | Industry | Aluminium | Industry (aluminium) | Energetic | industry_aluminium_demand_hydrogen_energetic | Hydrogen | EU | Energy demand | 0.27995 | FEC
BG | TYNDP2026 | LEV | 2035 | TWh | 104 | Sub_sector | Industry | Aluminium | Industry (aluminium) | Energetic | industry_aluminium_demand_methane_energetic | Methane | EU | Energy demand | 0 | FEC
BG | TYNDP2026 | LEV | 2035 | TWh | 105 | Sub_sector | Industry | Aluminium | Industry (aluminium) | Energetic | industry_aluminium_demand_heat_energetic | Heat | EU | Energy demand | 0 | FEC
BG | TYNDP2026 | LEV | 2035 | TWh | 106 | Sub_sector | Industry | Aluminium | Industry (aluminium) | Energetic | industry_aluminium_demand_biomass_energetic | Biomass | EU | Energy demand | 0 | FEC
BG | TYNDP2026 | LEV | 2035 | TWh | 107 | Sub_sector | Industry | Aluminium | Industry (aluminium) | Energetic | industry_aluminium_demand_coal_energetic | Solids | EU | Energy demand | 0 | FEC
BG | TYNDP2026 | LEV | 2035 | TWh | 108 | Sub_sector | Industry | Aluminium | Industry (aluminium) | Energetic | industry_aluminium_demand_oil_energetic | Liquids | EU | Energy demand | 0 | FEC
BG | TYNDP2026 | LEV | 2035 | TWh | 109 | Sub_sector | Industry | Aluminium | Industry (aluminium) | Energetic | industry_aluminium_demand_others_energetic | Others | EU | Energy demand | 0 | FEC
BG | TYNDP2026 | LEV | 2035 | TWh | 110 | Sub_sector | Industry | Aluminium | Industry (aluminium) | Energetic | industry_ammonia_demand_others_energetic | Ammonia | EU | Energy demand | 0 | FEC
BG | TYNDP2026 | LEV | 2035 | TWh | 112 | Sub_sector | Industry | Chemicals | Industry (chemicals, energetic) | Energetic | industry_chemical_demand_electricity_energetic | Electricity | EU | Energy demand | 2.0324 | FEC
BG | TYNDP2026 | LEV | 2035 | TWh | 113 | Sub_sector | Industry | Chemicals | Industry (chemicals, energetic) | Energetic | industry_chemical_demand_hydrogen_energetic | Hydrogen | EU | Energy demand | 0.52004 | FEC
BG | TYNDP2026 | LEV | 2035 | TWh | 114 | Sub_sector | Industry | Chemicals | Industry (chemicals, energetic) | Energetic | industry_chemical_demand_methane_energetic | Methane | EU | Energy demand | 0.54019 | FEC
BG | TYNDP2026 | LEV | 2035 | TWh | 115 | Sub_sector | Industry | Chemicals | Industry (chemicals, energetic) | Energetic | industry_chemical_demand_heat_energetic | Heat | EU | Energy demand | 0.29992 | FEC
BG | TYNDP2026 | LEV | 2035 | TWh | 116 | Sub_sector | Industry | Chemicals | Industry (chemicals, energetic) | Energetic | industry_chemical_demand_biomass_energetic | Biomass | EU | Energy demand | 0.12094 | FEC
BG | TYNDP2026 | LEV | 2035 | TWh | 117 | Sub_sector | Industry | Chemicals | Industry (chemicals, energetic) | Energetic | industry_chemical_demand_coal_energetic | Solids | EU | Energy demand | 1.3654 | FEC
BG | TYNDP2026 | LEV | 2035 | TWh | 118 | Sub_sector | Industry | Chemicals | Industry (chemicals, energetic) | Energetic | industry_chemical_demand_oil_energetic | Liquids | EU | Energy demand | 2.5994 | FEC
BG | TYNDP2026 | LEV | 2035 | TWh | 119 | Sub_sector | Industry | Chemicals | Industry (chemicals, energetic) | Energetic | industry_chemical_demand_others_energetic | Others | EU | Energy demand | 0 | FEC
BG | TYNDP2026 | LEV | 2035 | TWh | 120 | Sub_sector | Industry | Chemicals | Industry (chemicals, energetic) | Energetic | industry_chemical_demand_ammonia_energetic | Ammonia | EU | Energy demand | 0 | FEC
BG | TYNDP2026 | LEV | 2035 | TWh | 122 | Sub_sector | Industry | Chemicals | Industry (chemicals, non-energetic) | Non-energetic | industry_chemical_demand_electricity_non_energetic | Electricity | EU | Energy demand | 0 | not_included_in_FEC
BG | TYNDP2026 | LEV | 2035 | TWh | 123 | Sub_sector | Industry | Chemicals | Industry (chemicals, non-energetic) | Non-energetic | industry_chemical_demand_hydrogen_non_energetic | Hydrogen | EU | Energy demand | 0 | not_included_in_FEC
BG | TYNDP2026 | LEV | 2035 | TWh | 124 | Sub_sector | Industry | Chemicals | Industry (chemicals, non-energetic) | Non-energetic | industry_chemical_demand_methane_non_energetic | Methane | EU | Energy demand | 0 | not_included_in_FEC
BG | TYNDP2026 | LEV | 2035 | TWh | 125 | Sub_sector | Industry | Chemicals | Industry (chemicals, non-energetic) | Non-energetic | industry_chemical_demand_heat_non_energetic | Heat | EU | Energy demand | 0 | not_included_in_FEC
BG | TYNDP2026 | LEV | 2035 | TWh | 126 | Sub_sector | Industry | Chemicals | Industry (chemicals, non-energetic) | Non-energetic | industry_chemical_demand_biomass_non_energetic | Biomass | EU | Energy demand | 0 | not_included_in_FEC
BG | TYNDP2026 | LEV | 2035 | TWh | 127 | Sub_sector | Industry | Chemicals | Industry (chemicals, non-energetic) | Non-energetic | industry_chemical_demand_coal_non_energetic | Solids | EU | Energy demand | 0 | not_included_in_FEC
BG | TYNDP2026 | LEV | 2035 | TWh | 128 | Sub_sector | Industry | Chemicals | Industry (chemicals, non-energetic) | Non-energetic | industry_chemical_demand_oil_non_energetic | Liquids | EU | Energy demand | 0.22182 | not_included_in_FEC
BG | TYNDP2026 | LEV | 2035 | TWh | 129 | Sub_sector | Industry | Chemicals | Industry (chemicals, non-energetic) | Non-energetic | industry_chemical_demand_others_non_energetic | Others | EU | Energy demand | 0 | not_included_in_FEC
BG | TYNDP2026 | LEV | 2035 | TWh | 130 | Sub_sector | Industry | Chemicals | Industry (chemicals, non-energetic) | Non-energetic | industry_chemical_demand_ammonia_non_energetic | Ammonia | EU | Energy demand | 0 | not_included_in_FEC
BG | TYNDP2026 | LEV | 2035 | TWh | 132 | Sub_sector | Industry | Fertilizers | Industry (fertilizers, energetic) | Energetic | industry_fertilizers_demand_electricity_energetic | Electricity | EU | Energy demand | 0.1617 | FEC
BG | TYNDP2026 | LEV | 2035 | TWh | 133 | Sub_sector | Industry | Fertilizers | Industry (fertilizers, energetic) | Energetic | industry_fertilizers_demand_hydrogen_energetic | Hydrogen | EU | Energy demand | 0 | FEC
BG | TYNDP2026 | LEV | 2035 | TWh | 134 | Sub_sector | Industry | Fertilizers | Industry (fertilizers, energetic) | Energetic | industry_fertilizers_demand_methane_energetic | Methane | EU | Energy demand | 0.7479 | FEC
BG | TYNDP2026 | LEV | 2035 | TWh | 135 | Sub_sector | Industry | Fertilizers | Industry (fertilizers, energetic) | Energetic | industry_fertilizers_demand_heat_energetic | Heat | EU | Energy demand | 0 | FEC
BG | TYNDP2026 | LEV | 2035 | TWh | 136 | Sub_sector | Industry | Fertilizers | Industry (fertilizers, energetic) | Energetic | industry_fertilizers_demand_biomass_energetic | Biomass | EU | Energy demand | 0 | FEC
BG | TYNDP2026 | LEV | 2035 | TWh | 137 | Sub_sector | Industry | Fertilizers | Industry (fertilizers, energetic) | Energetic | industry_fertilizers_demand_coal_energetic | Solids | EU | Energy demand | 0 | FEC
BG | TYNDP2026 | LEV | 2035 | TWh | 138 | Sub_sector | Industry | Fertilizers | Industry (fertilizers, energetic) | Energetic | industry_fertilizers_demand_oil_energetic | Liquids | EU | Energy demand | 0 | FEC
BG | TYNDP2026 | LEV | 2035 | TWh | 139 | Sub_sector | Industry | Fertilizers | Industry (fertilizers, energetic) | Energetic | industry_fertilizers_demand_others_energetic | Others | EU | Energy demand | 0 | FEC
BG | TYNDP2026 | LEV | 2035 | TWh | 140 | Sub_sector | Industry | Fertilizers | Industry (fertilizers, energetic) | Energetic | industry_fertilizers_demand_ammonia_energetic | Ammonia | EU | Energy demand | 0 | FEC
BG | TYNDP2026 | LEV | 2035 | TWh | 142 | Sub_sector | Industry | Fertilizers | Industry (fertilizers, non-energetic) | Non-energetic | industry_fertilizers_demand_electricity_non_energetic | Electricity | EU | Energy demand | 0 | not_included_in_FEC
BG | TYNDP2026 | LEV | 2035 | TWh | 143 | Sub_sector | Industry | Fertilizers | Industry (fertilizers, non-energetic) | Non-energetic | industry_fertilizers_demand_hydrogen_non_energetic | Hydrogen | EU | Energy demand | 0 | not_included_in_FEC
BG | TYNDP2026 | LEV | 2035 | TWh | 144 | Sub_sector | Industry | Fertilizers | Industry (fertilizers, non-energetic) | Non-energetic | industry_fertilizers_demand_methane_non_energetic | Methane | EU | Energy demand | 0.70184 | not_included_in_FEC
BG | TYNDP2026 | LEV | 2035 | TWh | 145 | Sub_sector | Industry | Fertilizers | Industry (fertilizers, non-energetic) | Non-energetic | industry_fertilizers_demand_heat_non_energetic | Heat | EU | Energy demand | 0 | not_included_in_FEC
BG | TYNDP2026 | LEV | 2035 | TWh | 146 | Sub_sector | Industry | Fertilizers | Industry (fertilizers, non-energetic) | Non-energetic | industry_fertilizers_demand_biomass_non_energetic | Biomass | EU | Energy demand | 0 | not_included_in_FEC
BG | TYNDP2026 | LEV | 2035 | TWh | 147 | Sub_sector | Industry | Fertilizers | Industry (fertilizers, non-energetic) | Non-energetic | industry_fertilizers_demand_coal_non_energetic | Solids | EU | Energy demand | 0 | not_included_in_FEC
BG | TYNDP2026 | LEV | 2035 | TWh | 148 | Sub_sector | Industry | Fertilizers | Industry (fertilizers, non-energetic) | Non-energetic | industry_fertilizers_demand_oil_non_energetic | Liquids | EU | Energy demand | 0 | not_included_in_FEC
BG | TYNDP2026 | LEV | 2035 | TWh | 149 | Sub_sector | Industry | Fertilizers | Industry (fertilizers, non-energetic) | Non-energetic | industry_fertilizers_demand_others_non_energetic | Others | EU | Energy demand | 0 | not_included_in_FEC
BG | TYNDP2026 | LEV | 2035 | TWh | 150 | Sub_sector | Industry | Fertilizers | Industry (fertilizers, non-energetic) | Non-energetic | industry_fertilizers_demand_ammonia_non_energetic | Ammonia | EU | Energy demand | 0 | not_included_in_FEC
BG | TYNDP2026 | LEV | 2035 | TWh | 152 | Sub_sector | Industry | Food | Industry (food) | Energetic | industry_food_demand_electricity_energetic | Electricity | EU | Energy demand | 2.4895 | FEC
BG | TYNDP2026 | LEV | 2035 | TWh | 153 | Sub_sector | Industry | Food | Industry (food) | Energetic | industry_food_demand_hydrogen_energetic | Hydrogen | EU | Energy demand | 0 | FEC
BG | TYNDP2026 | LEV | 2035 | TWh | 154 | Sub_sector | Industry | Food | Industry (food) | Energetic | industry_food_demand_methane_energetic | Methane | EU | Energy demand | 0.91034 | FEC
BG | TYNDP2026 | LEV | 2035 | TWh | 155 | Sub_sector | Industry | Food | Industry (food) | Energetic | industry_food_demand_heat_energetic | Heat | EU | Energy demand | 0.1564 | FEC
BG | TYNDP2026 | LEV | 2035 | TWh | 156 | Sub_sector | Industry | Food | Industry (food) | Energetic | industry_food_demand_biomass_energetic | Biomass | EU | Energy demand | 0.13202 | FEC
BG | TYNDP2026 | LEV | 2035 | TWh | 157 | Sub_sector | Industry | Food | Industry (food) | Energetic | industry_food_demand_coal_energetic | Solids | EU | Energy demand | 0.011193 | FEC
BG | TYNDP2026 | LEV | 2035 | TWh | 158 | Sub_sector | Industry | Food | Industry (food) | Energetic | industry_food_demand_oil_energetic | Liquids | EU | Energy demand | 0.093621 | FEC
BG | TYNDP2026 | LEV | 2035 | TWh | 159 | Sub_sector | Industry | Food | Industry (food) | Energetic | industry_food_demand_others_energetic | Others | EU | Energy demand | 0 | FEC
BG | TYNDP2026 | LEV | 2035 | TWh | 160 | Sub_sector | Industry | Food | Industry (food) | Energetic | industry_food_demand_ammonia_energetic | Ammonia | EU | Energy demand | 0 | FEC
BG | TYNDP2026 | LEV | 2035 | TWh | 162 | Sub_sector | Industry | Metals | Industry (metal) | Energetic | industry_metal_demand_electricity_energetic | Electricity | EU | Energy demand | 1.7586 | FEC
BG | TYNDP2026 | LEV | 2035 | TWh | 163 | Sub_sector | Industry | Metals | Industry (metal) | Energetic | industry_metal_demand_hydrogen_energetic | Hydrogen | EU | Energy demand | 0 | FEC
BG | TYNDP2026 | LEV | 2035 | TWh | 164 | Sub_sector | Industry | Metals | Industry (metal) | Energetic | industry_metal_demand_methane_energetic | Methane | EU | Energy demand | 0.46032 | FEC
BG | TYNDP2026 | LEV | 2035 | TWh | 165 | Sub_sector | Industry | Metals | Industry (metal) | Energetic | industry_metal_demand_heat_energetic | Heat | EU | Energy demand | 0.21461 | FEC
BG | TYNDP2026 | LEV | 2035 | TWh | 166 | Sub_sector | Industry | Metals | Industry (metal) | Energetic | industry_metal_demand_biomass_energetic | Biomass | EU | Energy demand | 0 | FEC
BG | TYNDP2026 | LEV | 2035 | TWh | 167 | Sub_sector | Industry | Metals | Industry (metal) | Energetic | industry_metal_demand_coal_energetic | Solids | EU | Energy demand | 0 | FEC
BG | TYNDP2026 | LEV | 2035 | TWh | 168 | Sub_sector | Industry | Metals | Industry (metal) | Energetic | industry_metal_demand_oil_energetic | Liquids | EU | Energy demand | 0.14954 | FEC
BG | TYNDP2026 | LEV | 2035 | TWh | 169 | Sub_sector | Industry | Metals | Industry (metal) | Energetic | industry_metal_demand_others_energetic | Others | EU | Energy demand | 0 | FEC
BG | TYNDP2026 | LEV | 2035 | TWh | 170 | Sub_sector | Industry | Metals | Industry (metal) | Energetic | industry_metal_demand_ammonia_energetic | Ammonia | EU | Energy demand | 0 | FEC
BG | TYNDP2026 | LEV | 2035 | TWh | 172 | Sub_sector | Industry | Others | Industry (other, energetic) | Energetic | industry_other_demand_electricity_energetic | Electricity | EU | Energy demand | 3.2056 | FEC
BG | TYNDP2026 | LEV | 2035 | TWh | 173 | Sub_sector | Industry | Others | Industry (other, energetic) | Energetic | industry_other_demand_hydrogen_energetic | Hydrogen | EU | Energy demand | 1.9633 | FEC
BG | TYNDP2026 | LEV | 2035 | TWh | 174 | Sub_sector | Industry | Others | Industry (other, energetic) | Energetic | industry_other_demand_methane_energetic | Methane | EU | Energy demand | 1.6582 | FEC
BG | TYNDP2026 | LEV | 2035 | TWh | 175 | Sub_sector | Industry | Others | Industry (other, energetic) | Energetic | industry_other_demand_heat_energetic | Heat | EU | Energy demand | 0.70737 | FEC
BG | TYNDP2026 | LEV | 2035 | TWh | 176 | Sub_sector | Industry | Others | Industry (other, energetic) | Energetic | industry_other_demand_biomass_energetic | Biomass | EU | Energy demand | 0.17661 | FEC
BG | TYNDP2026 | LEV | 2035 | TWh | 177 | Sub_sector | Industry | Others | Industry (other, energetic) | Energetic | industry_other_demand_coal_energetic | Solids | EU | Energy demand | 0.20311 | FEC
BG | TYNDP2026 | LEV | 2035 | TWh | 178 | Sub_sector | Industry | Others | Industry (other, energetic) | Energetic | industry_other_demand_oil_energetic | Liquids | EU | Energy demand | 0.45745 | FEC
BG | TYNDP2026 | LEV | 2035 | TWh | 179 | Sub_sector | Industry | Others | Industry (other, energetic) | Energetic | industry_other_demand_others_energetic | Others | EU | Energy demand | 0 | FEC
BG | TYNDP2026 | LEV | 2035 | TWh | 180 | Sub_sector | Industry | Others | Industry (other, energetic) | Energetic | industry_other_demand_ammonia_energetic | Ammonia | EU | Energy demand | 0 | FEC
BG | TYNDP2026 | LEV | 2035 | TWh | 182 | Sub_sector | Industry | Others | Industry (other, non-energetic) | Non-energetic | industry_other_demand_electricity_non_energetic | Electricity | EU | Energy demand | 0 | not_included_in_FEC
BG | TYNDP2026 | LEV | 2035 | TWh | 183 | Sub_sector | Industry | Others | Industry (other, non-energetic) | Non-energetic | industry_other_demand_hydrogen_non_energetic | Hydrogen | EU | Energy demand | 0.11778 | not_included_in_FEC
BG | TYNDP2026 | LEV | 2035 | TWh | 184 | Sub_sector | Industry | Others | Industry (other, non-energetic) | Non-energetic | industry_other_demand_methane_non_energetic | Methane | EU | Energy demand | 0 | not_included_in_FEC
BG | TYNDP2026 | LEV | 2035 | TWh | 185 | Sub_sector | Industry | Others | Industry (other, non-energetic) | Non-energetic | industry_other_demand_heat_non_energetic | Heat | EU | Energy demand | 0 | not_included_in_FEC
BG | TYNDP2026 | LEV | 2035 | TWh | 186 | Sub_sector | Industry | Others | Industry (other, non-energetic) | Non-energetic | industry_other_demand_biomass_non_energetic | Biomass | EU | Energy demand | 0 | not_included_in_FEC
BG | TYNDP2026 | LEV | 2035 | TWh | 187 | Sub_sector | Industry | Others | Industry (other, non-energetic) | Non-energetic | industry_other_demand_coal_non_energetic | Solids | EU | Energy demand | 0 | not_included_in_FEC
BG | TYNDP2026 | LEV | 2035 | TWh | 188 | Sub_sector | Industry | Others | Industry (other, non-energetic) | Non-energetic | industry_other_demand_oil_non_energetic | Liquids | EU | Energy demand | 0.8802 | not_included_in_FEC
BG | TYNDP2026 | LEV | 2035 | TWh | 189 | Sub_sector | Industry | Others | Industry (other, non-energetic) | Non-energetic | industry_other_demand_others_non_energetic | Others | EU | Energy demand | 0 | not_included_in_FEC
BG | TYNDP2026 | LEV | 2035 | TWh | 190 | Sub_sector | Industry | Others | Industry (other, non-energetic) | Non-energetic | industry_other_demand_ammonia_non_energetic | Ammonia | EU | Energy demand | 0 | not_included_in_FEC
BG | TYNDP2026 | LEV | 2035 | TWh | 192 | Sub_sector | Industry | Paper | Industry (paper) | Energetic | industry_paper_demand_electricity_energetic | Electricity | EU | Energy demand | 0.61138 | FEC
BG | TYNDP2026 | LEV | 2035 | TWh | 193 | Sub_sector | Industry | Paper | Industry (paper) | Energetic | industry_paper_demand_hydrogen_energetic | Hydrogen | EU | Energy demand | 0.20747 | FEC
BG | TYNDP2026 | LEV | 2035 | TWh | 194 | Sub_sector | Industry | Paper | Industry (paper) | Energetic | industry_paper_demand_methane_energetic | Methane | EU | Energy demand | 0.31414 | FEC
BG | TYNDP2026 | LEV | 2035 | TWh | 195 | Sub_sector | Industry | Paper | Industry (paper) | Energetic | industry_paper_demand_heat_energetic | Heat | EU | Energy demand | 0.0035606 | FEC
BG | TYNDP2026 | LEV | 2035 | TWh | 196 | Sub_sector | Industry | Paper | Industry (paper) | Energetic | industry_paper_demand_biomass_energetic | Biomass | EU | Energy demand | 0.97565 | FEC
BG | TYNDP2026 | LEV | 2035 | TWh | 197 | Sub_sector | Industry | Paper | Industry (paper) | Energetic | industry_paper_demand_coal_energetic | Solids | EU | Energy demand | 0.007424 | FEC
BG | TYNDP2026 | LEV | 2035 | TWh | 198 | Sub_sector | Industry | Paper | Industry (paper) | Energetic | industry_paper_demand_oil_energetic | Liquids | EU | Energy demand | 0.0073215 | FEC
BG | TYNDP2026 | LEV | 2035 | TWh | 199 | Sub_sector | Industry | Paper | Industry (paper) | Energetic | industry_paper_demand_others_energetic | Others | EU | Energy demand | 0 | FEC
BG | TYNDP2026 | LEV | 2035 | TWh | 200 | Sub_sector | Industry | Paper | Industry (paper) | Energetic | industry_paper_demand_ammonia_energetic | Ammonia | EU | Energy demand | 0 | FEC
BG | TYNDP2026 | LEV | 2035 | TWh | 202 | Sub_sector | Industry | Refineries | Industry (refineries, energetic) | Energetic | industry_refinery_demand_electricity_energetic | Electricity | EU | Energy demand | 0.46345 | not_included_in_FEC
BG | TYNDP2026 | LEV | 2035 | TWh | 203 | Sub_sector | Industry | Refineries | Industry (refineries, energetic) | Energetic | industry_refinery_demand_hydrogen_energetic | Hydrogen | EU | Energy demand | 0 | not_included_in_FEC
BG | TYNDP2026 | LEV | 2035 | TWh | 204 | Sub_sector | Industry | Refineries | Industry (refineries, energetic) | Energetic | industry_refinery_demand_methane_energetic | Methane | EU | Energy demand | 0.33173 | not_included_in_FEC
BG | TYNDP2026 | LEV | 2035 | TWh | 205 | Sub_sector | Industry | Refineries | Industry (refineries, energetic) | Energetic | industry_refinery_demand_heat_energetic | Heat | EU | Energy demand | 0 | not_included_in_FEC
BG | TYNDP2026 | LEV | 2035 | TWh | 206 | Sub_sector | Industry | Refineries | Industry (refineries, energetic) | Energetic | industry_refinery_demand_biomass_energetic | Biomass | EU | Energy demand | 0 | not_included_in_FEC
BG | TYNDP2026 | LEV | 2035 | TWh | 207 | Sub_sector | Industry | Refineries | Industry (refineries, energetic) | Energetic | industry_refinery_demand_coal_energetic | Solids | EU | Energy demand | 0 | not_included_in_FEC
BG | TYNDP2026 | LEV | 2035 | TWh | 208 | Sub_sector | Industry | Refineries | Industry (refineries, energetic) | Energetic | industry_refinery_demand_oil_energetic | Liquids | EU | Energy demand | 3.2368 | not_included_in_FEC
BG | TYNDP2026 | LEV | 2035 | TWh | 209 | Sub_sector | Industry | Refineries | Industry (refineries, energetic) | Energetic | industry_refinery_demand_others_energetic | Others | EU | Energy demand | 0 | not_included_in_FEC
BG | TYNDP2026 | LEV | 2035 | TWh | 210 | Sub_sector | Industry | Refineries | Industry (refineries, energetic) | Energetic | industry_refinery_demand_ammonia_energetic | Ammonia | EU | Energy demand | 0 | not_included_in_FEC
BG | TYNDP2026 | LEV | 2035 | TWh | 212 | Sub_sector | Industry | Refineries | Industry (refineries, non-energetic) | Non-energetic | industry_refinery_demand_electricity_non_energetic | Electricity | EU | Energy demand | 0 | not_included_in_FEC
BG | TYNDP2026 | LEV | 2035 | TWh | 213 | Sub_sector | Industry | Refineries | Industry (refineries, non-energetic) | Non-energetic | industry_refinery_demand_hydrogen_non_energetic | Hydrogen | EU | Energy demand | 0 | not_included_in_FEC
BG | TYNDP2026 | LEV | 2035 | TWh | 214 | Sub_sector | Industry | Refineries | Industry (refineries, non-energetic) | Non-energetic | industry_refinery_demand_methane_non_energetic | Methane | EU | Energy demand | 0 | not_included_in_FEC
BG | TYNDP2026 | LEV | 2035 | TWh | 215 | Sub_sector | Industry | Refineries | Industry (refineries, non-energetic) | Non-energetic | industry_refinery_demand_heat_non_energetic | Heat | EU | Energy demand | 0 | not_included_in_FEC
BG | TYNDP2026 | LEV | 2035 | TWh | 216 | Sub_sector | Industry | Refineries | Industry (refineries, non-energetic) | Non-energetic | industry_refinery_demand_biomass_non_energetic | Biomass | EU | Energy demand | 0 | not_included_in_FEC
BG | TYNDP2026 | LEV | 2035 | TWh | 217 | Sub_sector | Industry | Refineries | Industry (refineries, non-energetic) | Non-energetic | industry_refinery_demand_coal_non_energetic | Solids | EU | Energy demand | 0 | not_included_in_FEC
BG | TYNDP2026 | LEV | 2035 | TWh | 218 | Sub_sector | Industry | Refineries | Industry (refineries, non-energetic) | Non-energetic | industry_refinery_demand_oil_non_energetic | Liquids | EU | Energy demand | 0 | not_included_in_FEC
BG | TYNDP2026 | LEV | 2035 | TWh | 219 | Sub_sector | Industry | Refineries | Industry (refineries, non-energetic) | Non-energetic | industry_refinery_demand_others_non_energetic | Others | EU | Energy demand | 0 | not_included_in_FEC
BG | TYNDP2026 | LEV | 2035 | TWh | 220 | Sub_sector | Industry | Refineries | Industry (refineries, non-energetic) | Non-energetic | industry_refinery_demand_ammonia_non_energetic | Ammonia | EU | Energy demand | 0 | not_included_in_FEC
BG | TYNDP2026 | LEV | 2035 | TWh | 222 | Sub_sector | Industry | Steel | Industry (steel) | Energetic | industry_steel_demand_electricity_energetic | Electricity | EU | Energy demand | 1.3419 | FEC
BG | TYNDP2026 | LEV | 2035 | TWh | 223 | Sub_sector | Industry | Steel | Industry (steel) | Energetic | industry_steel_demand_hydrogen_energetic | Hydrogen | EU | Energy demand | 0.22831 | FEC
BG | TYNDP2026 | LEV | 2035 | TWh | 224 | Sub_sector | Industry | Steel | Industry (steel) | Energetic | industry_steel_demand_methane_energetic | Methane | EU | Energy demand | 0.52256 | FEC
BG | TYNDP2026 | LEV | 2035 | TWh | 225 | Sub_sector | Industry | Steel | Industry (steel) | Energetic | industry_steel_demand_heat_energetic | Heat | EU | Energy demand | 0.00024275 | FEC
BG | TYNDP2026 | LEV | 2035 | TWh | 226 | Sub_sector | Industry | Steel | Industry (steel) | Energetic | industry_steel_demand_biomass_energetic | Biomass | EU | Energy demand | 0.00031287 | FEC
BG | TYNDP2026 | LEV | 2035 | TWh | 227 | Sub_sector | Industry | Steel | Industry (steel) | Energetic | industry_steel_demand_coal_energetic | Solids | EU | Energy demand | 0.00019996 | FEC
BG | TYNDP2026 | LEV | 2035 | TWh | 228 | Sub_sector | Industry | Steel | Industry (steel) | Energetic | industry_steel_demand_oil_energetic | Liquids | EU | Energy demand | 0.0021086 | FEC
BG | TYNDP2026 | LEV | 2035 | TWh | 229 | Sub_sector | Industry | Steel | Industry (steel) | Energetic | industry_steel_demand_others_energetic | Others | EU | Energy demand | 0 | FEC
BG | TYNDP2026 | LEV | 2035 | TWh | 230 | Sub_sector | Industry | Steel | Industry (steel) | Energetic | industry_steel_demand_ammonia_energetic | Ammonia | EU | Energy demand | 0 | FEC
BG | TYNDP2026 | LEV | 2035 | TWh | 232 | Sub_sector | Transport | Cars | Transport (cars) | Energetic | transport_cars_final_demand_electricity | Electricity | EU | Energy demand | 0.062298 | FEC
BG | TYNDP2026 | LEV | 2035 | TWh | 233 | Sub_sector | Transport | Cars | Transport (cars) | Energetic | transport_cars_final_demand_hydrogen | Hydrogen | EU | Energy demand | 0.000906 | FEC
BG | TYNDP2026 | LEV | 2035 | TWh | 234 | Sub_sector | Transport | Cars | Transport (cars) | Energetic | transport_cars_final_demand_methane | Methane | EU | Energy demand | 0.45627 | FEC
BG | TYNDP2026 | LEV | 2035 | TWh | 235 | Sub_sector | Transport | Cars | Transport (cars) | Energetic | transport_cars_final_demand_heat | Heat | EU | Energy demand | 0 | FEC
BG | TYNDP2026 | LEV | 2035 | TWh | 236 | Sub_sector | Transport | Cars | Transport (cars) | Energetic | transport_cars_final_demand_biomass | Biomass | EU | Energy demand | 0 | FEC
BG | TYNDP2026 | LEV | 2035 | TWh | 237 | Sub_sector | Transport | Cars | Transport (cars) | Energetic | transport_cars_final_demand_coal | Solids | EU | Energy demand | 0 | FEC
BG | TYNDP2026 | LEV | 2035 | TWh | 238 | Sub_sector | Transport | Cars | Transport (cars) | Energetic | transport_cars_final_demand_oil | Liquids | EU | Energy demand | 18.9662 | FEC
BG | TYNDP2026 | LEV | 2035 | TWh | 239 | Sub_sector | Transport | Cars | Transport (cars) | Energetic | transport_cars_final_demand_other | Others | EU | Energy demand | 0 | FEC
BG | TYNDP2026 | LEV | 2035 | TWh | 240 | Sub_sector | Transport | Cars | Transport (cars) | Energetic | transport_cars_final_demand_ammonia | Ammonia | EU | Energy demand | 0 | FEC
BG | TYNDP2026 | LEV | 2035 | TWh | 242 | Sub_sector | Transport | Busses | Transport (busses) | Energetic | transport_busses_final_demand_electricity | Electricity | EU | Energy demand | 0.32284 | FEC
BG | TYNDP2026 | LEV | 2035 | TWh | 243 | Sub_sector | Transport | Busses | Transport (busses) | Energetic | transport_busses_final_demand_hydrogen | Hydrogen | EU | Energy demand | 0.078822 | FEC
BG | TYNDP2026 | LEV | 2035 | TWh | 244 | Sub_sector | Transport | Busses | Transport (busses) | Energetic | transport_busses_final_demand_methane | Methane | EU | Energy demand | 0.22853 | FEC
BG | TYNDP2026 | LEV | 2035 | TWh | 245 | Sub_sector | Transport | Busses | Transport (busses) | Energetic | transport_busses_final_demand_heat | Heat | EU | Energy demand | 0 | FEC
BG | TYNDP2026 | LEV | 2035 | TWh | 246 | Sub_sector | Transport | Busses | Transport (busses) | Energetic | transport_busses_final_demand_biomass | Biomass | EU | Energy demand | 0 | FEC
BG | TYNDP2026 | LEV | 2035 | TWh | 247 | Sub_sector | Transport | Busses | Transport (busses) | Energetic | transport_busses_final_demand_coal | Solids | EU | Energy demand | 0 | FEC
BG | TYNDP2026 | LEV | 2035 | TWh | 248 | Sub_sector | Transport | Busses | Transport (busses) | Energetic | transport_busses_final_demand_oil | Liquids | EU | Energy demand | 1.1615 | FEC
BG | TYNDP2026 | LEV | 2035 | TWh | 249 | Sub_sector | Transport | Busses | Transport (busses) | Energetic | transport_busses_final_demand_other | Others | EU | Energy demand | 0 | FEC
BG | TYNDP2026 | LEV | 2035 | TWh | 250 | Sub_sector | Transport | Busses | Transport (busses) | Energetic | transport_busses_final_demand_ammonia | Ammonia | EU | Energy demand | 0 | FEC
BG | TYNDP2026 | LEV | 2035 | TWh | 252 | Sub_sector | Transport | Trucks | Transport (trucks) | Energetic | transport_trucks_final_demand_electricity | Electricity | EU | Energy demand | 0 | FEC
BG | TYNDP2026 | LEV | 2035 | TWh | 253 | Sub_sector | Transport | Trucks | Transport (trucks) | Energetic | transport_trucks_final_demand_hydrogen | Hydrogen | EU | Energy demand | 0.66229 | FEC
BG | TYNDP2026 | LEV | 2035 | TWh | 254 | Sub_sector | Transport | Trucks | Transport (trucks) | Energetic | transport_trucks_final_demand_methane | Methane | EU | Energy demand | 0.00089722 | FEC
BG | TYNDP2026 | LEV | 2035 | TWh | 255 | Sub_sector | Transport | Trucks | Transport (trucks) | Energetic | transport_trucks_final_demand_heat | Heat | EU | Energy demand | 0 | FEC
BG | TYNDP2026 | LEV | 2035 | TWh | 256 | Sub_sector | Transport | Trucks | Transport (trucks) | Energetic | transport_trucks_final_demand_biomass | Biomass | EU | Energy demand | 0 | FEC
BG | TYNDP2026 | LEV | 2035 | TWh | 257 | Sub_sector | Transport | Trucks | Transport (trucks) | Energetic | transport_trucks_final_demand_coal | Solids | EU | Energy demand | 0 | FEC
BG | TYNDP2026 | LEV | 2035 | TWh | 258 | Sub_sector | Transport | Trucks | Transport (trucks) | Energetic | transport_trucks_final_demand_oil | Liquids | EU | Energy demand | 10.6586 | FEC
BG | TYNDP2026 | LEV | 2035 | TWh | 259 | Sub_sector | Transport | Trucks | Transport (trucks) | Energetic | transport_trucks_final_demand_other | Others | EU | Energy demand | 0 | FEC
BG | TYNDP2026 | LEV | 2035 | TWh | 260 | Sub_sector | Transport | Trucks | Transport (trucks) | Energetic | transport_trucks_final_demand_ammonia | Ammonia | EU | Energy demand | 0 | FEC
BG | TYNDP2026 | LEV | 2035 | TWh | 262 | Sub_sector | Transport | Vans | Transport (vans) | Energetic | transport_vans_final_demand_electricity | Electricity | EU | Energy demand | 0.013988 | FEC
BG | TYNDP2026 | LEV | 2035 | TWh | 263 | Sub_sector | Transport | Vans | Transport (vans) | Energetic | transport_vans_final_demand_hydrogen | Hydrogen | EU | Energy demand | 0 | FEC
BG | TYNDP2026 | LEV | 2035 | TWh | 264 | Sub_sector | Transport | Vans | Transport (vans) | Energetic | transport_vans_final_demand_methane | Methane | EU | Energy demand | 0.0023832 | FEC
BG | TYNDP2026 | LEV | 2035 | TWh | 265 | Sub_sector | Transport | Vans | Transport (vans) | Energetic | transport_vans_final_demand_heat | Heat | EU | Energy demand | 0 | FEC
BG | TYNDP2026 | LEV | 2035 | TWh | 266 | Sub_sector | Transport | Vans | Transport (vans) | Energetic | transport_vans_final_demand_biomass | Biomass | EU | Energy demand | 0 | FEC
BG | TYNDP2026 | LEV | 2035 | TWh | 267 | Sub_sector | Transport | Vans | Transport (vans) | Energetic | transport_vans_final_demand_coal | Solids | EU | Energy demand | 0 | FEC
BG | TYNDP2026 | LEV | 2035 | TWh | 268 | Sub_sector | Transport | Vans | Transport (vans) | Energetic | transport_vans_final_demand_oil | Liquids | EU | Energy demand | 3.3521 | FEC
BG | TYNDP2026 | LEV | 2035 | TWh | 269 | Sub_sector | Transport | Vans | Transport (vans) | Energetic | transport_vans_final_demand_other | Others | EU | Energy demand | 0 | FEC
BG | TYNDP2026 | LEV | 2035 | TWh | 270 | Sub_sector | Transport | Vans | Transport (vans) | Energetic | transport_vans_final_demand_ammonia | Ammonia | EU | Energy demand | 0 | FEC
BG | TYNDP2026 | LEV | 2035 | TWh | 272 | Sub_sector | Transport | Freight trains | Transport (trains) | Energetic | transport_trains_final_demand_electricity | Electricity | EU | Energy demand | 5.66 | FEC
BG | TYNDP2026 | LEV | 2035 | TWh | 273 | Sub_sector | Transport | Freight trains | Transport (trains) | Energetic | transport_trains_final_demand_hydrogen | Hydrogen | EU | Energy demand | 0 | FEC
BG | TYNDP2026 | LEV | 2035 | TWh | 274 | Sub_sector | Transport | Freight trains | Transport (trains) | Energetic | transport_trains_final_demand_methane | Methane | EU | Energy demand | 0 | FEC
BG | TYNDP2026 | LEV | 2035 | TWh | 275 | Sub_sector | Transport | Freight trains | Transport (trains) | Energetic | transport_trains_final_demand_heat | Heat | EU | Energy demand | 0 | FEC
BG | TYNDP2026 | LEV | 2035 | TWh | 276 | Sub_sector | Transport | Freight trains | Transport (trains) | Energetic | transport_trains_final_demand_biomass | Biomass | EU | Energy demand | 0 | FEC
BG | TYNDP2026 | LEV | 2035 | TWh | 277 | Sub_sector | Transport | Freight trains | Transport (trains) | Energetic | transport_trains_final_demand_coal | Solids | EU | Energy demand | 0 | FEC
BG | TYNDP2026 | LEV | 2035 | TWh | 278 | Sub_sector | Transport | Freight trains | Transport (trains) | Energetic | transport_trains_final_demand_oil | Liquids | EU | Energy demand | 0.16731 | FEC
BG | TYNDP2026 | LEV | 2035 | TWh | 279 | Sub_sector | Transport | Freight trains | Transport (trains) | Energetic | transport_trains_final_demand_other | Others | EU | Energy demand | 0 | FEC
BG | TYNDP2026 | LEV | 2035 | TWh | 280 | Sub_sector | Transport | Freight trains | Transport (trains) | Energetic | transport_trains_final_demand_ammonia | Ammonia | EU | Energy demand | 0 | FEC
BG | TYNDP2026 | LEV | 2035 | TWh | 282 | Sub_sector | Transport | Ships | Transport (ships) | Energetic | transport_ships_final_demand_electricity | Electricity | EU | Energy demand | 0.266 | FEC
BG | TYNDP2026 | LEV | 2035 | TWh | 283 | Sub_sector | Transport | Ships | Transport (ships) | Energetic | transport_ships_final_demand_hydrogen | Hydrogen | EU | Energy demand | 0 | FEC
BG | TYNDP2026 | LEV | 2035 | TWh | 284 | Sub_sector | Transport | Ships | Transport (ships) | Energetic | transport_ships_final_demand_methane | Methane | EU | Energy demand | 0.00030469 | FEC
BG | TYNDP2026 | LEV | 2035 | TWh | 285 | Sub_sector | Transport | Ships | Transport (ships) | Energetic | transport_ships_final_demand_heat | Heat | EU | Energy demand | 0 | FEC
BG | TYNDP2026 | LEV | 2035 | TWh | 286 | Sub_sector | Transport | Ships | Transport (ships) | Energetic | transport_ships_final_demand_biomass | Biomass | EU | Energy demand | 0 | FEC
BG | TYNDP2026 | LEV | 2035 | TWh | 287 | Sub_sector | Transport | Ships | Transport (ships) | Energetic | transport_ships_final_demand_coal | Solids | EU | Energy demand | 0 | FEC
BG | TYNDP2026 | LEV | 2035 | TWh | 288 | Sub_sector | Transport | Ships | Transport (ships) | Energetic | transport_ships_final_demand_oil | Liquids | EU | Energy demand | 9.21e-05 | FEC
BG | TYNDP2026 | LEV | 2035 | TWh | 289 | Sub_sector | Transport | Ships | Transport (ships) | Energetic | transport_ships_final_demand_other | Others | EU | Energy demand | 0 | FEC
BG | TYNDP2026 | LEV | 2035 | TWh | 290 | Sub_sector | Transport | Ships | Transport (ships) | Energetic | transport_ships_final_demand_ammonia | Ammonia | EU | Energy demand | 0 | FEC
BG | TYNDP2026 | LEV | 2035 | TWh | 292 | Sub_sector | Transport | Planes | Transport (planes) | Energetic | transport_planes_final_demand_electricity | Electricity | EU | Energy demand | 0 | FEC
BG | TYNDP2026 | LEV | 2035 | TWh | 293 | Sub_sector | Transport | Planes | Transport (planes) | Energetic | transport_planes_final_demand_hydrogen | Hydrogen | EU | Energy demand | 0 | FEC
BG | TYNDP2026 | LEV | 2035 | TWh | 294 | Sub_sector | Transport | Planes | Transport (planes) | Energetic | transport_planes_final_demand_methane | Methane | EU | Energy demand | 0 | FEC
BG | TYNDP2026 | LEV | 2035 | TWh | 295 | Sub_sector | Transport | Planes | Transport (planes) | Energetic | transport_planes_final_demand_heat | Heat | EU | Energy demand | 0 | FEC
BG | TYNDP2026 | LEV | 2035 | TWh | 296 | Sub_sector | Transport | Planes | Transport (planes) | Energetic | transport_planes_final_demand_biomass | Biomass | EU | Energy demand | 0 | FEC
BG | TYNDP2026 | LEV | 2035 | TWh | 297 | Sub_sector | Transport | Planes | Transport (planes) | Energetic | transport_planes_final_demand_coal | Solids | EU | Energy demand | 0 | FEC
BG | TYNDP2026 | LEV | 2035 | TWh | 298 | Sub_sector | Transport | Planes | Transport (planes) | Energetic | transport_planes_final_demand_oil | Liquids | EU | Energy demand | 0.086197 | FEC
BG | TYNDP2026 | LEV | 2035 | TWh | 299 | Sub_sector | Transport | Planes | Transport (planes) | Energetic | transport_planes_final_demand_other | Others | EU | Energy demand | 0 | FEC
BG | TYNDP2026 | LEV | 2035 | TWh | 300 | Sub_sector | Transport | Planes | Transport (planes) | Energetic | transport_planes_final_demand_ammonia | Ammonia | EU | Energy demand | 0 | FEC
BG | TYNDP2026 | LEV | 2035 | TWh | 302 | Sub_sector | Transport | Others | Transport (others) | Energetic | transport_other_final_demand_electricity | Electricity | EU | Energy demand | 0.011764 | FEC
BG | TYNDP2026 | LEV | 2035 | TWh | 303 | Sub_sector | Transport | Others | Transport (others) | Energetic | transport_other_final_demand_hydrogen | Hydrogen | EU | Energy demand | 0.002718 | FEC
BG | TYNDP2026 | LEV | 2035 | TWh | 304 | Sub_sector | Transport | Others | Transport (others) | Energetic | transport_other_final_demand_methane | Methane | EU | Energy demand | 0 | FEC
BG | TYNDP2026 | LEV | 2035 | TWh | 305 | Sub_sector | Transport | Others | Transport (others) | Energetic | transport_other_final_demand_heat | Heat | EU | Energy demand | 0 | FEC
BG | TYNDP2026 | LEV | 2035 | TWh | 306 | Sub_sector | Transport | Others | Transport (others) | Energetic | transport_other_final_demand_biomass | Biomass | EU | Energy demand | 0 | FEC
BG | TYNDP2026 | LEV | 2035 | TWh | 307 | Sub_sector | Transport | Others | Transport (others) | Energetic | transport_other_final_demand_coal | Solids | EU | Energy demand | 0 | FEC
BG | TYNDP2026 | LEV | 2035 | TWh | 308 | Sub_sector | Transport | Others | Transport (others) | Energetic | transport_other_final_demand_oil | Liquids | EU | Energy demand | 0.23014 | FEC
BG | TYNDP2026 | LEV | 2035 | TWh | 309 | Sub_sector | Transport | Others | Transport (others) | Energetic | transport_other_final_demand_other | Others | EU | Energy demand | 0 | FEC
BG | TYNDP2026 | LEV | 2035 | TWh | 310 | Sub_sector | Transport | Others | Transport (others) | Energetic | transport_other_final_demand_ammonia | Ammonia | EU | Energy demand | 0 | FEC
BG | TYNDP2026 | LEV | 2035 | TWh | 312 | Sub_sector | International transport | International aviation | Transport (int. aviation) | Energetic | transport_int_aviation_final_demand_electricity | Electricity | EU | Energy demand | 0 | FEC
BG | TYNDP2026 | LEV | 2035 | TWh | 313 | Sub_sector | International transport | International aviation | Transport (int. aviation) | Energetic | transport_int_aviation_final_demand_hydrogen | Hydrogen | EU | Energy demand | 0 | FEC
BG | TYNDP2026 | LEV | 2035 | TWh | 314 | Sub_sector | International transport | International aviation | Transport (int. aviation) | Energetic | transport_int_aviation_final_demand_methane | Methane | EU | Energy demand | 0 | FEC
BG | TYNDP2026 | LEV | 2035 | TWh | 315 | Sub_sector | International transport | International aviation | Transport (int. aviation) | Energetic | transport_int_aviation_final_demand_heat | Heat | EU | Energy demand | 0 | FEC
BG | TYNDP2026 | LEV | 2035 | TWh | 316 | Sub_sector | International transport | International aviation | Transport (int. aviation) | Energetic | transport_int_aviation_final_demand_biofuels | Biomass | EU | Energy demand | 0 | FEC
BG | TYNDP2026 | LEV | 2035 | TWh | 317 | Sub_sector | International transport | International aviation | Transport (int. aviation) | Energetic | transport_int_aviation_final_demand_coal | Solids | EU | Energy demand | 0 | FEC
BG | TYNDP2026 | LEV | 2035 | TWh | 318 | Sub_sector | International transport | International aviation | Transport (int. aviation) | Energetic | transport_int_aviation_final_demand_oil | Liquids | EU | Energy demand | 2.5616 | FEC
BG | TYNDP2026 | LEV | 2035 | TWh | 319 | Sub_sector | International transport | International aviation | Transport (int. aviation) | Energetic | transport_int_aviation_final_demand_other | Others | EU | Energy demand | 0 | FEC
BG | TYNDP2026 | LEV | 2035 | TWh | 320 | Sub_sector | International transport | International aviation | Transport (int. aviation) | Energetic | transport_int_aviation_final_demand_ammonia | Ammonia | EU | Energy demand | 0 | FEC
BG | TYNDP2026 | LEV | 2035 | TWh | 322 | Sub_sector | International transport | International shipping | Transport (int. shipping) | Energetic | transport_int_shipping_final_demand_electricity | Electricity | EU | Energy demand | 0 | not_included_in_FEC
BG | TYNDP2026 | LEV | 2035 | TWh | 323 | Sub_sector | International transport | International shipping | Transport (int. shipping) | Energetic | transport_int_shipping_final_demand_hydrogen | Hydrogen | EU | Energy demand | 0 | not_included_in_FEC
BG | TYNDP2026 | LEV | 2035 | TWh | 324 | Sub_sector | International transport | International shipping | Transport (int. shipping) | Energetic | transport_int_shipping_final_demand_methane | Methane | EU | Energy demand | 0 | not_included_in_FEC
BG | TYNDP2026 | LEV | 2035 | TWh | 325 | Sub_sector | International transport | International shipping | Transport (int. shipping) | Energetic | transport_int_shipping_final_demand_heat | Heat | EU | Energy demand | 0 | not_included_in_FEC
BG | TYNDP2026 | LEV | 2035 | TWh | 326 | Sub_sector | International transport | International shipping | Transport (int. shipping) | Energetic | transport_int_shipping_final_demand_biofuels | Biomass | EU | Energy demand | 0 | not_included_in_FEC
BG | TYNDP2026 | LEV | 2035 | TWh | 327 | Sub_sector | International transport | International shipping | Transport (int. shipping) | Energetic | transport_int_shipping_final_demand_coal | Solids | EU | Energy demand | 0 | not_included_in_FEC
BG | TYNDP2026 | LEV | 2035 | TWh | 328 | Sub_sector | International transport | International shipping | Transport (int. shipping) | Energetic | transport_int_shipping_final_demand_oil | Liquids | EU | Energy demand | 0.76428 | not_included_in_FEC
BG | TYNDP2026 | LEV | 2035 | TWh | 329 | Sub_sector | International transport | International shipping | Transport (int. shipping) | Energetic | transport_int_shipping_final_demand_other | Others | EU | Energy demand | 0 | not_included_in_FEC
BG | TYNDP2026 | LEV | 2035 | TWh | 330 | Sub_sector | International transport | International shipping | Transport (int. shipping) | Energetic | transport_int_shipping_final_demand_ammonia | Ammonia | EU | Energy demand | 0 | not_included_in_FEC
BG | TYNDP2026 | LEV | 2035 | TWh | 332 | Sub_sector | Households | Space heating | Households (heating) | Energetic | households_heating_final_demand_electricity | Electricity | EU | Energy demand | 1.2292 | FEC
BG | TYNDP2026 | LEV | 2035 | TWh | 333 | Sub_sector | Households | Space heating | Households (heating) | Energetic | households_heating_final_demand_hydrogen | Hydrogen | EU | Energy demand | 0 | FEC
BG | TYNDP2026 | LEV | 2035 | TWh | 334 | Sub_sector | Households | Space heating | Households (heating) | Energetic | households_heating_final_demand_methane | Methane | EU | Energy demand | 0.23542 | FEC
BG | TYNDP2026 | LEV | 2035 | TWh | 335 | Sub_sector | Households | Space heating | Households (heating) | Energetic | households_heating_final_demand_heat | Heat | EU | Energy demand | 1.0461 | FEC
BG | TYNDP2026 | LEV | 2035 | TWh | 336 | Sub_sector | Households | Space heating | Households (heating) | Energetic | households_heating_final_demand_biomass | Biomass | EU | Energy demand | 3.3186 | FEC
BG | TYNDP2026 | LEV | 2035 | TWh | 337 | Sub_sector | Households | Space heating | Households (heating) | Energetic | households_heating_final_demand_coal | Solids | EU | Energy demand | 1.5982 | FEC
BG | TYNDP2026 | LEV | 2035 | TWh | 338 | Sub_sector | Households | Space heating | Households (heating) | Energetic | households_heating_final_demand_oil | Liquids | EU | Energy demand | 0.15817 | FEC
BG | TYNDP2026 | LEV | 2035 | TWh | 339 | Sub_sector | Households | Space heating | Households (heating) | Energetic | households_heating_final_demand_other | Others | EU | Energy demand | 0 | FEC
BG | TYNDP2026 | LEV | 2035 | TWh | 340 | Sub_sector | Households | Space heating | Households (heating) | Energetic | households_heating_final_demand_ammonia | Ammonia | EU | Energy demand | 0 | FEC
BG | TYNDP2026 | LEV | 2035 | TWh | 343 | Sub_sector | Households | Cooling | Households (cooling) | Energetic | households_cooling_final_demand_electricity | Electricity | EU | Energy demand | 0.17507 | FEC
BG | TYNDP2026 | LEV | 2035 | TWh | 344 | Sub_sector | Households | Cooling | Households (cooling) | Energetic | households_cooling_final_demand_hydrogen | Hydrogen | EU | Energy demand | 0 | FEC
BG | TYNDP2026 | LEV | 2035 | TWh | 345 | Sub_sector | Households | Cooling | Households (cooling) | Energetic | households_cooling_final_demand_methane | Methane | EU | Energy demand | 0 | FEC
BG | TYNDP2026 | LEV | 2035 | TWh | 346 | Sub_sector | Households | Cooling | Households (cooling) | Energetic | households_cooling_final_demand_heat | Heat | EU | Energy demand | 0 | FEC
BG | TYNDP2026 | LEV | 2035 | TWh | 347 | Sub_sector | Households | Cooling | Households (cooling) | Energetic | households_cooling_final_demand_biomass | Biomass | EU | Energy demand | 0 | FEC
BG | TYNDP2026 | LEV | 2035 | TWh | 348 | Sub_sector | Households | Cooling | Households (cooling) | Energetic | households_cooling_final_demand_coal | Solids | EU | Energy demand | 0 | FEC
BG | TYNDP2026 | LEV | 2035 | TWh | 349 | Sub_sector | Households | Cooling | Households (cooling) | Energetic | households_cooling_final_demand_oil | Liquids | EU | Energy demand | 0 | FEC
BG | TYNDP2026 | LEV | 2035 | TWh | 350 | Sub_sector | Households | Cooling | Households (cooling) | Energetic | households_cooling_final_demand_other | Others | EU | Energy demand | 0 | FEC
BG | TYNDP2026 | LEV | 2035 | TWh | 351 | Sub_sector | Households | Cooling | Households (cooling) | Energetic | households_cooling_final_demand_ammonia | Ammonia | EU | Energy demand | 0 | FEC
BG | TYNDP2026 | LEV | 2035 | TWh | 354 | Sub_sector | Households | Hot water | Households (hot water) | Energetic | households_hot_water_final_demand_electricity | Electricity | EU | Energy demand | 0.79396 | FEC
BG | TYNDP2026 | LEV | 2035 | TWh | 355 | Sub_sector | Households | Hot water | Households (hot water) | Energetic | households_hot_water_final_demand_hydrogen | Hydrogen | EU | Energy demand | 0 | FEC
BG | TYNDP2026 | LEV | 2035 | TWh | 356 | Sub_sector | Households | Hot water | Households (hot water) | Energetic | households_hot_water_final_demand_methane | Methane | EU | Energy demand | 0.21316 | FEC
BG | TYNDP2026 | LEV | 2035 | TWh | 357 | Sub_sector | Households | Hot water | Households (hot water) | Energetic | households_hot_water_final_demand_heat | Heat | EU | Energy demand | 0.92291 | FEC
BG | TYNDP2026 | LEV | 2035 | TWh | 358 | Sub_sector | Households | Hot water | Households (hot water) | Energetic | households_hot_water_final_demand_biomass | Biomass | EU | Energy demand | 1.8689 | FEC
BG | TYNDP2026 | LEV | 2035 | TWh | 359 | Sub_sector | Households | Hot water | Households (hot water) | Energetic | households_hot_water_final_demand_coal | Solids | EU | Energy demand | 0.66547 | FEC
BG | TYNDP2026 | LEV | 2035 | TWh | 360 | Sub_sector | Households | Hot water | Households (hot water) | Energetic | households_hot_water_final_demand_oil | Liquids | EU | Energy demand | 0.063726 | FEC
BG | TYNDP2026 | LEV | 2035 | TWh | 361 | Sub_sector | Households | Hot water | Households (hot water) | Energetic | households_hot_water_final_demand_other | Others | EU | Energy demand | 0.063465 | FEC
BG | TYNDP2026 | LEV | 2035 | TWh | 362 | Sub_sector | Households | Hot water | Households (hot water) | Energetic | households_hot_water_final_demand_ammonia | Ammonia | EU | Energy demand | 0 | FEC
BG | TYNDP2026 | LEV | 2035 | TWh | 365 | Sub_sector | Households | Appliances | Households (appliances) | Energetic | households_appliances_final_demand_electricity | Electricity | EU | Energy demand | 9.3885 | FEC
BG | TYNDP2026 | LEV | 2035 | TWh | 366 | Sub_sector | Households | Appliances | Households (appliances) | Energetic | households_appliances_final_demand_hydrogen | Hydrogen | EU | Energy demand | 0.002718 | FEC
BG | TYNDP2026 | LEV | 2035 | TWh | 367 | Sub_sector | Households | Appliances | Households (appliances) | Energetic | households_appliances_final_demand_methane | Methane | EU | Energy demand | 0.446 | FEC
BG | TYNDP2026 | LEV | 2035 | TWh | 368 | Sub_sector | Households | Appliances | Households (appliances) | Energetic | households_appliances_final_demand_heat | Heat | EU | Energy demand | 0 | FEC
BG | TYNDP2026 | LEV | 2035 | TWh | 369 | Sub_sector | Households | Appliances | Households (appliances) | Energetic | households_appliances_final_demand_biomass | Biomass | EU | Energy demand | 0.010163 | FEC
BG | TYNDP2026 | LEV | 2035 | TWh | 370 | Sub_sector | Households | Appliances | Households (appliances) | Energetic | households_appliances_final_demand_coal | Solids | EU | Energy demand | 0 | FEC
BG | TYNDP2026 | LEV | 2035 | TWh | 371 | Sub_sector | Households | Appliances | Households (appliances) | Energetic | households_appliances_final_demand_oil | Liquids | EU | Energy demand | 0 | FEC
BG | TYNDP2026 | LEV | 2035 | TWh | 372 | Sub_sector | Households | Appliances | Households (appliances) | Energetic | households_appliances_final_demand_other | Others | EU | Energy demand | 0 | FEC
BG | TYNDP2026 | LEV | 2035 | TWh | 373 | Sub_sector | Households | Appliances | Households (appliances) | Energetic | households_appliances_final_demand_ammonia | Ammonia | EU | Energy demand | 0 | FEC
BG | TYNDP2026 | LEV | 2035 | TWh | 375 | Sub_sector | Buildings | Space heating | Buildings (heat) | Energetic | buildings_heat_final_demand_electricity | Electricity | EU | Energy demand | 2.0281 | FEC
BG | TYNDP2026 | LEV | 2035 | TWh | 376 | Sub_sector | Buildings | Space heating | Buildings (heat) | Energetic | buildings_heat_final_demand_hydrogen | Hydrogen | EU | Energy demand | 0 | FEC
BG | TYNDP2026 | LEV | 2035 | TWh | 377 | Sub_sector | Buildings | Space heating | Buildings (heat) | Energetic | buildings_heat_final_demand_methane | Methane | EU | Energy demand | 0.97333 | FEC
BG | TYNDP2026 | LEV | 2035 | TWh | 378 | Sub_sector | Buildings | Space heating | Buildings (heat) | Energetic | buildings_heat_final_demand_heat | Heat | EU | Energy demand | 1.8555 | FEC
BG | TYNDP2026 | LEV | 2035 | TWh | 379 | Sub_sector | Buildings | Space heating | Buildings (heat) | Energetic | buildings_heat_final_demand_biomass | Biomass | EU | Energy demand | 1.1143 | FEC
BG | TYNDP2026 | LEV | 2035 | TWh | 380 | Sub_sector | Buildings | Space heating | Buildings (heat) | Energetic | buildings_heat_final_demand_coal | Solids | EU | Energy demand | 0.045826 | FEC
BG | TYNDP2026 | LEV | 2035 | TWh | 381 | Sub_sector | Buildings | Space heating | Buildings (heat) | Energetic | buildings_heat_final_demand_oil | Liquids | EU | Energy demand | 0.36815 | FEC
BG | TYNDP2026 | LEV | 2035 | TWh | 382 | Sub_sector | Buildings | Space heating | Buildings (heat) | Energetic | buildings_heat_final_demand_other | Others | EU | Energy demand | 0.022869 | FEC
BG | TYNDP2026 | LEV | 2035 | TWh | 383 | Sub_sector | Buildings | Space heating | Buildings (heat) | Energetic | buildings_heat_final_demand_ammonia | Ammonia | EU | Energy demand | 0 | FEC
BG | TYNDP2026 | LEV | 2035 | TWh | 386 | Sub_sector | Buildings | Cooling | Buildings (cooling) | Energetic | buildings_cooling_final_demand_electricity | Electricity | EU | Energy demand | 0.48079 | FEC
BG | TYNDP2026 | LEV | 2035 | TWh | 387 | Sub_sector | Buildings | Cooling | Buildings (cooling) | Energetic | buildings_cooling_final_demand_hydrogen | Hydrogen | EU | Energy demand | 0 | FEC
BG | TYNDP2026 | LEV | 2035 | TWh | 388 | Sub_sector | Buildings | Cooling | Buildings (cooling) | Energetic | buildings_cooling_final_demand_methane | Methane | EU | Energy demand | 0.0001922 | FEC
BG | TYNDP2026 | LEV | 2035 | TWh | 389 | Sub_sector | Buildings | Cooling | Buildings (cooling) | Energetic | buildings_cooling_final_demand_heat | Heat | EU | Energy demand | 0 | FEC
BG | TYNDP2026 | LEV | 2035 | TWh | 390 | Sub_sector | Buildings | Cooling | Buildings (cooling) | Energetic | buildings_cooling_final_demand_biomass | Biomass | EU | Energy demand | 0 | FEC
BG | TYNDP2026 | LEV | 2035 | TWh | 391 | Sub_sector | Buildings | Cooling | Buildings (cooling) | Energetic | buildings_cooling_final_demand_coal | Solids | EU | Energy demand | 0 | FEC
BG | TYNDP2026 | LEV | 2035 | TWh | 392 | Sub_sector | Buildings | Cooling | Buildings (cooling) | Energetic | buildings_cooling_final_demand_oil | Liquids | EU | Energy demand | 0 | FEC
BG | TYNDP2026 | LEV | 2035 | TWh | 393 | Sub_sector | Buildings | Cooling | Buildings (cooling) | Energetic | buildings_cooling_final_demand_other | Others | EU | Energy demand | 0 | FEC
BG | TYNDP2026 | LEV | 2035 | TWh | 394 | Sub_sector | Buildings | Cooling | Buildings (cooling) | Energetic | buildings_cooling_final_demand_ammonia | Ammonia | EU | Energy demand | 0 | FEC
BG | TYNDP2026 | LEV | 2035 | TWh | 397 | Sub_sector | Buildings | Appliances | Buildings (appliances) | Energetic | buildings_appliances_final_demand_electricity | Electricity | EU | Energy demand | 5.4017 | FEC
BG | TYNDP2026 | LEV | 2035 | TWh | 398 | Sub_sector | Buildings | Appliances | Buildings (appliances) | Energetic | buildings_appliances_final_demand_hydrogen | Hydrogen | EU | Energy demand | 0 | FEC
BG | TYNDP2026 | LEV | 2035 | TWh | 399 | Sub_sector | Buildings | Appliances | Buildings (appliances) | Energetic | buildings_appliances_final_demand_methane | Methane | EU | Energy demand | 0.33191 | FEC
BG | TYNDP2026 | LEV | 2035 | TWh | 400 | Sub_sector | Buildings | Appliances | Buildings (appliances) | Energetic | buildings_appliances_final_demand_heat | Heat | EU | Energy demand | 0 | FEC
BG | TYNDP2026 | LEV | 2035 | TWh | 401 | Sub_sector | Buildings | Appliances | Buildings (appliances) | Energetic | buildings_appliances_final_demand_biomass | Biomass | EU | Energy demand | 0 | FEC
BG | TYNDP2026 | LEV | 2035 | TWh | 402 | Sub_sector | Buildings | Appliances | Buildings (appliances) | Energetic | buildings_appliances_final_demand_coal | Solids | EU | Energy demand | 0 | FEC
BG | TYNDP2026 | LEV | 2035 | TWh | 403 | Sub_sector | Buildings | Appliances | Buildings (appliances) | Energetic | buildings_appliances_final_demand_oil | Liquids | EU | Energy demand | 0 | FEC
BG | TYNDP2026 | LEV | 2035 | TWh | 404 | Sub_sector | Buildings | Appliances | Buildings (appliances) | Energetic | buildings_appliances_final_demand_other | Others | EU | Energy demand | 0 | FEC
BG | TYNDP2026 | LEV | 2035 | TWh | 405 | Sub_sector | Buildings | Appliances | Buildings (appliances) | Energetic | buildings_appliances_final_demand_ammonia | Ammonia | EU | Energy demand | 0 | FEC
BG | TYNDP2026 | LEV | 2035 | TWh | 407 | Sub_sector | Buildings | Datacenters | Datacenters & ICT | Energetic | datacentres_final_demand_electricity_energetic | Electricity | EU | Energy demand | 0.86328 | FEC
BG | TYNDP2026 | LEV | 2035 | TWh | 408 | Sub_sector | Buildings | Datacenters | Datacenters & ICT | Energetic | datacentres_final_demand_hydrogen_energetic | Hydrogen | EU | Energy demand | 0 | FEC
BG | TYNDP2026 | LEV | 2035 | TWh | 409 | Sub_sector | Buildings | Datacenters | Datacenters & ICT | Energetic | datacentres_final_demand_methane_energetic | Methane | EU | Energy demand | 0 | FEC
BG | TYNDP2026 | LEV | 2035 | TWh | 410 | Sub_sector | Buildings | Datacenters | Datacenters & ICT | Energetic | datacentres_final_demand_heat_energetic | Heat | EU | Energy demand | 0 | FEC
BG | TYNDP2026 | LEV | 2035 | TWh | 411 | Sub_sector | Buildings | Datacenters | Datacenters & ICT | Energetic | datacentres_final_demand_biomass_energetic | Biomass | EU | Energy demand | 0 | FEC
BG | TYNDP2026 | LEV | 2035 | TWh | 412 | Sub_sector | Buildings | Datacenters | Datacenters & ICT | Energetic | datacentres_final_demand_coal_energetic | Solids | EU | Energy demand | 0 | FEC
BG | TYNDP2026 | LEV | 2035 | TWh | 413 | Sub_sector | Buildings | Datacenters | Datacenters & ICT | Energetic | datacentres_final_demand_oil_energetic | Liquids | EU | Energy demand | 0 | FEC
BG | TYNDP2026 | LEV | 2035 | TWh | 414 | Sub_sector | Buildings | Datacenters | Datacenters & ICT | Energetic | datacentres_final_demand_other_energetic | Others | EU | Energy demand | 0 | FEC
BG | TYNDP2026 | LEV | 2035 | TWh | 415 | Sub_sector | Buildings | Datacenters | Datacenters & ICT | Energetic | datacentres_final_demand_ammonia_energetic | Ammonia | EU | Energy demand | 0 | FEC
BG | TYNDP2026 | LEV | 2035 | TWh | 417 | Sub_sector | Transport | Others_Sector | Others_Sector | Energetic | other_final_demand_electricity_energetic | Electricity | EU | Energy demand | 0 | FEC
BG | TYNDP2026 | LEV | 2035 | TWh | 418 | Sub_sector | Transport | Others_Sector | Others_Sector | Energetic | other_final_demand_hydrogen_energetic | Hydrogen | EU | Energy demand | 0 | FEC
BG | TYNDP2026 | LEV | 2035 | TWh | 419 | Sub_sector | Transport | Pipeline Transport | Others_Sector | Energetic | other_final_demand_methane_energetic | Methane | EU | Energy demand | 0.28253 | FEC
BG | TYNDP2026 | LEV | 2035 | TWh | 420 | Sub_sector | Transport | Others_Sector | Others_Sector | Energetic | other_final_demand_heat_energetic | Heat | EU | Energy demand | 0 | FEC
BG | TYNDP2026 | LEV | 2035 | TWh | 421 | Sub_sector | Transport | Others_Sector | Others_Sector | Energetic | other_final_demand_biomass_energetic | Biomass | EU | Energy demand | 0 | FEC
BG | TYNDP2026 | LEV | 2035 | TWh | 422 | Sub_sector | Transport | Others_Sector | Others_Sector | Energetic | other_final_demand_coal_energetic | Solids | EU | Energy demand | 0 | FEC
BG | TYNDP2026 | LEV | 2035 | TWh | 423 | Sub_sector | Transport | Others_Sector | Others_Sector | Energetic | other_final_demand_oil_energetic | Liquids | EU | Energy demand | 0 | FEC
BG | TYNDP2026 | LEV | 2035 | TWh | 424 | Sub_sector | Others_Sector | Others_Sector | Others_Sector | Non-energetic | other_final_demand_oil_non_energetic | Liquids | EU | Energy demand | 0.11642 | not_included_in_FEC
BG | TYNDP2026 | LEV | 2035 | TWh | 425 | Sub_sector | Transport | Others_Sector | Others_Sector | Energetic | other_final_demand_other_energetic | Others | EU | Energy demand | 0 | FEC
BG | TYNDP2026 | LEV | 2035 | TWh | 426 | Sub_sector | Transport | Others_Sector | Others_Sector | Energetic | other_final_demand_ammonia_energetic | Ammonia | EU | Energy demand | 0 | FEC
BG | TYNDP2026 | LEV | 2035 | TWh | 427 | Sub_sector | Industry | Surplus_Heat_in_Industry | Surplus_Heat_in_Industry | Energetic | final_demand_of_industry_unused_local_production_steam_hot_water | Heat | EU | Energy demand | 0.45745 | FEC
BG | TYNDP2026 | LEV | 2035 | TWh | 429 | Sub_sector | Agriculture | Total | Agriculture | Energetic | agriculture_final_demand_electricity_energetic | Electricity | EU | Energy demand | 0 | FEC
BG | TYNDP2026 | LEV | 2035 | TWh | 430 | Sub_sector | Agriculture | Total | Agriculture | Energetic | agriculture_final_demand_hydrogen_energetic | Hydrogen | EU | Energy demand | 0 | FEC
BG | TYNDP2026 | LEV | 2035 | TWh | 431 | Sub_sector | Agriculture | Total | Agriculture | Energetic | agriculture_final_demand_methane_energetic | Methane | EU | Energy demand | 0.23543 | FEC
BG | TYNDP2026 | LEV | 2035 | TWh | 432 | Sub_sector | Agriculture | Total | Agriculture | Energetic | agriculture_final_demand_heat_energetic | Heat | EU | Energy demand | 0.12055 | FEC
BG | TYNDP2026 | LEV | 2035 | TWh | 433 | Sub_sector | Agriculture | Total | Agriculture | Energetic | agriculture_final_demand_biomass_energetic | Biomass | EU | Energy demand | 0.21288 | FEC
BG | TYNDP2026 | LEV | 2035 | TWh | 434 | Sub_sector | Agriculture | Total | Agriculture | Energetic | agriculture_final_demand_coal_energetic | Solids | EU | Energy demand | 0 | FEC
BG | TYNDP2026 | LEV | 2035 | TWh | 435 | Sub_sector | Agriculture | Total | Agriculture | Energetic | agriculture_final_demand_oil_energetic | Liquids | EU | Energy demand | 1.1642 | FEC
BG | TYNDP2026 | LEV | 2035 | TWh | 436 | Sub_sector | Agriculture | Total | Agriculture | Energetic | agriculture_final_demand_other_energetic | Others | EU | Energy demand | 0 | FEC
BG | TYNDP2026 | LEV | 2035 | TWh | 437 | Sub_sector | Agriculture | Total | Agriculture | Energetic | agriculture_final_demand_ammonia_energetic | Ammonia | EU | Energy demand | 0 | FEC
BG | TYNDP2026 | LEV | 2035 | TWh | 447 | Sub_sector | Buildings | Surplus Energy | Buildings | Energetic | GAP | Electricity | EU | Energy demand | 0 | FEC
BG | TYNDP2026 | LEV | 2035 | TWh | 448 | Sub_sector | Buildings | Surplus Energy | Buildings | Energetic | GAP | Hydrogen | EU | Energy demand | 0 | FEC
BG | TYNDP2026 | LEV | 2035 | TWh | 449 | Sub_sector | Buildings | Surplus Energy | Buildings | Energetic | GAP | Methane | EU | Energy demand | 0 | FEC
BG | TYNDP2026 | LEV | 2035 | TWh | 450 | Sub_sector | Buildings | Surplus Energy | Buildings | Energetic | GAP | Heat | EU | Energy demand | 0 | FEC
BG | TYNDP2026 | LEV | 2035 | TWh | 451 | Sub_sector | Buildings | Surplus Energy | Buildings | Energetic | GAP | Biomass | EU | Energy demand | 0.17379 | FEC
BG | TYNDP2026 | LEV | 2035 | TWh | 452 | Sub_sector | Buildings | Surplus Energy | Buildings | Energetic | GAP | Solids | EU | Energy demand | 0 | FEC
BG | TYNDP2026 | LEV | 2035 | TWh | 453 | Sub_sector | Buildings | Surplus Energy | Buildings | Energetic | GAP | Liquids | EU | Energy demand | 0.030815 | FEC
BG | TYNDP2026 | LEV | 2035 | TWh | 454 | Sub_sector | Buildings | Surplus Energy | Buildings | Energetic | GAP | Others | EU | Energy demand | 0 | FEC
BG | TYNDP2026 | LEV | 2035 | TWh | 455 | Sub_sector | Buildings | Surplus Energy | Buildings | Energetic | GAP | Ammonia | EU | Energy demand | 0 | FEC
BG | TYNDP2026 | LEV | 2035 | TWh | 456 | Sub_sector | Households | Surplus Energy | Households | Energetic | GAP | Electricity | EU | Energy demand | 0 | FEC
BG | TYNDP2026 | LEV | 2035 | TWh | 457 | Sub_sector | Households | Surplus Energy | Households | Energetic | GAP | Hydrogen | EU | Energy demand | 0 | FEC
BG | TYNDP2026 | LEV | 2035 | TWh | 458 | Sub_sector | Households | Surplus Energy | Households | Energetic | GAP | Methane | EU | Energy demand | 0 | FEC
BG | TYNDP2026 | LEV | 2035 | TWh | 459 | Sub_sector | Households | Surplus Energy | Households | Energetic | GAP | Heat | EU | Energy demand | 0 | FEC
BG | TYNDP2026 | LEV | 2035 | TWh | 460 | Sub_sector | Households | Surplus Energy | Households | Energetic | GAP | Biomass | EU | Energy demand | 0 | FEC
BG | TYNDP2026 | LEV | 2035 | TWh | 461 | Sub_sector | Households | Surplus Energy | Households | Energetic | GAP | Solids | EU | Energy demand | 0 | FEC
BG | TYNDP2026 | LEV | 2035 | TWh | 462 | Sub_sector | Households | Surplus Energy | Households | Energetic | GAP | Liquids | EU | Energy demand | 0 | FEC
BG | TYNDP2026 | LEV | 2035 | TWh | 463 | Sub_sector | Households | Surplus Energy | Households | Energetic | GAP | Others | EU | Energy demand | 0 | FEC
BG | TYNDP2026 | LEV | 2035 | TWh | 464 | Sub_sector | Households | Surplus Energy | Households | Energetic | GAP | Ammonia | EU | Energy demand | 0 | FEC
BG | TYNDP2026 | LEV | 2040 | TWh | 102 | Sub_sector | Industry | Aluminium | Industry (aluminium) | Energetic | industry_aluminium_demand_electricity_energetic | Electricity | EU | Energy demand | 0 | FEC
BG | TYNDP2026 | LEV | 2040 | TWh | 103 | Sub_sector | Industry | Aluminium | Industry (aluminium) | Energetic | industry_aluminium_demand_hydrogen_energetic | Hydrogen | EU | Energy demand | 0.30852 | FEC
BG | TYNDP2026 | LEV | 2040 | TWh | 104 | Sub_sector | Industry | Aluminium | Industry (aluminium) | Energetic | industry_aluminium_demand_methane_energetic | Methane | EU | Energy demand | 0 | FEC
BG | TYNDP2026 | LEV | 2040 | TWh | 105 | Sub_sector | Industry | Aluminium | Industry (aluminium) | Energetic | industry_aluminium_demand_heat_energetic | Heat | EU | Energy demand | 0 | FEC
BG | TYNDP2026 | LEV | 2040 | TWh | 106 | Sub_sector | Industry | Aluminium | Industry (aluminium) | Energetic | industry_aluminium_demand_biomass_energetic | Biomass | EU | Energy demand | 0 | FEC
BG | TYNDP2026 | LEV | 2040 | TWh | 107 | Sub_sector | Industry | Aluminium | Industry (aluminium) | Energetic | industry_aluminium_demand_coal_energetic | Solids | EU | Energy demand | 0 | FEC
BG | TYNDP2026 | LEV | 2040 | TWh | 108 | Sub_sector | Industry | Aluminium | Industry (aluminium) | Energetic | industry_aluminium_demand_oil_energetic | Liquids | EU | Energy demand | 0 | FEC
BG | TYNDP2026 | LEV | 2040 | TWh | 109 | Sub_sector | Industry | Aluminium | Industry (aluminium) | Energetic | industry_aluminium_demand_others_energetic | Others | EU | Energy demand | 0 | FEC
BG | TYNDP2026 | LEV | 2040 | TWh | 110 | Sub_sector | Industry | Aluminium | Industry (aluminium) | Energetic | industry_ammonia_demand_others_energetic | Ammonia | EU | Energy demand | 0 | FEC
BG | TYNDP2026 | LEV | 2040 | TWh | 112 | Sub_sector | Industry | Chemicals | Industry (chemicals, energetic) | Energetic | industry_chemical_demand_electricity_energetic | Electricity | EU | Energy demand | 2.4114 | FEC
BG | TYNDP2026 | LEV | 2040 | TWh | 113 | Sub_sector | Industry | Chemicals | Industry (chemicals, energetic) | Energetic | industry_chemical_demand_hydrogen_energetic | Hydrogen | EU | Energy demand | 0.32443 | FEC
BG | TYNDP2026 | LEV | 2040 | TWh | 114 | Sub_sector | Industry | Chemicals | Industry (chemicals, energetic) | Energetic | industry_chemical_demand_methane_energetic | Methane | EU | Energy demand | 0.4971 | FEC
BG | TYNDP2026 | LEV | 2040 | TWh | 115 | Sub_sector | Industry | Chemicals | Industry (chemicals, energetic) | Energetic | industry_chemical_demand_heat_energetic | Heat | EU | Energy demand | 0.27599 | FEC
BG | TYNDP2026 | LEV | 2040 | TWh | 116 | Sub_sector | Industry | Chemicals | Industry (chemicals, energetic) | Energetic | industry_chemical_demand_biomass_energetic | Biomass | EU | Energy demand | 0.11129 | FEC
BG | TYNDP2026 | LEV | 2040 | TWh | 117 | Sub_sector | Industry | Chemicals | Industry (chemicals, energetic) | Energetic | industry_chemical_demand_coal_energetic | Solids | EU | Energy demand | 1.2565 | FEC
BG | TYNDP2026 | LEV | 2040 | TWh | 118 | Sub_sector | Industry | Chemicals | Industry (chemicals, energetic) | Energetic | industry_chemical_demand_oil_energetic | Liquids | EU | Energy demand | 2.392 | FEC
BG | TYNDP2026 | LEV | 2040 | TWh | 119 | Sub_sector | Industry | Chemicals | Industry (chemicals, energetic) | Energetic | industry_chemical_demand_others_energetic | Others | EU | Energy demand | 0 | FEC
BG | TYNDP2026 | LEV | 2040 | TWh | 120 | Sub_sector | Industry | Chemicals | Industry (chemicals, energetic) | Energetic | industry_chemical_demand_ammonia_energetic | Ammonia | EU | Energy demand | 0 | FEC
BG | TYNDP2026 | LEV | 2040 | TWh | 122 | Sub_sector | Industry | Chemicals | Industry (chemicals, non-energetic) | Non-energetic | industry_chemical_demand_electricity_non_energetic | Electricity | EU | Energy demand | 0 | not_included_in_FEC
BG | TYNDP2026 | LEV | 2040 | TWh | 123 | Sub_sector | Industry | Chemicals | Industry (chemicals, non-energetic) | Non-energetic | industry_chemical_demand_hydrogen_non_energetic | Hydrogen | EU | Energy demand | 0 | not_included_in_FEC
BG | TYNDP2026 | LEV | 2040 | TWh | 124 | Sub_sector | Industry | Chemicals | Industry (chemicals, non-energetic) | Non-energetic | industry_chemical_demand_methane_non_energetic | Methane | EU | Energy demand | 0 | not_included_in_FEC
BG | TYNDP2026 | LEV | 2040 | TWh | 125 | Sub_sector | Industry | Chemicals | Industry (chemicals, non-energetic) | Non-energetic | industry_chemical_demand_heat_non_energetic | Heat | EU | Energy demand | 0 | not_included_in_FEC
BG | TYNDP2026 | LEV | 2040 | TWh | 126 | Sub_sector | Industry | Chemicals | Industry (chemicals, non-energetic) | Non-energetic | industry_chemical_demand_biomass_non_energetic | Biomass | EU | Energy demand | 0 | not_included_in_FEC
BG | TYNDP2026 | LEV | 2040 | TWh | 127 | Sub_sector | Industry | Chemicals | Industry (chemicals, non-energetic) | Non-energetic | industry_chemical_demand_coal_non_energetic | Solids | EU | Energy demand | 0 | not_included_in_FEC
BG | TYNDP2026 | LEV | 2040 | TWh | 128 | Sub_sector | Industry | Chemicals | Industry (chemicals, non-energetic) | Non-energetic | industry_chemical_demand_oil_non_energetic | Liquids | EU | Energy demand | 0.20412 | not_included_in_FEC
BG | TYNDP2026 | LEV | 2040 | TWh | 129 | Sub_sector | Industry | Chemicals | Industry (chemicals, non-energetic) | Non-energetic | industry_chemical_demand_others_non_energetic | Others | EU | Energy demand | 0 | not_included_in_FEC
BG | TYNDP2026 | LEV | 2040 | TWh | 130 | Sub_sector | Industry | Chemicals | Industry (chemicals, non-energetic) | Non-energetic | industry_chemical_demand_ammonia_non_energetic | Ammonia | EU | Energy demand | 0 | not_included_in_FEC
BG | TYNDP2026 | LEV | 2040 | TWh | 132 | Sub_sector | Industry | Fertilizers | Industry (fertilizers, energetic) | Energetic | industry_fertilizers_demand_electricity_energetic | Electricity | EU | Energy demand | 0.18242 | FEC
BG | TYNDP2026 | LEV | 2040 | TWh | 133 | Sub_sector | Industry | Fertilizers | Industry (fertilizers, energetic) | Energetic | industry_fertilizers_demand_hydrogen_energetic | Hydrogen | EU | Energy demand | 0 | FEC
BG | TYNDP2026 | LEV | 2040 | TWh | 134 | Sub_sector | Industry | Fertilizers | Industry (fertilizers, energetic) | Energetic | industry_fertilizers_demand_methane_energetic | Methane | EU | Energy demand | 0.65442 | FEC
BG | TYNDP2026 | LEV | 2040 | TWh | 135 | Sub_sector | Industry | Fertilizers | Industry (fertilizers, energetic) | Energetic | industry_fertilizers_demand_heat_energetic | Heat | EU | Energy demand | 0 | FEC
BG | TYNDP2026 | LEV | 2040 | TWh | 136 | Sub_sector | Industry | Fertilizers | Industry (fertilizers, energetic) | Energetic | industry_fertilizers_demand_biomass_energetic | Biomass | EU | Energy demand | 0 | FEC
BG | TYNDP2026 | LEV | 2040 | TWh | 137 | Sub_sector | Industry | Fertilizers | Industry (fertilizers, energetic) | Energetic | industry_fertilizers_demand_coal_energetic | Solids | EU | Energy demand | 0 | FEC
BG | TYNDP2026 | LEV | 2040 | TWh | 138 | Sub_sector | Industry | Fertilizers | Industry (fertilizers, energetic) | Energetic | industry_fertilizers_demand_oil_energetic | Liquids | EU | Energy demand | 0 | FEC
BG | TYNDP2026 | LEV | 2040 | TWh | 139 | Sub_sector | Industry | Fertilizers | Industry (fertilizers, energetic) | Energetic | industry_fertilizers_demand_others_energetic | Others | EU | Energy demand | 0 | FEC
BG | TYNDP2026 | LEV | 2040 | TWh | 140 | Sub_sector | Industry | Fertilizers | Industry (fertilizers, energetic) | Energetic | industry_fertilizers_demand_ammonia_energetic | Ammonia | EU | Energy demand | 0 | FEC
BG | TYNDP2026 | LEV | 2040 | TWh | 142 | Sub_sector | Industry | Fertilizers | Industry (fertilizers, non-energetic) | Non-energetic | industry_fertilizers_demand_electricity_non_energetic | Electricity | EU | Energy demand | 0 | not_included_in_FEC
BG | TYNDP2026 | LEV | 2040 | TWh | 143 | Sub_sector | Industry | Fertilizers | Industry (fertilizers, non-energetic) | Non-energetic | industry_fertilizers_demand_hydrogen_non_energetic | Hydrogen | EU | Energy demand | 0 | not_included_in_FEC
BG | TYNDP2026 | LEV | 2040 | TWh | 144 | Sub_sector | Industry | Fertilizers | Industry (fertilizers, non-energetic) | Non-energetic | industry_fertilizers_demand_methane_non_energetic | Methane | EU | Energy demand | 0.61411 | not_included_in_FEC
BG | TYNDP2026 | LEV | 2040 | TWh | 145 | Sub_sector | Industry | Fertilizers | Industry (fertilizers, non-energetic) | Non-energetic | industry_fertilizers_demand_heat_non_energetic | Heat | EU | Energy demand | 0 | not_included_in_FEC
BG | TYNDP2026 | LEV | 2040 | TWh | 146 | Sub_sector | Industry | Fertilizers | Industry (fertilizers, non-energetic) | Non-energetic | industry_fertilizers_demand_biomass_non_energetic | Biomass | EU | Energy demand | 0 | not_included_in_FEC
BG | TYNDP2026 | LEV | 2040 | TWh | 147 | Sub_sector | Industry | Fertilizers | Industry (fertilizers, non-energetic) | Non-energetic | industry_fertilizers_demand_coal_non_energetic | Solids | EU | Energy demand | 0 | not_included_in_FEC
BG | TYNDP2026 | LEV | 2040 | TWh | 148 | Sub_sector | Industry | Fertilizers | Industry (fertilizers, non-energetic) | Non-energetic | industry_fertilizers_demand_oil_non_energetic | Liquids | EU | Energy demand | 0 | not_included_in_FEC
BG | TYNDP2026 | LEV | 2040 | TWh | 149 | Sub_sector | Industry | Fertilizers | Industry (fertilizers, non-energetic) | Non-energetic | industry_fertilizers_demand_others_non_energetic | Others | EU | Energy demand | 0 | not_included_in_FEC
BG | TYNDP2026 | LEV | 2040 | TWh | 150 | Sub_sector | Industry | Fertilizers | Industry (fertilizers, non-energetic) | Non-energetic | industry_fertilizers_demand_ammonia_non_energetic | Ammonia | EU | Energy demand | 0 | not_included_in_FEC
BG | TYNDP2026 | LEV | 2040 | TWh | 152 | Sub_sector | Industry | Food | Industry (food) | Energetic | industry_food_demand_electricity_energetic | Electricity | EU | Energy demand | 2.9738 | FEC
BG | TYNDP2026 | LEV | 2040 | TWh | 153 | Sub_sector | Industry | Food | Industry (food) | Energetic | industry_food_demand_hydrogen_energetic | Hydrogen | EU | Energy demand | 0 | FEC
BG | TYNDP2026 | LEV | 2040 | TWh | 154 | Sub_sector | Industry | Food | Industry (food) | Energetic | industry_food_demand_methane_energetic | Methane | EU | Energy demand | 0.84343 | FEC
BG | TYNDP2026 | LEV | 2040 | TWh | 155 | Sub_sector | Industry | Food | Industry (food) | Energetic | industry_food_demand_heat_energetic | Heat | EU | Energy demand | 0.1449 | FEC
BG | TYNDP2026 | LEV | 2040 | TWh | 156 | Sub_sector | Industry | Food | Industry (food) | Energetic | industry_food_demand_biomass_energetic | Biomass | EU | Energy demand | 0.12231 | FEC
BG | TYNDP2026 | LEV | 2040 | TWh | 157 | Sub_sector | Industry | Food | Industry (food) | Energetic | industry_food_demand_coal_energetic | Solids | EU | Energy demand | 0.010371 | FEC
BG | TYNDP2026 | LEV | 2040 | TWh | 158 | Sub_sector | Industry | Food | Industry (food) | Energetic | industry_food_demand_oil_energetic | Liquids | EU | Energy demand | 0.08674 | FEC
BG | TYNDP2026 | LEV | 2040 | TWh | 159 | Sub_sector | Industry | Food | Industry (food) | Energetic | industry_food_demand_others_energetic | Others | EU | Energy demand | 0 | FEC
BG | TYNDP2026 | LEV | 2040 | TWh | 160 | Sub_sector | Industry | Food | Industry (food) | Energetic | industry_food_demand_ammonia_energetic | Ammonia | EU | Energy demand | 0 | FEC
BG | TYNDP2026 | LEV | 2040 | TWh | 162 | Sub_sector | Industry | Metals | Industry (metal) | Energetic | industry_metal_demand_electricity_energetic | Electricity | EU | Energy demand | 1.3825 | FEC
BG | TYNDP2026 | LEV | 2040 | TWh | 163 | Sub_sector | Industry | Metals | Industry (metal) | Energetic | industry_metal_demand_hydrogen_energetic | Hydrogen | EU | Energy demand | 0 | FEC
BG | TYNDP2026 | LEV | 2040 | TWh | 164 | Sub_sector | Industry | Metals | Industry (metal) | Energetic | industry_metal_demand_methane_energetic | Methane | EU | Energy demand | 0.28069 | FEC
BG | TYNDP2026 | LEV | 2040 | TWh | 165 | Sub_sector | Industry | Metals | Industry (metal) | Energetic | industry_metal_demand_heat_energetic | Heat | EU | Energy demand | 0.13086 | FEC
BG | TYNDP2026 | LEV | 2040 | TWh | 166 | Sub_sector | Industry | Metals | Industry (metal) | Energetic | industry_metal_demand_biomass_energetic | Biomass | EU | Energy demand | 0 | FEC
BG | TYNDP2026 | LEV | 2040 | TWh | 167 | Sub_sector | Industry | Metals | Industry (metal) | Energetic | industry_metal_demand_coal_energetic | Solids | EU | Energy demand | 0 | FEC
BG | TYNDP2026 | LEV | 2040 | TWh | 168 | Sub_sector | Industry | Metals | Industry (metal) | Energetic | industry_metal_demand_oil_energetic | Liquids | EU | Energy demand | 0.091185 | FEC
BG | TYNDP2026 | LEV | 2040 | TWh | 169 | Sub_sector | Industry | Metals | Industry (metal) | Energetic | industry_metal_demand_others_energetic | Others | EU | Energy demand | 0 | FEC
BG | TYNDP2026 | LEV | 2040 | TWh | 170 | Sub_sector | Industry | Metals | Industry (metal) | Energetic | industry_metal_demand_ammonia_energetic | Ammonia | EU | Energy demand | 0 | FEC
BG | TYNDP2026 | LEV | 2040 | TWh | 172 | Sub_sector | Industry | Others | Industry (other, energetic) | Energetic | industry_other_demand_electricity_energetic | Electricity | EU | Energy demand | 3.6607 | FEC
BG | TYNDP2026 | LEV | 2040 | TWh | 173 | Sub_sector | Industry | Others | Industry (other, energetic) | Energetic | industry_other_demand_hydrogen_energetic | Hydrogen | EU | Energy demand | 1.6646 | FEC
BG | TYNDP2026 | LEV | 2040 | TWh | 174 | Sub_sector | Industry | Others | Industry (other, energetic) | Energetic | industry_other_demand_methane_energetic | Methane | EU | Energy demand | 1.4687 | FEC
BG | TYNDP2026 | LEV | 2040 | TWh | 175 | Sub_sector | Industry | Others | Industry (other, energetic) | Energetic | industry_other_demand_heat_energetic | Heat | EU | Energy demand | 0.62653 | FEC
BG | TYNDP2026 | LEV | 2040 | TWh | 176 | Sub_sector | Industry | Others | Industry (other, energetic) | Energetic | industry_other_demand_biomass_energetic | Biomass | EU | Energy demand | 0.15643 | FEC
BG | TYNDP2026 | LEV | 2040 | TWh | 177 | Sub_sector | Industry | Others | Industry (other, energetic) | Energetic | industry_other_demand_coal_energetic | Solids | EU | Energy demand | 0.1799 | FEC
BG | TYNDP2026 | LEV | 2040 | TWh | 178 | Sub_sector | Industry | Others | Industry (other, energetic) | Energetic | industry_other_demand_oil_energetic | Liquids | EU | Energy demand | 0.40517 | FEC
BG | TYNDP2026 | LEV | 2040 | TWh | 179 | Sub_sector | Industry | Others | Industry (other, energetic) | Energetic | industry_other_demand_others_energetic | Others | EU | Energy demand | 0 | FEC
BG | TYNDP2026 | LEV | 2040 | TWh | 180 | Sub_sector | Industry | Others | Industry (other, energetic) | Energetic | industry_other_demand_ammonia_energetic | Ammonia | EU | Energy demand | 0 | FEC
BG | TYNDP2026 | LEV | 2040 | TWh | 182 | Sub_sector | Industry | Others | Industry (other, non-energetic) | Non-energetic | industry_other_demand_electricity_non_energetic | Electricity | EU | Energy demand | 0 | not_included_in_FEC
BG | TYNDP2026 | LEV | 2040 | TWh | 183 | Sub_sector | Industry | Others | Industry (other, non-energetic) | Non-energetic | industry_other_demand_hydrogen_non_energetic | Hydrogen | EU | Energy demand | 0.29702 | not_included_in_FEC
BG | TYNDP2026 | LEV | 2040 | TWh | 184 | Sub_sector | Industry | Others | Industry (other, non-energetic) | Non-energetic | industry_other_demand_methane_non_energetic | Methane | EU | Energy demand | 0 | not_included_in_FEC
BG | TYNDP2026 | LEV | 2040 | TWh | 185 | Sub_sector | Industry | Others | Industry (other, non-energetic) | Non-energetic | industry_other_demand_heat_non_energetic | Heat | EU | Energy demand | 0 | not_included_in_FEC
BG | TYNDP2026 | LEV | 2040 | TWh | 186 | Sub_sector | Industry | Others | Industry (other, non-energetic) | Non-energetic | industry_other_demand_biomass_non_energetic | Biomass | EU | Energy demand | 0 | not_included_in_FEC
BG | TYNDP2026 | LEV | 2040 | TWh | 187 | Sub_sector | Industry | Others | Industry (other, non-energetic) | Non-energetic | industry_other_demand_coal_non_energetic | Solids | EU | Energy demand | 0 | not_included_in_FEC
BG | TYNDP2026 | LEV | 2040 | TWh | 188 | Sub_sector | Industry | Others | Industry (other, non-energetic) | Non-energetic | industry_other_demand_oil_non_energetic | Liquids | EU | Energy demand | 0.77961 | not_included_in_FEC
BG | TYNDP2026 | LEV | 2040 | TWh | 189 | Sub_sector | Industry | Others | Industry (other, non-energetic) | Non-energetic | industry_other_demand_others_non_energetic | Others | EU | Energy demand | 0 | not_included_in_FEC
BG | TYNDP2026 | LEV | 2040 | TWh | 190 | Sub_sector | Industry | Others | Industry (other, non-energetic) | Non-energetic | industry_other_demand_ammonia_non_energetic | Ammonia | EU | Energy demand | 0 | not_included_in_FEC
BG | TYNDP2026 | LEV | 2040 | TWh | 192 | Sub_sector | Industry | Paper | Industry (paper) | Energetic | industry_paper_demand_electricity_energetic | Electricity | EU | Energy demand | 0.73748 | FEC
BG | TYNDP2026 | LEV | 2040 | TWh | 193 | Sub_sector | Industry | Paper | Industry (paper) | Energetic | industry_paper_demand_hydrogen_energetic | Hydrogen | EU | Energy demand | 0.20597 | FEC
BG | TYNDP2026 | LEV | 2040 | TWh | 194 | Sub_sector | Industry | Paper | Industry (paper) | Energetic | industry_paper_demand_methane_energetic | Methane | EU | Energy demand | 0.29391 | FEC
BG | TYNDP2026 | LEV | 2040 | TWh | 195 | Sub_sector | Industry | Paper | Industry (paper) | Energetic | industry_paper_demand_heat_energetic | Heat | EU | Energy demand | 0.0033312 | FEC
BG | TYNDP2026 | LEV | 2040 | TWh | 196 | Sub_sector | Industry | Paper | Industry (paper) | Energetic | industry_paper_demand_biomass_energetic | Biomass | EU | Energy demand | 0.91279 | FEC
BG | TYNDP2026 | LEV | 2040 | TWh | 197 | Sub_sector | Industry | Paper | Industry (paper) | Energetic | industry_paper_demand_coal_energetic | Solids | EU | Energy demand | 0.0069457 | FEC
BG | TYNDP2026 | LEV | 2040 | TWh | 198 | Sub_sector | Industry | Paper | Industry (paper) | Energetic | industry_paper_demand_oil_energetic | Liquids | EU | Energy demand | 0.0068498 | FEC
BG | TYNDP2026 | LEV | 2040 | TWh | 199 | Sub_sector | Industry | Paper | Industry (paper) | Energetic | industry_paper_demand_others_energetic | Others | EU | Energy demand | 0 | FEC
BG | TYNDP2026 | LEV | 2040 | TWh | 200 | Sub_sector | Industry | Paper | Industry (paper) | Energetic | industry_paper_demand_ammonia_energetic | Ammonia | EU | Energy demand | 0 | FEC
BG | TYNDP2026 | LEV | 2040 | TWh | 202 | Sub_sector | Industry | Refineries | Industry (refineries, energetic) | Energetic | industry_refinery_demand_electricity_energetic | Electricity | EU | Energy demand | 0.51752 | not_included_in_FEC
BG | TYNDP2026 | LEV | 2040 | TWh | 203 | Sub_sector | Industry | Refineries | Industry (refineries, energetic) | Energetic | industry_refinery_demand_hydrogen_energetic | Hydrogen | EU | Energy demand | 0 | not_included_in_FEC
BG | TYNDP2026 | LEV | 2040 | TWh | 204 | Sub_sector | Industry | Refineries | Industry (refineries, energetic) | Energetic | industry_refinery_demand_methane_energetic | Methane | EU | Energy demand | 0.37043 | not_included_in_FEC
BG | TYNDP2026 | LEV | 2040 | TWh | 205 | Sub_sector | Industry | Refineries | Industry (refineries, energetic) | Energetic | industry_refinery_demand_heat_energetic | Heat | EU | Energy demand | 0 | not_included_in_FEC
BG | TYNDP2026 | LEV | 2040 | TWh | 206 | Sub_sector | Industry | Refineries | Industry (refineries, energetic) | Energetic | industry_refinery_demand_biomass_energetic | Biomass | EU | Energy demand | 0 | not_included_in_FEC
BG | TYNDP2026 | LEV | 2040 | TWh | 207 | Sub_sector | Industry | Refineries | Industry (refineries, energetic) | Energetic | industry_refinery_demand_coal_energetic | Solids | EU | Energy demand | 0 | not_included_in_FEC
BG | TYNDP2026 | LEV | 2040 | TWh | 208 | Sub_sector | Industry | Refineries | Industry (refineries, energetic) | Energetic | industry_refinery_demand_oil_energetic | Liquids | EU | Energy demand | 3.6144 | not_included_in_FEC
BG | TYNDP2026 | LEV | 2040 | TWh | 209 | Sub_sector | Industry | Refineries | Industry (refineries, energetic) | Energetic | industry_refinery_demand_others_energetic | Others | EU | Energy demand | 0 | not_included_in_FEC
BG | TYNDP2026 | LEV | 2040 | TWh | 210 | Sub_sector | Industry | Refineries | Industry (refineries, energetic) | Energetic | industry_refinery_demand_ammonia_energetic | Ammonia | EU | Energy demand | 0 | not_included_in_FEC
BG | TYNDP2026 | LEV | 2040 | TWh | 212 | Sub_sector | Industry | Refineries | Industry (refineries, non-energetic) | Non-energetic | industry_refinery_demand_electricity_non_energetic | Electricity | EU | Energy demand | 0 | not_included_in_FEC
BG | TYNDP2026 | LEV | 2040 | TWh | 213 | Sub_sector | Industry | Refineries | Industry (refineries, non-energetic) | Non-energetic | industry_refinery_demand_hydrogen_non_energetic | Hydrogen | EU | Energy demand | 0 | not_included_in_FEC
BG | TYNDP2026 | LEV | 2040 | TWh | 214 | Sub_sector | Industry | Refineries | Industry (refineries, non-energetic) | Non-energetic | industry_refinery_demand_methane_non_energetic | Methane | EU | Energy demand | 0 | not_included_in_FEC
BG | TYNDP2026 | LEV | 2040 | TWh | 215 | Sub_sector | Industry | Refineries | Industry (refineries, non-energetic) | Non-energetic | industry_refinery_demand_heat_non_energetic | Heat | EU | Energy demand | 0 | not_included_in_FEC
BG | TYNDP2026 | LEV | 2040 | TWh | 216 | Sub_sector | Industry | Refineries | Industry (refineries, non-energetic) | Non-energetic | industry_refinery_demand_biomass_non_energetic | Biomass | EU | Energy demand | 0 | not_included_in_FEC
BG | TYNDP2026 | LEV | 2040 | TWh | 217 | Sub_sector | Industry | Refineries | Industry (refineries, non-energetic) | Non-energetic | industry_refinery_demand_coal_non_energetic | Solids | EU | Energy demand | 0 | not_included_in_FEC
BG | TYNDP2026 | LEV | 2040 | TWh | 218 | Sub_sector | Industry | Refineries | Industry (refineries, non-energetic) | Non-energetic | industry_refinery_demand_oil_non_energetic | Liquids | EU | Energy demand | 0 | not_included_in_FEC
BG | TYNDP2026 | LEV | 2040 | TWh | 219 | Sub_sector | Industry | Refineries | Industry (refineries, non-energetic) | Non-energetic | industry_refinery_demand_others_non_energetic | Others | EU | Energy demand | 0 | not_included_in_FEC
BG | TYNDP2026 | LEV | 2040 | TWh | 220 | Sub_sector | Industry | Refineries | Industry (refineries, non-energetic) | Non-energetic | industry_refinery_demand_ammonia_non_energetic | Ammonia | EU | Energy demand | 0 | not_included_in_FEC
BG | TYNDP2026 | LEV | 2040 | TWh | 222 | Sub_sector | Industry | Steel | Industry (steel) | Energetic | industry_steel_demand_electricity_energetic | Electricity | EU | Energy demand | 1.7007 | FEC
BG | TYNDP2026 | LEV | 2040 | TWh | 223 | Sub_sector | Industry | Steel | Industry (steel) | Energetic | industry_steel_demand_hydrogen_energetic | Hydrogen | EU | Energy demand | 0.2705 | FEC
BG | TYNDP2026 | LEV | 2040 | TWh | 224 | Sub_sector | Industry | Steel | Industry (steel) | Energetic | industry_steel_demand_methane_energetic | Methane | EU | Energy demand | 0.51368 | FEC
BG | TYNDP2026 | LEV | 2040 | TWh | 225 | Sub_sector | Industry | Steel | Industry (steel) | Energetic | industry_steel_demand_heat_energetic | Heat | EU | Energy demand | 0.00023862 | FEC
BG | TYNDP2026 | LEV | 2040 | TWh | 226 | Sub_sector | Industry | Steel | Industry (steel) | Energetic | industry_steel_demand_biomass_energetic | Biomass | EU | Energy demand | 0.00030755 | FEC
BG | TYNDP2026 | LEV | 2040 | TWh | 227 | Sub_sector | Industry | Steel | Industry (steel) | Energetic | industry_steel_demand_coal_energetic | Solids | EU | Energy demand | 0.00019656 | FEC
BG | TYNDP2026 | LEV | 2040 | TWh | 228 | Sub_sector | Industry | Steel | Industry (steel) | Energetic | industry_steel_demand_oil_energetic | Liquids | EU | Energy demand | 0.0020728 | FEC
BG | TYNDP2026 | LEV | 2040 | TWh | 229 | Sub_sector | Industry | Steel | Industry (steel) | Energetic | industry_steel_demand_others_energetic | Others | EU | Energy demand | 0 | FEC
BG | TYNDP2026 | LEV | 2040 | TWh | 230 | Sub_sector | Industry | Steel | Industry (steel) | Energetic | industry_steel_demand_ammonia_energetic | Ammonia | EU | Energy demand | 0 | FEC
BG | TYNDP2026 | LEV | 2040 | TWh | 232 | Sub_sector | Transport | Cars | Transport (cars) | Energetic | transport_cars_final_demand_electricity | Electricity | EU | Energy demand | 0.082549 | FEC
BG | TYNDP2026 | LEV | 2040 | TWh | 233 | Sub_sector | Transport | Cars | Transport (cars) | Energetic | transport_cars_final_demand_hydrogen | Hydrogen | EU | Energy demand | 0.1715 | FEC
BG | TYNDP2026 | LEV | 2040 | TWh | 234 | Sub_sector | Transport | Cars | Transport (cars) | Energetic | transport_cars_final_demand_methane | Methane | EU | Energy demand | 0.35817 | FEC
BG | TYNDP2026 | LEV | 2040 | TWh | 235 | Sub_sector | Transport | Cars | Transport (cars) | Energetic | transport_cars_final_demand_heat | Heat | EU | Energy demand | 0 | FEC
BG | TYNDP2026 | LEV | 2040 | TWh | 236 | Sub_sector | Transport | Cars | Transport (cars) | Energetic | transport_cars_final_demand_biomass | Biomass | EU | Energy demand | 0 | FEC
BG | TYNDP2026 | LEV | 2040 | TWh | 237 | Sub_sector | Transport | Cars | Transport (cars) | Energetic | transport_cars_final_demand_coal | Solids | EU | Energy demand | 0 | FEC
BG | TYNDP2026 | LEV | 2040 | TWh | 238 | Sub_sector | Transport | Cars | Transport (cars) | Energetic | transport_cars_final_demand_oil | Liquids | EU | Energy demand | 14.8885 | FEC
BG | TYNDP2026 | LEV | 2040 | TWh | 239 | Sub_sector | Transport | Cars | Transport (cars) | Energetic | transport_cars_final_demand_other | Others | EU | Energy demand | 0 | FEC
BG | TYNDP2026 | LEV | 2040 | TWh | 240 | Sub_sector | Transport | Cars | Transport (cars) | Energetic | transport_cars_final_demand_ammonia | Ammonia | EU | Energy demand | 0 | FEC
BG | TYNDP2026 | LEV | 2040 | TWh | 242 | Sub_sector | Transport | Busses | Transport (busses) | Energetic | transport_busses_final_demand_electricity | Electricity | EU | Energy demand | 0.42778 | FEC
BG | TYNDP2026 | LEV | 2040 | TWh | 243 | Sub_sector | Transport | Busses | Transport (busses) | Energetic | transport_busses_final_demand_hydrogen | Hydrogen | EU | Energy demand | 0.12464 | FEC
BG | TYNDP2026 | LEV | 2040 | TWh | 244 | Sub_sector | Transport | Busses | Transport (busses) | Energetic | transport_busses_final_demand_methane | Methane | EU | Energy demand | 0.1794 | FEC
BG | TYNDP2026 | LEV | 2040 | TWh | 245 | Sub_sector | Transport | Busses | Transport (busses) | Energetic | transport_busses_final_demand_heat | Heat | EU | Energy demand | 0 | FEC
BG | TYNDP2026 | LEV | 2040 | TWh | 246 | Sub_sector | Transport | Busses | Transport (busses) | Energetic | transport_busses_final_demand_biomass | Biomass | EU | Energy demand | 0 | FEC
BG | TYNDP2026 | LEV | 2040 | TWh | 247 | Sub_sector | Transport | Busses | Transport (busses) | Energetic | transport_busses_final_demand_coal | Solids | EU | Energy demand | 0 | FEC
BG | TYNDP2026 | LEV | 2040 | TWh | 248 | Sub_sector | Transport | Busses | Transport (busses) | Energetic | transport_busses_final_demand_oil | Liquids | EU | Energy demand | 0.9118 | FEC
BG | TYNDP2026 | LEV | 2040 | TWh | 249 | Sub_sector | Transport | Busses | Transport (busses) | Energetic | transport_busses_final_demand_other | Others | EU | Energy demand | 0 | FEC
BG | TYNDP2026 | LEV | 2040 | TWh | 250 | Sub_sector | Transport | Busses | Transport (busses) | Energetic | transport_busses_final_demand_ammonia | Ammonia | EU | Energy demand | 0 | FEC
BG | TYNDP2026 | LEV | 2040 | TWh | 252 | Sub_sector | Transport | Trucks | Transport (trucks) | Energetic | transport_trucks_final_demand_electricity | Electricity | EU | Energy demand | 0 | FEC
BG | TYNDP2026 | LEV | 2040 | TWh | 253 | Sub_sector | Transport | Trucks | Transport (trucks) | Energetic | transport_trucks_final_demand_hydrogen | Hydrogen | EU | Energy demand | 1.4727 | FEC
BG | TYNDP2026 | LEV | 2040 | TWh | 254 | Sub_sector | Transport | Trucks | Transport (trucks) | Energetic | transport_trucks_final_demand_methane | Methane | EU | Energy demand | 0.00084883 | FEC
BG | TYNDP2026 | LEV | 2040 | TWh | 255 | Sub_sector | Transport | Trucks | Transport (trucks) | Energetic | transport_trucks_final_demand_heat | Heat | EU | Energy demand | 0 | FEC
BG | TYNDP2026 | LEV | 2040 | TWh | 256 | Sub_sector | Transport | Trucks | Transport (trucks) | Energetic | transport_trucks_final_demand_biomass | Biomass | EU | Energy demand | 0 | FEC
BG | TYNDP2026 | LEV | 2040 | TWh | 257 | Sub_sector | Transport | Trucks | Transport (trucks) | Energetic | transport_trucks_final_demand_coal | Solids | EU | Energy demand | 0 | FEC
BG | TYNDP2026 | LEV | 2040 | TWh | 258 | Sub_sector | Transport | Trucks | Transport (trucks) | Energetic | transport_trucks_final_demand_oil | Liquids | EU | Energy demand | 10.0836 | FEC
BG | TYNDP2026 | LEV | 2040 | TWh | 259 | Sub_sector | Transport | Trucks | Transport (trucks) | Energetic | transport_trucks_final_demand_other | Others | EU | Energy demand | 0 | FEC
BG | TYNDP2026 | LEV | 2040 | TWh | 260 | Sub_sector | Transport | Trucks | Transport (trucks) | Energetic | transport_trucks_final_demand_ammonia | Ammonia | EU | Energy demand | 0 | FEC
BG | TYNDP2026 | LEV | 2040 | TWh | 262 | Sub_sector | Transport | Vans | Transport (vans) | Energetic | transport_vans_final_demand_electricity | Electricity | EU | Energy demand | 0.022337 | FEC
BG | TYNDP2026 | LEV | 2040 | TWh | 263 | Sub_sector | Transport | Vans | Transport (vans) | Energetic | transport_vans_final_demand_hydrogen | Hydrogen | EU | Energy demand | 0.074256 | FEC
BG | TYNDP2026 | LEV | 2040 | TWh | 264 | Sub_sector | Transport | Vans | Transport (vans) | Energetic | transport_vans_final_demand_methane | Methane | EU | Energy demand | 0.0022547 | FEC
BG | TYNDP2026 | LEV | 2040 | TWh | 265 | Sub_sector | Transport | Vans | Transport (vans) | Energetic | transport_vans_final_demand_heat | Heat | EU | Energy demand | 0 | FEC
BG | TYNDP2026 | LEV | 2040 | TWh | 266 | Sub_sector | Transport | Vans | Transport (vans) | Energetic | transport_vans_final_demand_biomass | Biomass | EU | Energy demand | 0 | FEC
BG | TYNDP2026 | LEV | 2040 | TWh | 267 | Sub_sector | Transport | Vans | Transport (vans) | Energetic | transport_vans_final_demand_coal | Solids | EU | Energy demand | 0 | FEC
BG | TYNDP2026 | LEV | 2040 | TWh | 268 | Sub_sector | Transport | Vans | Transport (vans) | Energetic | transport_vans_final_demand_oil | Liquids | EU | Energy demand | 3.1713 | FEC
BG | TYNDP2026 | LEV | 2040 | TWh | 269 | Sub_sector | Transport | Vans | Transport (vans) | Energetic | transport_vans_final_demand_other | Others | EU | Energy demand | 0 | FEC
BG | TYNDP2026 | LEV | 2040 | TWh | 270 | Sub_sector | Transport | Vans | Transport (vans) | Energetic | transport_vans_final_demand_ammonia | Ammonia | EU | Energy demand | 0 | FEC
BG | TYNDP2026 | LEV | 2040 | TWh | 272 | Sub_sector | Transport | Freight trains | Transport (trains) | Energetic | transport_trains_final_demand_electricity | Electricity | EU | Energy demand | 8.4296 | FEC
BG | TYNDP2026 | LEV | 2040 | TWh | 273 | Sub_sector | Transport | Freight trains | Transport (trains) | Energetic | transport_trains_final_demand_hydrogen | Hydrogen | EU | Energy demand | 0 | FEC
BG | TYNDP2026 | LEV | 2040 | TWh | 274 | Sub_sector | Transport | Freight trains | Transport (trains) | Energetic | transport_trains_final_demand_methane | Methane | EU | Energy demand | 0 | FEC
BG | TYNDP2026 | LEV | 2040 | TWh | 275 | Sub_sector | Transport | Freight trains | Transport (trains) | Energetic | transport_trains_final_demand_heat | Heat | EU | Energy demand | 0 | FEC
BG | TYNDP2026 | LEV | 2040 | TWh | 276 | Sub_sector | Transport | Freight trains | Transport (trains) | Energetic | transport_trains_final_demand_biomass | Biomass | EU | Energy demand | 0 | FEC
BG | TYNDP2026 | LEV | 2040 | TWh | 277 | Sub_sector | Transport | Freight trains | Transport (trains) | Energetic | transport_trains_final_demand_coal | Solids | EU | Energy demand | 0 | FEC
BG | TYNDP2026 | LEV | 2040 | TWh | 278 | Sub_sector | Transport | Freight trains | Transport (trains) | Energetic | transport_trains_final_demand_oil | Liquids | EU | Energy demand | 0.15438 | FEC
BG | TYNDP2026 | LEV | 2040 | TWh | 279 | Sub_sector | Transport | Freight trains | Transport (trains) | Energetic | transport_trains_final_demand_other | Others | EU | Energy demand | 0 | FEC
BG | TYNDP2026 | LEV | 2040 | TWh | 280 | Sub_sector | Transport | Freight trains | Transport (trains) | Energetic | transport_trains_final_demand_ammonia | Ammonia | EU | Energy demand | 0 | FEC
BG | TYNDP2026 | LEV | 2040 | TWh | 282 | Sub_sector | Transport | Ships | Transport (ships) | Energetic | transport_ships_final_demand_electricity | Electricity | EU | Energy demand | 0.4123 | FEC
BG | TYNDP2026 | LEV | 2040 | TWh | 283 | Sub_sector | Transport | Ships | Transport (ships) | Energetic | transport_ships_final_demand_hydrogen | Hydrogen | EU | Energy demand | 0 | FEC
BG | TYNDP2026 | LEV | 2040 | TWh | 284 | Sub_sector | Transport | Ships | Transport (ships) | Energetic | transport_ships_final_demand_methane | Methane | EU | Energy demand | 0.00028118 | FEC
BG | TYNDP2026 | LEV | 2040 | TWh | 285 | Sub_sector | Transport | Ships | Transport (ships) | Energetic | transport_ships_final_demand_heat | Heat | EU | Energy demand | 0 | FEC
BG | TYNDP2026 | LEV | 2040 | TWh | 286 | Sub_sector | Transport | Ships | Transport (ships) | Energetic | transport_ships_final_demand_biomass | Biomass | EU | Energy demand | 0 | FEC
BG | TYNDP2026 | LEV | 2040 | TWh | 287 | Sub_sector | Transport | Ships | Transport (ships) | Energetic | transport_ships_final_demand_coal | Solids | EU | Energy demand | 0 | FEC
BG | TYNDP2026 | LEV | 2040 | TWh | 288 | Sub_sector | Transport | Ships | Transport (ships) | Energetic | transport_ships_final_demand_oil | Liquids | EU | Energy demand | 8.5e-05 | FEC
BG | TYNDP2026 | LEV | 2040 | TWh | 289 | Sub_sector | Transport | Ships | Transport (ships) | Energetic | transport_ships_final_demand_other | Others | EU | Energy demand | 0 | FEC
BG | TYNDP2026 | LEV | 2040 | TWh | 290 | Sub_sector | Transport | Ships | Transport (ships) | Energetic | transport_ships_final_demand_ammonia | Ammonia | EU | Energy demand | 0 | FEC
BG | TYNDP2026 | LEV | 2040 | TWh | 292 | Sub_sector | Transport | Planes | Transport (planes) | Energetic | transport_planes_final_demand_electricity | Electricity | EU | Energy demand | 0 | FEC
BG | TYNDP2026 | LEV | 2040 | TWh | 293 | Sub_sector | Transport | Planes | Transport (planes) | Energetic | transport_planes_final_demand_hydrogen | Hydrogen | EU | Energy demand | 0 | FEC
BG | TYNDP2026 | LEV | 2040 | TWh | 294 | Sub_sector | Transport | Planes | Transport (planes) | Energetic | transport_planes_final_demand_methane | Methane | EU | Energy demand | 0 | FEC
BG | TYNDP2026 | LEV | 2040 | TWh | 295 | Sub_sector | Transport | Planes | Transport (planes) | Energetic | transport_planes_final_demand_heat | Heat | EU | Energy demand | 0 | FEC
BG | TYNDP2026 | LEV | 2040 | TWh | 296 | Sub_sector | Transport | Planes | Transport (planes) | Energetic | transport_planes_final_demand_biomass | Biomass | EU | Energy demand | 0 | FEC
BG | TYNDP2026 | LEV | 2040 | TWh | 297 | Sub_sector | Transport | Planes | Transport (planes) | Energetic | transport_planes_final_demand_coal | Solids | EU | Energy demand | 0 | FEC
BG | TYNDP2026 | LEV | 2040 | TWh | 298 | Sub_sector | Transport | Planes | Transport (planes) | Energetic | transport_planes_final_demand_oil | Liquids | EU | Energy demand | 0.066928 | FEC
BG | TYNDP2026 | LEV | 2040 | TWh | 299 | Sub_sector | Transport | Planes | Transport (planes) | Energetic | transport_planes_final_demand_other | Others | EU | Energy demand | 0 | FEC
BG | TYNDP2026 | LEV | 2040 | TWh | 300 | Sub_sector | Transport | Planes | Transport (planes) | Energetic | transport_planes_final_demand_ammonia | Ammonia | EU | Energy demand | 0 | FEC
BG | TYNDP2026 | LEV | 2040 | TWh | 302 | Sub_sector | Transport | Others | Transport (others) | Energetic | transport_other_final_demand_electricity | Electricity | EU | Energy demand | 0.015588 | FEC
BG | TYNDP2026 | LEV | 2040 | TWh | 303 | Sub_sector | Transport | Others | Transport (others) | Energetic | transport_other_final_demand_hydrogen | Hydrogen | EU | Energy demand | 0.032708 | FEC
BG | TYNDP2026 | LEV | 2040 | TWh | 304 | Sub_sector | Transport | Others | Transport (others) | Energetic | transport_other_final_demand_methane | Methane | EU | Energy demand | 0 | FEC
BG | TYNDP2026 | LEV | 2040 | TWh | 305 | Sub_sector | Transport | Others | Transport (others) | Energetic | transport_other_final_demand_heat | Heat | EU | Energy demand | 0 | FEC
BG | TYNDP2026 | LEV | 2040 | TWh | 306 | Sub_sector | Transport | Others | Transport (others) | Energetic | transport_other_final_demand_biomass | Biomass | EU | Energy demand | 0 | FEC
BG | TYNDP2026 | LEV | 2040 | TWh | 307 | Sub_sector | Transport | Others | Transport (others) | Energetic | transport_other_final_demand_coal | Solids | EU | Energy demand | 0 | FEC
BG | TYNDP2026 | LEV | 2040 | TWh | 308 | Sub_sector | Transport | Others | Transport (others) | Energetic | transport_other_final_demand_oil | Liquids | EU | Energy demand | 0.18066 | FEC
BG | TYNDP2026 | LEV | 2040 | TWh | 309 | Sub_sector | Transport | Others | Transport (others) | Energetic | transport_other_final_demand_other | Others | EU | Energy demand | 0 | FEC
BG | TYNDP2026 | LEV | 2040 | TWh | 310 | Sub_sector | Transport | Others | Transport (others) | Energetic | transport_other_final_demand_ammonia | Ammonia | EU | Energy demand | 0 | FEC
BG | TYNDP2026 | LEV | 2040 | TWh | 312 | Sub_sector | International transport | International aviation | Transport (int. aviation) | Energetic | transport_int_aviation_final_demand_electricity | Electricity | EU | Energy demand | 0 | FEC
BG | TYNDP2026 | LEV | 2040 | TWh | 313 | Sub_sector | International transport | International aviation | Transport (int. aviation) | Energetic | transport_int_aviation_final_demand_hydrogen | Hydrogen | EU | Energy demand | 0 | FEC
BG | TYNDP2026 | LEV | 2040 | TWh | 314 | Sub_sector | International transport | International aviation | Transport (int. aviation) | Energetic | transport_int_aviation_final_demand_methane | Methane | EU | Energy demand | 0 | FEC
BG | TYNDP2026 | LEV | 2040 | TWh | 315 | Sub_sector | International transport | International aviation | Transport (int. aviation) | Energetic | transport_int_aviation_final_demand_heat | Heat | EU | Energy demand | 0 | FEC
BG | TYNDP2026 | LEV | 2040 | TWh | 316 | Sub_sector | International transport | International aviation | Transport (int. aviation) | Energetic | transport_int_aviation_final_demand_biofuels | Biomass | EU | Energy demand | 0 | FEC
BG | TYNDP2026 | LEV | 2040 | TWh | 317 | Sub_sector | International transport | International aviation | Transport (int. aviation) | Energetic | transport_int_aviation_final_demand_coal | Solids | EU | Energy demand | 0 | FEC
BG | TYNDP2026 | LEV | 2040 | TWh | 318 | Sub_sector | International transport | International aviation | Transport (int. aviation) | Energetic | transport_int_aviation_final_demand_oil | Liquids | EU | Energy demand | 2.4836 | FEC
BG | TYNDP2026 | LEV | 2040 | TWh | 319 | Sub_sector | International transport | International aviation | Transport (int. aviation) | Energetic | transport_int_aviation_final_demand_other | Others | EU | Energy demand | 0 | FEC
BG | TYNDP2026 | LEV | 2040 | TWh | 320 | Sub_sector | International transport | International aviation | Transport (int. aviation) | Energetic | transport_int_aviation_final_demand_ammonia | Ammonia | EU | Energy demand | 0 | FEC
BG | TYNDP2026 | LEV | 2040 | TWh | 322 | Sub_sector | International transport | International shipping | Transport (int. shipping) | Energetic | transport_int_shipping_final_demand_electricity | Electricity | EU | Energy demand | 0 | not_included_in_FEC
BG | TYNDP2026 | LEV | 2040 | TWh | 323 | Sub_sector | International transport | International shipping | Transport (int. shipping) | Energetic | transport_int_shipping_final_demand_hydrogen | Hydrogen | EU | Energy demand | 0 | not_included_in_FEC
BG | TYNDP2026 | LEV | 2040 | TWh | 324 | Sub_sector | International transport | International shipping | Transport (int. shipping) | Energetic | transport_int_shipping_final_demand_methane | Methane | EU | Energy demand | 0 | not_included_in_FEC
BG | TYNDP2026 | LEV | 2040 | TWh | 325 | Sub_sector | International transport | International shipping | Transport (int. shipping) | Energetic | transport_int_shipping_final_demand_heat | Heat | EU | Energy demand | 0 | not_included_in_FEC
BG | TYNDP2026 | LEV | 2040 | TWh | 326 | Sub_sector | International transport | International shipping | Transport (int. shipping) | Energetic | transport_int_shipping_final_demand_biofuels | Biomass | EU | Energy demand | 0 | not_included_in_FEC
BG | TYNDP2026 | LEV | 2040 | TWh | 327 | Sub_sector | International transport | International shipping | Transport (int. shipping) | Energetic | transport_int_shipping_final_demand_coal | Solids | EU | Energy demand | 0 | not_included_in_FEC
BG | TYNDP2026 | LEV | 2040 | TWh | 328 | Sub_sector | International transport | International shipping | Transport (int. shipping) | Energetic | transport_int_shipping_final_demand_oil | Liquids | EU | Energy demand | 0.7308 | not_included_in_FEC
BG | TYNDP2026 | LEV | 2040 | TWh | 329 | Sub_sector | International transport | International shipping | Transport (int. shipping) | Energetic | transport_int_shipping_final_demand_other | Others | EU | Energy demand | 0 | not_included_in_FEC
BG | TYNDP2026 | LEV | 2040 | TWh | 330 | Sub_sector | International transport | International shipping | Transport (int. shipping) | Energetic | transport_int_shipping_final_demand_ammonia | Ammonia | EU | Energy demand | 0 | not_included_in_FEC
BG | TYNDP2026 | LEV | 2040 | TWh | 332 | Sub_sector | Households | Space heating | Households (heating) | Energetic | households_heating_final_demand_electricity | Electricity | EU | Energy demand | 1.31 | FEC
BG | TYNDP2026 | LEV | 2040 | TWh | 333 | Sub_sector | Households | Space heating | Households (heating) | Energetic | households_heating_final_demand_hydrogen | Hydrogen | EU | Energy demand | 0 | FEC
BG | TYNDP2026 | LEV | 2040 | TWh | 334 | Sub_sector | Households | Space heating | Households (heating) | Energetic | households_heating_final_demand_methane | Methane | EU | Energy demand | 0.23542 | FEC
BG | TYNDP2026 | LEV | 2040 | TWh | 335 | Sub_sector | Households | Space heating | Households (heating) | Energetic | households_heating_final_demand_heat | Heat | EU | Energy demand | 1.0461 | FEC
BG | TYNDP2026 | LEV | 2040 | TWh | 336 | Sub_sector | Households | Space heating | Households (heating) | Energetic | households_heating_final_demand_biomass | Biomass | EU | Energy demand | 3.3186 | FEC
BG | TYNDP2026 | LEV | 2040 | TWh | 337 | Sub_sector | Households | Space heating | Households (heating) | Energetic | households_heating_final_demand_coal | Solids | EU | Energy demand | 1.5982 | FEC
BG | TYNDP2026 | LEV | 2040 | TWh | 338 | Sub_sector | Households | Space heating | Households (heating) | Energetic | households_heating_final_demand_oil | Liquids | EU | Energy demand | 0.15817 | FEC
BG | TYNDP2026 | LEV | 2040 | TWh | 339 | Sub_sector | Households | Space heating | Households (heating) | Energetic | households_heating_final_demand_other | Others | EU | Energy demand | 0 | FEC
BG | TYNDP2026 | LEV | 2040 | TWh | 340 | Sub_sector | Households | Space heating | Households (heating) | Energetic | households_heating_final_demand_ammonia | Ammonia | EU | Energy demand | 0 | FEC
BG | TYNDP2026 | LEV | 2040 | TWh | 343 | Sub_sector | Households | Cooling | Households (cooling) | Energetic | households_cooling_final_demand_electricity | Electricity | EU | Energy demand | 0.20408 | FEC
BG | TYNDP2026 | LEV | 2040 | TWh | 344 | Sub_sector | Households | Cooling | Households (cooling) | Energetic | households_cooling_final_demand_hydrogen | Hydrogen | EU | Energy demand | 0 | FEC
BG | TYNDP2026 | LEV | 2040 | TWh | 345 | Sub_sector | Households | Cooling | Households (cooling) | Energetic | households_cooling_final_demand_methane | Methane | EU | Energy demand | 0 | FEC
BG | TYNDP2026 | LEV | 2040 | TWh | 346 | Sub_sector | Households | Cooling | Households (cooling) | Energetic | households_cooling_final_demand_heat | Heat | EU | Energy demand | 0 | FEC
BG | TYNDP2026 | LEV | 2040 | TWh | 347 | Sub_sector | Households | Cooling | Households (cooling) | Energetic | households_cooling_final_demand_biomass | Biomass | EU | Energy demand | 0 | FEC
BG | TYNDP2026 | LEV | 2040 | TWh | 348 | Sub_sector | Households | Cooling | Households (cooling) | Energetic | households_cooling_final_demand_coal | Solids | EU | Energy demand | 0 | FEC
BG | TYNDP2026 | LEV | 2040 | TWh | 349 | Sub_sector | Households | Cooling | Households (cooling) | Energetic | households_cooling_final_demand_oil | Liquids | EU | Energy demand | 0 | FEC
BG | TYNDP2026 | LEV | 2040 | TWh | 350 | Sub_sector | Households | Cooling | Households (cooling) | Energetic | households_cooling_final_demand_other | Others | EU | Energy demand | 0 | FEC
BG | TYNDP2026 | LEV | 2040 | TWh | 351 | Sub_sector | Households | Cooling | Households (cooling) | Energetic | households_cooling_final_demand_ammonia | Ammonia | EU | Energy demand | 0 | FEC
BG | TYNDP2026 | LEV | 2040 | TWh | 354 | Sub_sector | Households | Hot water | Households (hot water) | Energetic | households_hot_water_final_demand_electricity | Electricity | EU | Energy demand | 0.78327 | FEC
BG | TYNDP2026 | LEV | 2040 | TWh | 355 | Sub_sector | Households | Hot water | Households (hot water) | Energetic | households_hot_water_final_demand_hydrogen | Hydrogen | EU | Energy demand | 0 | FEC
BG | TYNDP2026 | LEV | 2040 | TWh | 356 | Sub_sector | Households | Hot water | Households (hot water) | Energetic | households_hot_water_final_demand_methane | Methane | EU | Energy demand | 0.19731 | FEC
BG | TYNDP2026 | LEV | 2040 | TWh | 357 | Sub_sector | Households | Hot water | Households (hot water) | Energetic | households_hot_water_final_demand_heat | Heat | EU | Energy demand | 0.8543 | FEC
BG | TYNDP2026 | LEV | 2040 | TWh | 358 | Sub_sector | Households | Hot water | Households (hot water) | Energetic | households_hot_water_final_demand_biomass | Biomass | EU | Energy demand | 1.73 | FEC
BG | TYNDP2026 | LEV | 2040 | TWh | 359 | Sub_sector | Households | Hot water | Households (hot water) | Energetic | households_hot_water_final_demand_coal | Solids | EU | Energy demand | 0.616 | FEC
BG | TYNDP2026 | LEV | 2040 | TWh | 360 | Sub_sector | Households | Hot water | Households (hot water) | Energetic | households_hot_water_final_demand_oil | Liquids | EU | Energy demand | 0.058989 | FEC
BG | TYNDP2026 | LEV | 2040 | TWh | 361 | Sub_sector | Households | Hot water | Households (hot water) | Energetic | households_hot_water_final_demand_other | Others | EU | Energy demand | 0.057613 | FEC
BG | TYNDP2026 | LEV | 2040 | TWh | 362 | Sub_sector | Households | Hot water | Households (hot water) | Energetic | households_hot_water_final_demand_ammonia | Ammonia | EU | Energy demand | 0 | FEC
BG | TYNDP2026 | LEV | 2040 | TWh | 365 | Sub_sector | Households | Appliances | Households (appliances) | Energetic | households_appliances_final_demand_electricity | Electricity | EU | Energy demand | 9.3835 | FEC
BG | TYNDP2026 | LEV | 2040 | TWh | 366 | Sub_sector | Households | Appliances | Households (appliances) | Energetic | households_appliances_final_demand_hydrogen | Hydrogen | EU | Energy demand | 0.012376 | FEC
BG | TYNDP2026 | LEV | 2040 | TWh | 367 | Sub_sector | Households | Appliances | Households (appliances) | Energetic | households_appliances_final_demand_methane | Methane | EU | Energy demand | 0.41941 | FEC
BG | TYNDP2026 | LEV | 2040 | TWh | 368 | Sub_sector | Households | Appliances | Households (appliances) | Energetic | households_appliances_final_demand_heat | Heat | EU | Energy demand | 0 | FEC
BG | TYNDP2026 | LEV | 2040 | TWh | 369 | Sub_sector | Households | Appliances | Households (appliances) | Energetic | households_appliances_final_demand_biomass | Biomass | EU | Energy demand | 0.0095572 | FEC
BG | TYNDP2026 | LEV | 2040 | TWh | 370 | Sub_sector | Households | Appliances | Households (appliances) | Energetic | households_appliances_final_demand_coal | Solids | EU | Energy demand | 0 | FEC
BG | TYNDP2026 | LEV | 2040 | TWh | 371 | Sub_sector | Households | Appliances | Households (appliances) | Energetic | households_appliances_final_demand_oil | Liquids | EU | Energy demand | 0 | FEC
BG | TYNDP2026 | LEV | 2040 | TWh | 372 | Sub_sector | Households | Appliances | Households (appliances) | Energetic | households_appliances_final_demand_other | Others | EU | Energy demand | 0 | FEC
BG | TYNDP2026 | LEV | 2040 | TWh | 373 | Sub_sector | Households | Appliances | Households (appliances) | Energetic | households_appliances_final_demand_ammonia | Ammonia | EU | Energy demand | 0 | FEC
BG | TYNDP2026 | LEV | 2040 | TWh | 375 | Sub_sector | Buildings | Space heating | Buildings (heat) | Energetic | buildings_heat_final_demand_electricity | Electricity | EU | Energy demand | 1.7898 | FEC
BG | TYNDP2026 | LEV | 2040 | TWh | 376 | Sub_sector | Buildings | Space heating | Buildings (heat) | Energetic | buildings_heat_final_demand_hydrogen | Hydrogen | EU | Energy demand | 0 | FEC
BG | TYNDP2026 | LEV | 2040 | TWh | 377 | Sub_sector | Buildings | Space heating | Buildings (heat) | Energetic | buildings_heat_final_demand_methane | Methane | EU | Energy demand | 0.83938 | FEC
BG | TYNDP2026 | LEV | 2040 | TWh | 378 | Sub_sector | Buildings | Space heating | Buildings (heat) | Energetic | buildings_heat_final_demand_heat | Heat | EU | Energy demand | 1.6002 | FEC
BG | TYNDP2026 | LEV | 2040 | TWh | 379 | Sub_sector | Buildings | Space heating | Buildings (heat) | Energetic | buildings_heat_final_demand_biomass | Biomass | EU | Energy demand | 0.96097 | FEC
BG | TYNDP2026 | LEV | 2040 | TWh | 380 | Sub_sector | Buildings | Space heating | Buildings (heat) | Energetic | buildings_heat_final_demand_coal | Solids | EU | Energy demand | 0.03952 | FEC
BG | TYNDP2026 | LEV | 2040 | TWh | 381 | Sub_sector | Buildings | Space heating | Buildings (heat) | Energetic | buildings_heat_final_demand_oil | Liquids | EU | Energy demand | 0.31748 | FEC
BG | TYNDP2026 | LEV | 2040 | TWh | 382 | Sub_sector | Buildings | Space heating | Buildings (heat) | Energetic | buildings_heat_final_demand_other | Others | EU | Energy demand | 0.019721 | FEC
BG | TYNDP2026 | LEV | 2040 | TWh | 383 | Sub_sector | Buildings | Space heating | Buildings (heat) | Energetic | buildings_heat_final_demand_ammonia | Ammonia | EU | Energy demand | 0 | FEC
BG | TYNDP2026 | LEV | 2040 | TWh | 386 | Sub_sector | Buildings | Cooling | Buildings (cooling) | Energetic | buildings_cooling_final_demand_electricity | Electricity | EU | Energy demand | 0.48783 | FEC
BG | TYNDP2026 | LEV | 2040 | TWh | 387 | Sub_sector | Buildings | Cooling | Buildings (cooling) | Energetic | buildings_cooling_final_demand_hydrogen | Hydrogen | EU | Energy demand | 0 | FEC
BG | TYNDP2026 | LEV | 2040 | TWh | 388 | Sub_sector | Buildings | Cooling | Buildings (cooling) | Energetic | buildings_cooling_final_demand_methane | Methane | EU | Energy demand | 0.00019057 | FEC
BG | TYNDP2026 | LEV | 2040 | TWh | 389 | Sub_sector | Buildings | Cooling | Buildings (cooling) | Energetic | buildings_cooling_final_demand_heat | Heat | EU | Energy demand | 0 | FEC
BG | TYNDP2026 | LEV | 2040 | TWh | 390 | Sub_sector | Buildings | Cooling | Buildings (cooling) | Energetic | buildings_cooling_final_demand_biomass | Biomass | EU | Energy demand | 0 | FEC
BG | TYNDP2026 | LEV | 2040 | TWh | 391 | Sub_sector | Buildings | Cooling | Buildings (cooling) | Energetic | buildings_cooling_final_demand_coal | Solids | EU | Energy demand | 0 | FEC
BG | TYNDP2026 | LEV | 2040 | TWh | 392 | Sub_sector | Buildings | Cooling | Buildings (cooling) | Energetic | buildings_cooling_final_demand_oil | Liquids | EU | Energy demand | 0 | FEC
BG | TYNDP2026 | LEV | 2040 | TWh | 393 | Sub_sector | Buildings | Cooling | Buildings (cooling) | Energetic | buildings_cooling_final_demand_other | Others | EU | Energy demand | 0 | FEC
BG | TYNDP2026 | LEV | 2040 | TWh | 394 | Sub_sector | Buildings | Cooling | Buildings (cooling) | Energetic | buildings_cooling_final_demand_ammonia | Ammonia | EU | Energy demand | 0 | FEC
BG | TYNDP2026 | LEV | 2040 | TWh | 397 | Sub_sector | Buildings | Appliances | Buildings (appliances) | Energetic | buildings_appliances_final_demand_electricity | Electricity | EU | Energy demand | 5.4726 | FEC
BG | TYNDP2026 | LEV | 2040 | TWh | 398 | Sub_sector | Buildings | Appliances | Buildings (appliances) | Energetic | buildings_appliances_final_demand_hydrogen | Hydrogen | EU | Energy demand | 0 | FEC
BG | TYNDP2026 | LEV | 2040 | TWh | 399 | Sub_sector | Buildings | Appliances | Buildings (appliances) | Energetic | buildings_appliances_final_demand_methane | Methane | EU | Energy demand | 0.3286 | FEC
BG | TYNDP2026 | LEV | 2040 | TWh | 400 | Sub_sector | Buildings | Appliances | Buildings (appliances) | Energetic | buildings_appliances_final_demand_heat | Heat | EU | Energy demand | 0 | FEC
BG | TYNDP2026 | LEV | 2040 | TWh | 401 | Sub_sector | Buildings | Appliances | Buildings (appliances) | Energetic | buildings_appliances_final_demand_biomass | Biomass | EU | Energy demand | 0 | FEC
BG | TYNDP2026 | LEV | 2040 | TWh | 402 | Sub_sector | Buildings | Appliances | Buildings (appliances) | Energetic | buildings_appliances_final_demand_coal | Solids | EU | Energy demand | 0 | FEC
BG | TYNDP2026 | LEV | 2040 | TWh | 403 | Sub_sector | Buildings | Appliances | Buildings (appliances) | Energetic | buildings_appliances_final_demand_oil | Liquids | EU | Energy demand | 0 | FEC
BG | TYNDP2026 | LEV | 2040 | TWh | 404 | Sub_sector | Buildings | Appliances | Buildings (appliances) | Energetic | buildings_appliances_final_demand_other | Others | EU | Energy demand | 0 | FEC
BG | TYNDP2026 | LEV | 2040 | TWh | 405 | Sub_sector | Buildings | Appliances | Buildings (appliances) | Energetic | buildings_appliances_final_demand_ammonia | Ammonia | EU | Energy demand | 0 | FEC
BG | TYNDP2026 | LEV | 2040 | TWh | 407 | Sub_sector | Buildings | Datacenters | Datacenters & ICT | Energetic | datacentres_final_demand_electricity_energetic | Electricity | EU | Energy demand | 0.58894 | FEC
BG | TYNDP2026 | LEV | 2040 | TWh | 408 | Sub_sector | Buildings | Datacenters | Datacenters & ICT | Energetic | datacentres_final_demand_hydrogen_energetic | Hydrogen | EU | Energy demand | 0 | FEC
BG | TYNDP2026 | LEV | 2040 | TWh | 409 | Sub_sector | Buildings | Datacenters | Datacenters & ICT | Energetic | datacentres_final_demand_methane_energetic | Methane | EU | Energy demand | 0 | FEC
BG | TYNDP2026 | LEV | 2040 | TWh | 410 | Sub_sector | Buildings | Datacenters | Datacenters & ICT | Energetic | datacentres_final_demand_heat_energetic | Heat | EU | Energy demand | 0 | FEC
BG | TYNDP2026 | LEV | 2040 | TWh | 411 | Sub_sector | Buildings | Datacenters | Datacenters & ICT | Energetic | datacentres_final_demand_biomass_energetic | Biomass | EU | Energy demand | 0 | FEC
BG | TYNDP2026 | LEV | 2040 | TWh | 412 | Sub_sector | Buildings | Datacenters | Datacenters & ICT | Energetic | datacentres_final_demand_coal_energetic | Solids | EU | Energy demand | 0 | FEC
BG | TYNDP2026 | LEV | 2040 | TWh | 413 | Sub_sector | Buildings | Datacenters | Datacenters & ICT | Energetic | datacentres_final_demand_oil_energetic | Liquids | EU | Energy demand | 0 | FEC
BG | TYNDP2026 | LEV | 2040 | TWh | 414 | Sub_sector | Buildings | Datacenters | Datacenters & ICT | Energetic | datacentres_final_demand_other_energetic | Others | EU | Energy demand | 0 | FEC
BG | TYNDP2026 | LEV | 2040 | TWh | 415 | Sub_sector | Buildings | Datacenters | Datacenters & ICT | Energetic | datacentres_final_demand_ammonia_energetic | Ammonia | EU | Energy demand | 0 | FEC
BG | TYNDP2026 | LEV | 2040 | TWh | 417 | Sub_sector | Transport | Others_Sector | Others_Sector | Energetic | other_final_demand_electricity_energetic | Electricity | EU | Energy demand | 0 | FEC
BG | TYNDP2026 | LEV | 2040 | TWh | 418 | Sub_sector | Transport | Others_Sector | Others_Sector | Energetic | other_final_demand_hydrogen_energetic | Hydrogen | EU | Energy demand | 0 | FEC
BG | TYNDP2026 | LEV | 2040 | TWh | 419 | Sub_sector | Transport | Pipeline Transport | Others_Sector | Energetic | other_final_demand_methane_energetic | Methane | EU | Energy demand | 0.21861 | FEC
BG | TYNDP2026 | LEV | 2040 | TWh | 420 | Sub_sector | Transport | Others_Sector | Others_Sector | Energetic | other_final_demand_heat_energetic | Heat | EU | Energy demand | 0 | FEC
BG | TYNDP2026 | LEV | 2040 | TWh | 421 | Sub_sector | Transport | Others_Sector | Others_Sector | Energetic | other_final_demand_biomass_energetic | Biomass | EU | Energy demand | 0 | FEC
BG | TYNDP2026 | LEV | 2040 | TWh | 422 | Sub_sector | Transport | Others_Sector | Others_Sector | Energetic | other_final_demand_coal_energetic | Solids | EU | Energy demand | 0 | FEC
BG | TYNDP2026 | LEV | 2040 | TWh | 423 | Sub_sector | Transport | Others_Sector | Others_Sector | Energetic | other_final_demand_oil_energetic | Liquids | EU | Energy demand | 0 | FEC
BG | TYNDP2026 | LEV | 2040 | TWh | 424 | Sub_sector | Others_Sector | Others_Sector | Others_Sector | Non-energetic | other_final_demand_oil_non_energetic | Liquids | EU | Energy demand | 0.090084 | not_included_in_FEC
BG | TYNDP2026 | LEV | 2040 | TWh | 425 | Sub_sector | Transport | Others_Sector | Others_Sector | Energetic | other_final_demand_other_energetic | Others | EU | Energy demand | 0 | FEC
BG | TYNDP2026 | LEV | 2040 | TWh | 426 | Sub_sector | Transport | Others_Sector | Others_Sector | Energetic | other_final_demand_ammonia_energetic | Ammonia | EU | Energy demand | 0 | FEC
BG | TYNDP2026 | LEV | 2040 | TWh | 427 | Sub_sector | Industry | Surplus_Heat_in_Industry | Surplus_Heat_in_Industry | Energetic | final_demand_of_industry_unused_local_production_steam_hot_water | Heat | EU | Energy demand | 0.66714 | FEC
BG | TYNDP2026 | LEV | 2040 | TWh | 429 | Sub_sector | Agriculture | Total | Agriculture | Energetic | agriculture_final_demand_electricity_energetic | Electricity | EU | Energy demand | 0 | FEC
BG | TYNDP2026 | LEV | 2040 | TWh | 430 | Sub_sector | Agriculture | Total | Agriculture | Energetic | agriculture_final_demand_hydrogen_energetic | Hydrogen | EU | Energy demand | 0 | FEC
BG | TYNDP2026 | LEV | 2040 | TWh | 431 | Sub_sector | Agriculture | Total | Agriculture | Energetic | agriculture_final_demand_methane_energetic | Methane | EU | Energy demand | 0.11629 | FEC
BG | TYNDP2026 | LEV | 2040 | TWh | 432 | Sub_sector | Agriculture | Total | Agriculture | Energetic | agriculture_final_demand_heat_energetic | Heat | EU | Energy demand | 0.10851 | FEC
BG | TYNDP2026 | LEV | 2040 | TWh | 433 | Sub_sector | Agriculture | Total | Agriculture | Energetic | agriculture_final_demand_biomass_energetic | Biomass | EU | Energy demand | 0.038046 | FEC
BG | TYNDP2026 | LEV | 2040 | TWh | 434 | Sub_sector | Agriculture | Total | Agriculture | Energetic | agriculture_final_demand_coal_energetic | Solids | EU | Energy demand | 0 | FEC
BG | TYNDP2026 | LEV | 2040 | TWh | 435 | Sub_sector | Agriculture | Total | Agriculture | Energetic | agriculture_final_demand_oil_energetic | Liquids | EU | Energy demand | 1.3052 | FEC
BG | TYNDP2026 | LEV | 2040 | TWh | 436 | Sub_sector | Agriculture | Total | Agriculture | Energetic | agriculture_final_demand_other_energetic | Others | EU | Energy demand | 0 | FEC
BG | TYNDP2026 | LEV | 2040 | TWh | 437 | Sub_sector | Agriculture | Total | Agriculture | Energetic | agriculture_final_demand_ammonia_energetic | Ammonia | EU | Energy demand | 0 | FEC
BG | TYNDP2026 | LEV | 2040 | TWh | 447 | Sub_sector | Buildings | Surplus Energy | Buildings | Energetic | GAP | Electricity | EU | Energy demand | 0 | FEC
BG | TYNDP2026 | LEV | 2040 | TWh | 448 | Sub_sector | Buildings | Surplus Energy | Buildings | Energetic | GAP | Hydrogen | EU | Energy demand | 0 | FEC
BG | TYNDP2026 | LEV | 2040 | TWh | 449 | Sub_sector | Buildings | Surplus Energy | Buildings | Energetic | GAP | Methane | EU | Energy demand | 0 | FEC
BG | TYNDP2026 | LEV | 2040 | TWh | 450 | Sub_sector | Buildings | Surplus Energy | Buildings | Energetic | GAP | Heat | EU | Energy demand | 0 | FEC
BG | TYNDP2026 | LEV | 2040 | TWh | 451 | Sub_sector | Buildings | Surplus Energy | Buildings | Energetic | GAP | Biomass | EU | Energy demand | 0.17205 | FEC
BG | TYNDP2026 | LEV | 2040 | TWh | 452 | Sub_sector | Buildings | Surplus Energy | Buildings | Energetic | GAP | Solids | EU | Energy demand | 0 | FEC
BG | TYNDP2026 | LEV | 2040 | TWh | 453 | Sub_sector | Buildings | Surplus Energy | Buildings | Energetic | GAP | Liquids | EU | Energy demand | 0.030508 | FEC
BG | TYNDP2026 | LEV | 2040 | TWh | 454 | Sub_sector | Buildings | Surplus Energy | Buildings | Energetic | GAP | Others | EU | Energy demand | 0 | FEC
BG | TYNDP2026 | LEV | 2040 | TWh | 455 | Sub_sector | Buildings | Surplus Energy | Buildings | Energetic | GAP | Ammonia | EU | Energy demand | 0 | FEC
BG | TYNDP2026 | LEV | 2040 | TWh | 456 | Sub_sector | Households | Surplus Energy | Households | Energetic | GAP | Electricity | EU | Energy demand | 0 | FEC
BG | TYNDP2026 | LEV | 2040 | TWh | 457 | Sub_sector | Households | Surplus Energy | Households | Energetic | GAP | Hydrogen | EU | Energy demand | 0 | FEC
BG | TYNDP2026 | LEV | 2040 | TWh | 458 | Sub_sector | Households | Surplus Energy | Households | Energetic | GAP | Methane | EU | Energy demand | 0 | FEC
BG | TYNDP2026 | LEV | 2040 | TWh | 459 | Sub_sector | Households | Surplus Energy | Households | Energetic | GAP | Heat | EU | Energy demand | 0 | FEC
BG | TYNDP2026 | LEV | 2040 | TWh | 460 | Sub_sector | Households | Surplus Energy | Households | Energetic | GAP | Biomass | EU | Energy demand | 0 | FEC
BG | TYNDP2026 | LEV | 2040 | TWh | 461 | Sub_sector | Households | Surplus Energy | Households | Energetic | GAP | Solids | EU | Energy demand | 0 | FEC
BG | TYNDP2026 | LEV | 2040 | TWh | 462 | Sub_sector | Households | Surplus Energy | Households | Energetic | GAP | Liquids | EU | Energy demand | 0 | FEC
BG | TYNDP2026 | LEV | 2040 | TWh | 463 | Sub_sector | Households | Surplus Energy | Households | Energetic | GAP | Others | EU | Energy demand | 0 | FEC
BG | TYNDP2026 | LEV | 2040 | TWh | 464 | Sub_sector | Households | Surplus Energy | Households | Energetic | GAP | Ammonia | EU | Energy demand | 0 | FEC
CH | TYNDP2026 | NT | 2030 | TWh | 102 | Sub_sector | Industry | Aluminium | Industry (aluminium) | Energetic | industry_aluminium_demand_electricity_energetic | Electricity | non-EU | Energy demand | 0 | FEC
CH | TYNDP2026 | NT | 2030 | TWh | 103 | Sub_sector | Industry | Aluminium | Industry (aluminium) | Energetic | industry_aluminium_demand_hydrogen_energetic | Hydrogen | non-EU | Energy demand | 0 | FEC
CH | TYNDP2026 | NT | 2030 | TWh | 104 | Sub_sector | Industry | Aluminium | Industry (aluminium) | Energetic | industry_aluminium_demand_methane_energetic | Methane | non-EU | Energy demand | 0 | FEC
CH | TYNDP2026 | NT | 2030 | TWh | 105 | Sub_sector | Industry | Aluminium | Industry (aluminium) | Energetic | industry_aluminium_demand_heat_energetic | Heat | non-EU | Energy demand | 0 | FEC
CH | TYNDP2026 | NT | 2030 | TWh | 106 | Sub_sector | Industry | Aluminium | Industry (aluminium) | Energetic | industry_aluminium_demand_biomass_energetic | Biomass | non-EU | Energy demand | 0 | FEC
CH | TYNDP2026 | NT | 2030 | TWh | 107 | Sub_sector | Industry | Aluminium | Industry (aluminium) | Energetic | industry_aluminium_demand_coal_energetic | Solids | non-EU | Energy demand | 0 | FEC
CH | TYNDP2026 | NT | 2030 | TWh | 108 | Sub_sector | Industry | Aluminium | Industry (aluminium) | Energetic | industry_aluminium_demand_oil_energetic | Liquids | non-EU | Energy demand | 0 | FEC
CH | TYNDP2026 | NT | 2030 | TWh | 109 | Sub_sector | Industry | Aluminium | Industry (aluminium) | Energetic | industry_aluminium_demand_others_energetic | Others | non-EU | Energy demand | 0 | FEC
CH | TYNDP2026 | NT | 2030 | TWh | 110 | Sub_sector | Industry | Aluminium | Industry (aluminium) | Energetic | industry_ammonia_demand_others_energetic | Ammonia | non-EU | Energy demand | 0 | FEC
CH | TYNDP2026 | NT | 2030 | TWh | 112 | Sub_sector | Industry | Chemicals | Industry (chemicals, energetic) | Energetic | industry_chemical_demand_electricity_energetic | Electricity | non-EU | Energy demand | 3.0117 | FEC
CH | TYNDP2026 | NT | 2030 | TWh | 113 | Sub_sector | Industry | Chemicals | Industry (chemicals, energetic) | Energetic | industry_chemical_demand_hydrogen_energetic | Hydrogen | non-EU | Energy demand | 0 | FEC
CH | TYNDP2026 | NT | 2030 | TWh | 114 | Sub_sector | Industry | Chemicals | Industry (chemicals, energetic) | Energetic | industry_chemical_demand_methane_energetic | Methane | non-EU | Energy demand | 2.8304 | FEC
CH | TYNDP2026 | NT | 2030 | TWh | 115 | Sub_sector | Industry | Chemicals | Industry (chemicals, energetic) | Energetic | industry_chemical_demand_heat_energetic | Heat | non-EU | Energy demand | 1.6983 | FEC
CH | TYNDP2026 | NT | 2030 | TWh | 116 | Sub_sector | Industry | Chemicals | Industry (chemicals, energetic) | Energetic | industry_chemical_demand_biomass_energetic | Biomass | non-EU | Energy demand | 0 | FEC
CH | TYNDP2026 | NT | 2030 | TWh | 117 | Sub_sector | Industry | Chemicals | Industry (chemicals, energetic) | Energetic | industry_chemical_demand_coal_energetic | Solids | non-EU | Energy demand | 0 | FEC
CH | TYNDP2026 | NT | 2030 | TWh | 118 | Sub_sector | Industry | Chemicals | Industry (chemicals, energetic) | Energetic | industry_chemical_demand_oil_energetic | Liquids | non-EU | Energy demand | 0 | FEC
CH | TYNDP2026 | NT | 2030 | TWh | 119 | Sub_sector | Industry | Chemicals | Industry (chemicals, energetic) | Energetic | industry_chemical_demand_others_energetic | Others | non-EU | Energy demand | 0 | FEC
CH | TYNDP2026 | NT | 2030 | TWh | 120 | Sub_sector | Industry | Chemicals | Industry (chemicals, energetic) | Energetic | industry_chemical_demand_ammonia_energetic | Ammonia | non-EU | Energy demand | 0 | FEC
CH | TYNDP2026 | NT | 2030 | TWh | 122 | Sub_sector | Industry | Chemicals | Industry (chemicals, non-energetic) | Non-energetic | industry_chemical_demand_electricity_non_energetic | Electricity | non-EU | Energy demand | 0 | not_included_in_FEC
CH | TYNDP2026 | NT | 2030 | TWh | 123 | Sub_sector | Industry | Chemicals | Industry (chemicals, non-energetic) | Non-energetic | industry_chemical_demand_hydrogen_non_energetic | Hydrogen | non-EU | Energy demand | 0 | not_included_in_FEC
CH | TYNDP2026 | NT | 2030 | TWh | 124 | Sub_sector | Industry | Chemicals | Industry (chemicals, non-energetic) | Non-energetic | industry_chemical_demand_methane_non_energetic | Methane | non-EU | Energy demand | 0 | not_included_in_FEC
CH | TYNDP2026 | NT | 2030 | TWh | 125 | Sub_sector | Industry | Chemicals | Industry (chemicals, non-energetic) | Non-energetic | industry_chemical_demand_heat_non_energetic | Heat | non-EU | Energy demand | 0 | not_included_in_FEC
CH | TYNDP2026 | NT | 2030 | TWh | 126 | Sub_sector | Industry | Chemicals | Industry (chemicals, non-energetic) | Non-energetic | industry_chemical_demand_biomass_non_energetic | Biomass | non-EU | Energy demand | 0 | not_included_in_FEC
CH | TYNDP2026 | NT | 2030 | TWh | 127 | Sub_sector | Industry | Chemicals | Industry (chemicals, non-energetic) | Non-energetic | industry_chemical_demand_coal_non_energetic | Solids | non-EU | Energy demand | 0 | not_included_in_FEC
CH | TYNDP2026 | NT | 2030 | TWh | 128 | Sub_sector | Industry | Chemicals | Industry (chemicals, non-energetic) | Non-energetic | industry_chemical_demand_oil_non_energetic | Liquids | non-EU | Energy demand | 1.1298 | not_included_in_FEC
CH | TYNDP2026 | NT | 2030 | TWh | 129 | Sub_sector | Industry | Chemicals | Industry (chemicals, non-energetic) | Non-energetic | industry_chemical_demand_others_non_energetic | Others | non-EU | Energy demand | 0 | not_included_in_FEC
CH | TYNDP2026 | NT | 2030 | TWh | 130 | Sub_sector | Industry | Chemicals | Industry (chemicals, non-energetic) | Non-energetic | industry_chemical_demand_ammonia_non_energetic | Ammonia | non-EU | Energy demand | 0 | not_included_in_FEC
CH | TYNDP2026 | NT | 2030 | TWh | 132 | Sub_sector | Industry | Fertilizers | Industry (fertilizers, energetic) | Energetic | industry_fertilizers_demand_electricity_energetic | Electricity | non-EU | Energy demand | 0 | FEC
CH | TYNDP2026 | NT | 2030 | TWh | 133 | Sub_sector | Industry | Fertilizers | Industry (fertilizers, energetic) | Energetic | industry_fertilizers_demand_hydrogen_energetic | Hydrogen | non-EU | Energy demand | 0 | FEC
CH | TYNDP2026 | NT | 2030 | TWh | 134 | Sub_sector | Industry | Fertilizers | Industry (fertilizers, energetic) | Energetic | industry_fertilizers_demand_methane_energetic | Methane | non-EU | Energy demand | 0 | FEC
CH | TYNDP2026 | NT | 2030 | TWh | 135 | Sub_sector | Industry | Fertilizers | Industry (fertilizers, energetic) | Energetic | industry_fertilizers_demand_heat_energetic | Heat | non-EU | Energy demand | 0 | FEC
CH | TYNDP2026 | NT | 2030 | TWh | 136 | Sub_sector | Industry | Fertilizers | Industry (fertilizers, energetic) | Energetic | industry_fertilizers_demand_biomass_energetic | Biomass | non-EU | Energy demand | 0 | FEC
CH | TYNDP2026 | NT | 2030 | TWh | 137 | Sub_sector | Industry | Fertilizers | Industry (fertilizers, energetic) | Energetic | industry_fertilizers_demand_coal_energetic | Solids | non-EU | Energy demand | 0 | FEC
CH | TYNDP2026 | NT | 2030 | TWh | 138 | Sub_sector | Industry | Fertilizers | Industry (fertilizers, energetic) | Energetic | industry_fertilizers_demand_oil_energetic | Liquids | non-EU | Energy demand | 0 | FEC
CH | TYNDP2026 | NT | 2030 | TWh | 139 | Sub_sector | Industry | Fertilizers | Industry (fertilizers, energetic) | Energetic | industry_fertilizers_demand_others_energetic | Others | non-EU | Energy demand | 0 | FEC
CH | TYNDP2026 | NT | 2030 | TWh | 140 | Sub_sector | Industry | Fertilizers | Industry (fertilizers, energetic) | Energetic | industry_fertilizers_demand_ammonia_energetic | Ammonia | non-EU | Energy demand | 0 | FEC
CH | TYNDP2026 | NT | 2030 | TWh | 142 | Sub_sector | Industry | Fertilizers | Industry (fertilizers, non-energetic) | Non-energetic | industry_fertilizers_demand_electricity_non_energetic | Electricity | non-EU | Energy demand | 0 | not_included_in_FEC
CH | TYNDP2026 | NT | 2030 | TWh | 143 | Sub_sector | Industry | Fertilizers | Industry (fertilizers, non-energetic) | Non-energetic | industry_fertilizers_demand_hydrogen_non_energetic | Hydrogen | non-EU | Energy demand | 0 | not_included_in_FEC
CH | TYNDP2026 | NT | 2030 | TWh | 144 | Sub_sector | Industry | Fertilizers | Industry (fertilizers, non-energetic) | Non-energetic | industry_fertilizers_demand_methane_non_energetic | Methane | non-EU | Energy demand | 0 | not_included_in_FEC
CH | TYNDP2026 | NT | 2030 | TWh | 145 | Sub_sector | Industry | Fertilizers | Industry (fertilizers, non-energetic) | Non-energetic | industry_fertilizers_demand_heat_non_energetic | Heat | non-EU | Energy demand | 0 | not_included_in_FEC
CH | TYNDP2026 | NT | 2030 | TWh | 146 | Sub_sector | Industry | Fertilizers | Industry (fertilizers, non-energetic) | Non-energetic | industry_fertilizers_demand_biomass_non_energetic | Biomass | non-EU | Energy demand | 0 | not_included_in_FEC
CH | TYNDP2026 | NT | 2030 | TWh | 147 | Sub_sector | Industry | Fertilizers | Industry (fertilizers, non-energetic) | Non-energetic | industry_fertilizers_demand_coal_non_energetic | Solids | non-EU | Energy demand | 0 | not_included_in_FEC
CH | TYNDP2026 | NT | 2030 | TWh | 148 | Sub_sector | Industry | Fertilizers | Industry (fertilizers, non-energetic) | Non-energetic | industry_fertilizers_demand_oil_non_energetic | Liquids | non-EU | Energy demand | 0 | not_included_in_FEC
CH | TYNDP2026 | NT | 2030 | TWh | 149 | Sub_sector | Industry | Fertilizers | Industry (fertilizers, non-energetic) | Non-energetic | industry_fertilizers_demand_others_non_energetic | Others | non-EU | Energy demand | 0 | not_included_in_FEC
CH | TYNDP2026 | NT | 2030 | TWh | 150 | Sub_sector | Industry | Fertilizers | Industry (fertilizers, non-energetic) | Non-energetic | industry_fertilizers_demand_ammonia_non_energetic | Ammonia | non-EU | Energy demand | 0 | not_included_in_FEC
CH | TYNDP2026 | NT | 2030 | TWh | 152 | Sub_sector | Industry | Food | Industry (food) | Energetic | industry_food_demand_electricity_energetic | Electricity | non-EU | Energy demand | 2.0741 | FEC
CH | TYNDP2026 | NT | 2030 | TWh | 153 | Sub_sector | Industry | Food | Industry (food) | Energetic | industry_food_demand_hydrogen_energetic | Hydrogen | non-EU | Energy demand | 0 | FEC
CH | TYNDP2026 | NT | 2030 | TWh | 154 | Sub_sector | Industry | Food | Industry (food) | Energetic | industry_food_demand_methane_energetic | Methane | non-EU | Energy demand | 2.4736 | FEC
CH | TYNDP2026 | NT | 2030 | TWh | 155 | Sub_sector | Industry | Food | Industry (food) | Energetic | industry_food_demand_heat_energetic | Heat | non-EU | Energy demand | 0.078188 | FEC
CH | TYNDP2026 | NT | 2030 | TWh | 156 | Sub_sector | Industry | Food | Industry (food) | Energetic | industry_food_demand_biomass_energetic | Biomass | non-EU | Energy demand | 0.0058407 | FEC
CH | TYNDP2026 | NT | 2030 | TWh | 157 | Sub_sector | Industry | Food | Industry (food) | Energetic | industry_food_demand_coal_energetic | Solids | non-EU | Energy demand | 0.0073166 | FEC
CH | TYNDP2026 | NT | 2030 | TWh | 158 | Sub_sector | Industry | Food | Industry (food) | Energetic | industry_food_demand_oil_energetic | Liquids | non-EU | Energy demand | 0 | FEC
CH | TYNDP2026 | NT | 2030 | TWh | 159 | Sub_sector | Industry | Food | Industry (food) | Energetic | industry_food_demand_others_energetic | Others | non-EU | Energy demand | 0 | FEC
CH | TYNDP2026 | NT | 2030 | TWh | 160 | Sub_sector | Industry | Food | Industry (food) | Energetic | industry_food_demand_ammonia_energetic | Ammonia | non-EU | Energy demand | 0 | FEC
CH | TYNDP2026 | NT | 2030 | TWh | 162 | Sub_sector | Industry | Metals | Industry (metal) | Energetic | industry_metal_demand_electricity_energetic | Electricity | non-EU | Energy demand | 0.25506 | FEC
CH | TYNDP2026 | NT | 2030 | TWh | 163 | Sub_sector | Industry | Metals | Industry (metal) | Energetic | industry_metal_demand_hydrogen_energetic | Hydrogen | non-EU | Energy demand | 0 | FEC
CH | TYNDP2026 | NT | 2030 | TWh | 164 | Sub_sector | Industry | Metals | Industry (metal) | Energetic | industry_metal_demand_methane_energetic | Methane | non-EU | Energy demand | 0.29199 | FEC
CH | TYNDP2026 | NT | 2030 | TWh | 165 | Sub_sector | Industry | Metals | Industry (metal) | Energetic | industry_metal_demand_heat_energetic | Heat | non-EU | Energy demand | 0.0003612 | FEC
CH | TYNDP2026 | NT | 2030 | TWh | 166 | Sub_sector | Industry | Metals | Industry (metal) | Energetic | industry_metal_demand_biomass_energetic | Biomass | non-EU | Energy demand | 0 | FEC
CH | TYNDP2026 | NT | 2030 | TWh | 167 | Sub_sector | Industry | Metals | Industry (metal) | Energetic | industry_metal_demand_coal_energetic | Solids | non-EU | Energy demand | 0 | FEC
CH | TYNDP2026 | NT | 2030 | TWh | 168 | Sub_sector | Industry | Metals | Industry (metal) | Energetic | industry_metal_demand_oil_energetic | Liquids | non-EU | Energy demand | 0.0093037 | FEC
CH | TYNDP2026 | NT | 2030 | TWh | 169 | Sub_sector | Industry | Metals | Industry (metal) | Energetic | industry_metal_demand_others_energetic | Others | non-EU | Energy demand | 0 | FEC
CH | TYNDP2026 | NT | 2030 | TWh | 170 | Sub_sector | Industry | Metals | Industry (metal) | Energetic | industry_metal_demand_ammonia_energetic | Ammonia | non-EU | Energy demand | 0 | FEC
CH | TYNDP2026 | NT | 2030 | TWh | 172 | Sub_sector | Industry | Others | Industry (other, energetic) | Energetic | industry_other_demand_electricity_energetic | Electricity | non-EU | Energy demand | 5.9055 | FEC
CH | TYNDP2026 | NT | 2030 | TWh | 173 | Sub_sector | Industry | Others | Industry (other, energetic) | Energetic | industry_other_demand_hydrogen_energetic | Hydrogen | non-EU | Energy demand | 0 | FEC
CH | TYNDP2026 | NT | 2030 | TWh | 174 | Sub_sector | Industry | Others | Industry (other, energetic) | Energetic | industry_other_demand_methane_energetic | Methane | non-EU | Energy demand | 1.2655 | FEC
CH | TYNDP2026 | NT | 2030 | TWh | 175 | Sub_sector | Industry | Others | Industry (other, energetic) | Energetic | industry_other_demand_heat_energetic | Heat | non-EU | Energy demand | 1.1249 | FEC
CH | TYNDP2026 | NT | 2030 | TWh | 176 | Sub_sector | Industry | Others | Industry (other, energetic) | Energetic | industry_other_demand_biomass_energetic | Biomass | non-EU | Energy demand | 4.0776 | FEC
CH | TYNDP2026 | NT | 2030 | TWh | 177 | Sub_sector | Industry | Others | Industry (other, energetic) | Energetic | industry_other_demand_coal_energetic | Solids | non-EU | Energy demand | 0.56243 | FEC
CH | TYNDP2026 | NT | 2030 | TWh | 178 | Sub_sector | Industry | Others | Industry (other, energetic) | Energetic | industry_other_demand_oil_energetic | Liquids | non-EU | Energy demand | 1.1249 | FEC
CH | TYNDP2026 | NT | 2030 | TWh | 179 | Sub_sector | Industry | Others | Industry (other, energetic) | Energetic | industry_other_demand_others_energetic | Others | non-EU | Energy demand | 0 | FEC
CH | TYNDP2026 | NT | 2030 | TWh | 180 | Sub_sector | Industry | Others | Industry (other, energetic) | Energetic | industry_other_demand_ammonia_energetic | Ammonia | non-EU | Energy demand | 0 | FEC
CH | TYNDP2026 | NT | 2030 | TWh | 182 | Sub_sector | Industry | Others | Industry (other, non-energetic) | Non-energetic | industry_other_demand_electricity_non_energetic | Electricity | non-EU | Energy demand | 0 | not_included_in_FEC
CH | TYNDP2026 | NT | 2030 | TWh | 183 | Sub_sector | Industry | Others | Industry (other, non-energetic) | Non-energetic | industry_other_demand_hydrogen_non_energetic | Hydrogen | non-EU | Energy demand | 0 | not_included_in_FEC
CH | TYNDP2026 | NT | 2030 | TWh | 184 | Sub_sector | Industry | Others | Industry (other, non-energetic) | Non-energetic | industry_other_demand_methane_non_energetic | Methane | non-EU | Energy demand | 0 | not_included_in_FEC
CH | TYNDP2026 | NT | 2030 | TWh | 185 | Sub_sector | Industry | Others | Industry (other, non-energetic) | Non-energetic | industry_other_demand_heat_non_energetic | Heat | non-EU | Energy demand | 0 | not_included_in_FEC
CH | TYNDP2026 | NT | 2030 | TWh | 186 | Sub_sector | Industry | Others | Industry (other, non-energetic) | Non-energetic | industry_other_demand_biomass_non_energetic | Biomass | non-EU | Energy demand | 0 | not_included_in_FEC
CH | TYNDP2026 | NT | 2030 | TWh | 187 | Sub_sector | Industry | Others | Industry (other, non-energetic) | Non-energetic | industry_other_demand_coal_non_energetic | Solids | non-EU | Energy demand | 0 | not_included_in_FEC
CH | TYNDP2026 | NT | 2030 | TWh | 188 | Sub_sector | Industry | Others | Industry (other, non-energetic) | Non-energetic | industry_other_demand_oil_non_energetic | Liquids | non-EU | Energy demand | 4.0546 | not_included_in_FEC
CH | TYNDP2026 | NT | 2030 | TWh | 189 | Sub_sector | Industry | Others | Industry (other, non-energetic) | Non-energetic | industry_other_demand_others_non_energetic | Others | non-EU | Energy demand | 0 | not_included_in_FEC
CH | TYNDP2026 | NT | 2030 | TWh | 190 | Sub_sector | Industry | Others | Industry (other, non-energetic) | Non-energetic | industry_other_demand_ammonia_non_energetic | Ammonia | non-EU | Energy demand | 0 | not_included_in_FEC
CH | TYNDP2026 | NT | 2030 | TWh | 192 | Sub_sector | Industry | Paper | Industry (paper) | Energetic | industry_paper_demand_electricity_energetic | Electricity | non-EU | Energy demand | 1.1015 | FEC
CH | TYNDP2026 | NT | 2030 | TWh | 193 | Sub_sector | Industry | Paper | Industry (paper) | Energetic | industry_paper_demand_hydrogen_energetic | Hydrogen | non-EU | Energy demand | 0 | FEC
CH | TYNDP2026 | NT | 2030 | TWh | 194 | Sub_sector | Industry | Paper | Industry (paper) | Energetic | industry_paper_demand_methane_energetic | Methane | non-EU | Energy demand | 0.43225 | FEC
CH | TYNDP2026 | NT | 2030 | TWh | 195 | Sub_sector | Industry | Paper | Industry (paper) | Energetic | industry_paper_demand_heat_energetic | Heat | non-EU | Energy demand | 0.6576 | FEC
CH | TYNDP2026 | NT | 2030 | TWh | 196 | Sub_sector | Industry | Paper | Industry (paper) | Energetic | industry_paper_demand_biomass_energetic | Biomass | non-EU | Energy demand | 0.32683 | FEC
CH | TYNDP2026 | NT | 2030 | TWh | 197 | Sub_sector | Industry | Paper | Industry (paper) | Energetic | industry_paper_demand_coal_energetic | Solids | non-EU | Energy demand | 0 | FEC
CH | TYNDP2026 | NT | 2030 | TWh | 198 | Sub_sector | Industry | Paper | Industry (paper) | Energetic | industry_paper_demand_oil_energetic | Liquids | non-EU | Energy demand | 0.083639 | FEC
CH | TYNDP2026 | NT | 2030 | TWh | 199 | Sub_sector | Industry | Paper | Industry (paper) | Energetic | industry_paper_demand_others_energetic | Others | non-EU | Energy demand | 0 | FEC
CH | TYNDP2026 | NT | 2030 | TWh | 200 | Sub_sector | Industry | Paper | Industry (paper) | Energetic | industry_paper_demand_ammonia_energetic | Ammonia | non-EU | Energy demand | 0 | FEC
CH | TYNDP2026 | NT | 2030 | TWh | 202 | Sub_sector | Industry | Refineries | Industry (refineries, energetic) | Energetic | industry_refinery_demand_electricity_energetic | Electricity | non-EU | Energy demand | 0 | not_included_in_FEC
CH | TYNDP2026 | NT | 2030 | TWh | 203 | Sub_sector | Industry | Refineries | Industry (refineries, energetic) | Energetic | industry_refinery_demand_hydrogen_energetic | Hydrogen | non-EU | Energy demand | 0 | not_included_in_FEC
CH | TYNDP2026 | NT | 2030 | TWh | 204 | Sub_sector | Industry | Refineries | Industry (refineries, energetic) | Energetic | industry_refinery_demand_methane_energetic | Methane | non-EU | Energy demand | 0 | not_included_in_FEC
CH | TYNDP2026 | NT | 2030 | TWh | 205 | Sub_sector | Industry | Refineries | Industry (refineries, energetic) | Energetic | industry_refinery_demand_heat_energetic | Heat | non-EU | Energy demand | 0 | not_included_in_FEC
CH | TYNDP2026 | NT | 2030 | TWh | 206 | Sub_sector | Industry | Refineries | Industry (refineries, energetic) | Energetic | industry_refinery_demand_biomass_energetic | Biomass | non-EU | Energy demand | 0 | not_included_in_FEC
CH | TYNDP2026 | NT | 2030 | TWh | 207 | Sub_sector | Industry | Refineries | Industry (refineries, energetic) | Energetic | industry_refinery_demand_coal_energetic | Solids | non-EU | Energy demand | 0 | not_included_in_FEC
CH | TYNDP2026 | NT | 2030 | TWh | 208 | Sub_sector | Industry | Refineries | Industry (refineries, energetic) | Energetic | industry_refinery_demand_oil_energetic | Liquids | non-EU | Energy demand | 1.4759 | not_included_in_FEC
CH | TYNDP2026 | NT | 2030 | TWh | 209 | Sub_sector | Industry | Refineries | Industry (refineries, energetic) | Energetic | industry_refinery_demand_others_energetic | Others | non-EU | Energy demand | 0 | not_included_in_FEC
CH | TYNDP2026 | NT | 2030 | TWh | 210 | Sub_sector | Industry | Refineries | Industry (refineries, energetic) | Energetic | industry_refinery_demand_ammonia_energetic | Ammonia | non-EU | Energy demand | 0 | not_included_in_FEC
CH | TYNDP2026 | NT | 2030 | TWh | 212 | Sub_sector | Industry | Refineries | Industry (refineries, non-energetic) | Non-energetic | industry_refinery_demand_electricity_non_energetic | Electricity | non-EU | Energy demand | 0 | not_included_in_FEC
CH | TYNDP2026 | NT | 2030 | TWh | 213 | Sub_sector | Industry | Refineries | Industry (refineries, non-energetic) | Non-energetic | industry_refinery_demand_hydrogen_non_energetic | Hydrogen | non-EU | Energy demand | 0 | not_included_in_FEC
CH | TYNDP2026 | NT | 2030 | TWh | 214 | Sub_sector | Industry | Refineries | Industry (refineries, non-energetic) | Non-energetic | industry_refinery_demand_methane_non_energetic | Methane | non-EU | Energy demand | 0 | not_included_in_FEC
CH | TYNDP2026 | NT | 2030 | TWh | 215 | Sub_sector | Industry | Refineries | Industry (refineries, non-energetic) | Non-energetic | industry_refinery_demand_heat_non_energetic | Heat | non-EU | Energy demand | 0 | not_included_in_FEC
CH | TYNDP2026 | NT | 2030 | TWh | 216 | Sub_sector | Industry | Refineries | Industry (refineries, non-energetic) | Non-energetic | industry_refinery_demand_biomass_non_energetic | Biomass | non-EU | Energy demand | 0 | not_included_in_FEC
CH | TYNDP2026 | NT | 2030 | TWh | 217 | Sub_sector | Industry | Refineries | Industry (refineries, non-energetic) | Non-energetic | industry_refinery_demand_coal_non_energetic | Solids | non-EU | Energy demand | 0 | not_included_in_FEC
CH | TYNDP2026 | NT | 2030 | TWh | 218 | Sub_sector | Industry | Refineries | Industry (refineries, non-energetic) | Non-energetic | industry_refinery_demand_oil_non_energetic | Liquids | non-EU | Energy demand | 0 | not_included_in_FEC
CH | TYNDP2026 | NT | 2030 | TWh | 219 | Sub_sector | Industry | Refineries | Industry (refineries, non-energetic) | Non-energetic | industry_refinery_demand_others_non_energetic | Others | non-EU | Energy demand | 0 | not_included_in_FEC
CH | TYNDP2026 | NT | 2030 | TWh | 220 | Sub_sector | Industry | Refineries | Industry (refineries, non-energetic) | Non-energetic | industry_refinery_demand_ammonia_non_energetic | Ammonia | non-EU | Energy demand | 0 | not_included_in_FEC
CH | TYNDP2026 | NT | 2030 | TWh | 222 | Sub_sector | Industry | Steel | Industry (steel) | Energetic | industry_steel_demand_electricity_energetic | Electricity | non-EU | Energy demand | 1.2809 | FEC
CH | TYNDP2026 | NT | 2030 | TWh | 223 | Sub_sector | Industry | Steel | Industry (steel) | Energetic | industry_steel_demand_hydrogen_energetic | Hydrogen | non-EU | Energy demand | 0 | FEC
CH | TYNDP2026 | NT | 2030 | TWh | 224 | Sub_sector | Industry | Steel | Industry (steel) | Energetic | industry_steel_demand_methane_energetic | Methane | non-EU | Energy demand | 1.0441 | FEC
CH | TYNDP2026 | NT | 2030 | TWh | 225 | Sub_sector | Industry | Steel | Industry (steel) | Energetic | industry_steel_demand_heat_energetic | Heat | non-EU | Energy demand | 0 | FEC
CH | TYNDP2026 | NT | 2030 | TWh | 226 | Sub_sector | Industry | Steel | Industry (steel) | Energetic | industry_steel_demand_biomass_energetic | Biomass | non-EU | Energy demand | 0.035707 | FEC
CH | TYNDP2026 | NT | 2030 | TWh | 227 | Sub_sector | Industry | Steel | Industry (steel) | Energetic | industry_steel_demand_coal_energetic | Solids | non-EU | Energy demand | 0.095278 | FEC
CH | TYNDP2026 | NT | 2030 | TWh | 228 | Sub_sector | Industry | Steel | Industry (steel) | Energetic | industry_steel_demand_oil_energetic | Liquids | non-EU | Energy demand | 0.027435 | FEC
CH | TYNDP2026 | NT | 2030 | TWh | 229 | Sub_sector | Industry | Steel | Industry (steel) | Energetic | industry_steel_demand_others_energetic | Others | non-EU | Energy demand | 0 | FEC
CH | TYNDP2026 | NT | 2030 | TWh | 230 | Sub_sector | Industry | Steel | Industry (steel) | Energetic | industry_steel_demand_ammonia_energetic | Ammonia | non-EU | Energy demand | 0 | FEC
CH | TYNDP2026 | NT | 2030 | TWh | 232 | Sub_sector | Transport | Cars | Transport (cars) | Energetic | transport_cars_final_demand_electricity | Electricity | non-EU | Energy demand | 2.6741 | FEC
CH | TYNDP2026 | NT | 2030 | TWh | 233 | Sub_sector | Transport | Cars | Transport (cars) | Energetic | transport_cars_final_demand_hydrogen | Hydrogen | non-EU | Energy demand | 0.095776 | FEC
CH | TYNDP2026 | NT | 2030 | TWh | 234 | Sub_sector | Transport | Cars | Transport (cars) | Energetic | transport_cars_final_demand_methane | Methane | non-EU | Energy demand | 0.43499 | FEC
CH | TYNDP2026 | NT | 2030 | TWh | 235 | Sub_sector | Transport | Cars | Transport (cars) | Energetic | transport_cars_final_demand_heat | Heat | non-EU | Energy demand | 0 | FEC
CH | TYNDP2026 | NT | 2030 | TWh | 236 | Sub_sector | Transport | Cars | Transport (cars) | Energetic | transport_cars_final_demand_biomass | Biomass | non-EU | Energy demand | 0 | FEC
CH | TYNDP2026 | NT | 2030 | TWh | 237 | Sub_sector | Transport | Cars | Transport (cars) | Energetic | transport_cars_final_demand_coal | Solids | non-EU | Energy demand | 0 | FEC
CH | TYNDP2026 | NT | 2030 | TWh | 238 | Sub_sector | Transport | Cars | Transport (cars) | Energetic | transport_cars_final_demand_oil | Liquids | non-EU | Energy demand | 37.7916 | FEC
CH | TYNDP2026 | NT | 2030 | TWh | 239 | Sub_sector | Transport | Cars | Transport (cars) | Energetic | transport_cars_final_demand_other | Others | non-EU | Energy demand | 0 | FEC
CH | TYNDP2026 | NT | 2030 | TWh | 240 | Sub_sector | Transport | Cars | Transport (cars) | Energetic | transport_cars_final_demand_ammonia | Ammonia | non-EU | Energy demand | 0 | FEC
CH | TYNDP2026 | NT | 2030 | TWh | 242 | Sub_sector | Transport | Busses | Transport (busses) | Energetic | transport_busses_final_demand_electricity | Electricity | non-EU | Energy demand | 0.011695 | FEC
CH | TYNDP2026 | NT | 2030 | TWh | 243 | Sub_sector | Transport | Busses | Transport (busses) | Energetic | transport_busses_final_demand_hydrogen | Hydrogen | non-EU | Energy demand | 0.046489 | FEC
CH | TYNDP2026 | NT | 2030 | TWh | 244 | Sub_sector | Transport | Busses | Transport (busses) | Energetic | transport_busses_final_demand_methane | Methane | non-EU | Energy demand | 0.032045 | FEC
CH | TYNDP2026 | NT | 2030 | TWh | 245 | Sub_sector | Transport | Busses | Transport (busses) | Energetic | transport_busses_final_demand_heat | Heat | non-EU | Energy demand | 0 | FEC
CH | TYNDP2026 | NT | 2030 | TWh | 246 | Sub_sector | Transport | Busses | Transport (busses) | Energetic | transport_busses_final_demand_biomass | Biomass | non-EU | Energy demand | 0 | FEC
CH | TYNDP2026 | NT | 2030 | TWh | 247 | Sub_sector | Transport | Busses | Transport (busses) | Energetic | transport_busses_final_demand_coal | Solids | non-EU | Energy demand | 0 | FEC
CH | TYNDP2026 | NT | 2030 | TWh | 248 | Sub_sector | Transport | Busses | Transport (busses) | Energetic | transport_busses_final_demand_oil | Liquids | non-EU | Energy demand | 1.1869 | FEC
CH | TYNDP2026 | NT | 2030 | TWh | 249 | Sub_sector | Transport | Busses | Transport (busses) | Energetic | transport_busses_final_demand_other | Others | non-EU | Energy demand | 0 | FEC
CH | TYNDP2026 | NT | 2030 | TWh | 250 | Sub_sector | Transport | Busses | Transport (busses) | Energetic | transport_busses_final_demand_ammonia | Ammonia | non-EU | Energy demand | 0 | FEC
CH | TYNDP2026 | NT | 2030 | TWh | 252 | Sub_sector | Transport | Trucks | Transport (trucks) | Energetic | transport_trucks_final_demand_electricity | Electricity | non-EU | Energy demand | 0.201 | FEC
CH | TYNDP2026 | NT | 2030 | TWh | 253 | Sub_sector | Transport | Trucks | Transport (trucks) | Energetic | transport_trucks_final_demand_hydrogen | Hydrogen | non-EU | Energy demand | 0.3321 | FEC
CH | TYNDP2026 | NT | 2030 | TWh | 254 | Sub_sector | Transport | Trucks | Transport (trucks) | Energetic | transport_trucks_final_demand_methane | Methane | non-EU | Energy demand | 0.38465 | FEC
CH | TYNDP2026 | NT | 2030 | TWh | 255 | Sub_sector | Transport | Trucks | Transport (trucks) | Energetic | transport_trucks_final_demand_heat | Heat | non-EU | Energy demand | 0 | FEC
CH | TYNDP2026 | NT | 2030 | TWh | 256 | Sub_sector | Transport | Trucks | Transport (trucks) | Energetic | transport_trucks_final_demand_biomass | Biomass | non-EU | Energy demand | 0 | FEC
CH | TYNDP2026 | NT | 2030 | TWh | 257 | Sub_sector | Transport | Trucks | Transport (trucks) | Energetic | transport_trucks_final_demand_coal | Solids | non-EU | Energy demand | 0 | FEC
CH | TYNDP2026 | NT | 2030 | TWh | 258 | Sub_sector | Transport | Trucks | Transport (trucks) | Energetic | transport_trucks_final_demand_oil | Liquids | non-EU | Energy demand | 6.2836 | FEC
CH | TYNDP2026 | NT | 2030 | TWh | 259 | Sub_sector | Transport | Trucks | Transport (trucks) | Energetic | transport_trucks_final_demand_other | Others | non-EU | Energy demand | 0 | FEC
CH | TYNDP2026 | NT | 2030 | TWh | 260 | Sub_sector | Transport | Trucks | Transport (trucks) | Energetic | transport_trucks_final_demand_ammonia | Ammonia | non-EU | Energy demand | 0 | FEC
CH | TYNDP2026 | NT | 2030 | TWh | 262 | Sub_sector | Transport | Vans | Transport (vans) | Energetic | transport_vans_final_demand_electricity | Electricity | non-EU | Energy demand | 0.15652 | FEC
CH | TYNDP2026 | NT | 2030 | TWh | 263 | Sub_sector | Transport | Vans | Transport (vans) | Energetic | transport_vans_final_demand_hydrogen | Hydrogen | non-EU | Energy demand | 0.0041158 | FEC
CH | TYNDP2026 | NT | 2030 | TWh | 264 | Sub_sector | Transport | Vans | Transport (vans) | Energetic | transport_vans_final_demand_methane | Methane | non-EU | Energy demand | 0.0058398 | FEC
CH | TYNDP2026 | NT | 2030 | TWh | 265 | Sub_sector | Transport | Vans | Transport (vans) | Energetic | transport_vans_final_demand_heat | Heat | non-EU | Energy demand | 0 | FEC
CH | TYNDP2026 | NT | 2030 | TWh | 266 | Sub_sector | Transport | Vans | Transport (vans) | Energetic | transport_vans_final_demand_biomass | Biomass | non-EU | Energy demand | 0 | FEC
CH | TYNDP2026 | NT | 2030 | TWh | 267 | Sub_sector | Transport | Vans | Transport (vans) | Energetic | transport_vans_final_demand_coal | Solids | non-EU | Energy demand | 0 | FEC
CH | TYNDP2026 | NT | 2030 | TWh | 268 | Sub_sector | Transport | Vans | Transport (vans) | Energetic | transport_vans_final_demand_oil | Liquids | non-EU | Energy demand | 2.5983 | FEC
CH | TYNDP2026 | NT | 2030 | TWh | 269 | Sub_sector | Transport | Vans | Transport (vans) | Energetic | transport_vans_final_demand_other | Others | non-EU | Energy demand | 0 | FEC
CH | TYNDP2026 | NT | 2030 | TWh | 270 | Sub_sector | Transport | Vans | Transport (vans) | Energetic | transport_vans_final_demand_ammonia | Ammonia | non-EU | Energy demand | 0 | FEC
CH | TYNDP2026 | NT | 2030 | TWh | 272 | Sub_sector | Transport | Freight trains | Transport (trains) | Energetic | transport_trains_final_demand_electricity | Electricity | non-EU | Energy demand | 2.8353 | FEC
CH | TYNDP2026 | NT | 2030 | TWh | 273 | Sub_sector | Transport | Freight trains | Transport (trains) | Energetic | transport_trains_final_demand_hydrogen | Hydrogen | non-EU | Energy demand | 0 | FEC
CH | TYNDP2026 | NT | 2030 | TWh | 274 | Sub_sector | Transport | Freight trains | Transport (trains) | Energetic | transport_trains_final_demand_methane | Methane | non-EU | Energy demand | 0 | FEC
CH | TYNDP2026 | NT | 2030 | TWh | 275 | Sub_sector | Transport | Freight trains | Transport (trains) | Energetic | transport_trains_final_demand_heat | Heat | non-EU | Energy demand | 0 | FEC
CH | TYNDP2026 | NT | 2030 | TWh | 276 | Sub_sector | Transport | Freight trains | Transport (trains) | Energetic | transport_trains_final_demand_biomass | Biomass | non-EU | Energy demand | 0 | FEC
CH | TYNDP2026 | NT | 2030 | TWh | 277 | Sub_sector | Transport | Freight trains | Transport (trains) | Energetic | transport_trains_final_demand_coal | Solids | non-EU | Energy demand | 0 | FEC
CH | TYNDP2026 | NT | 2030 | TWh | 278 | Sub_sector | Transport | Freight trains | Transport (trains) | Energetic | transport_trains_final_demand_oil | Liquids | non-EU | Energy demand | 0 | FEC
CH | TYNDP2026 | NT | 2030 | TWh | 279 | Sub_sector | Transport | Freight trains | Transport (trains) | Energetic | transport_trains_final_demand_other | Others | non-EU | Energy demand | 0 | FEC
CH | TYNDP2026 | NT | 2030 | TWh | 280 | Sub_sector | Transport | Freight trains | Transport (trains) | Energetic | transport_trains_final_demand_ammonia | Ammonia | non-EU | Energy demand | 0 | FEC
CH | TYNDP2026 | NT | 2030 | TWh | 282 | Sub_sector | Transport | Ships | Transport (ships) | Energetic | transport_ships_final_demand_electricity | Electricity | non-EU | Energy demand | 0 | FEC
CH | TYNDP2026 | NT | 2030 | TWh | 283 | Sub_sector | Transport | Ships | Transport (ships) | Energetic | transport_ships_final_demand_hydrogen | Hydrogen | non-EU | Energy demand | 0 | FEC
CH | TYNDP2026 | NT | 2030 | TWh | 284 | Sub_sector | Transport | Ships | Transport (ships) | Energetic | transport_ships_final_demand_methane | Methane | non-EU | Energy demand | 0 | FEC
CH | TYNDP2026 | NT | 2030 | TWh | 285 | Sub_sector | Transport | Ships | Transport (ships) | Energetic | transport_ships_final_demand_heat | Heat | non-EU | Energy demand | 0 | FEC
CH | TYNDP2026 | NT | 2030 | TWh | 286 | Sub_sector | Transport | Ships | Transport (ships) | Energetic | transport_ships_final_demand_biomass | Biomass | non-EU | Energy demand | 0 | FEC
CH | TYNDP2026 | NT | 2030 | TWh | 287 | Sub_sector | Transport | Ships | Transport (ships) | Energetic | transport_ships_final_demand_coal | Solids | non-EU | Energy demand | 0 | FEC
CH | TYNDP2026 | NT | 2030 | TWh | 288 | Sub_sector | Transport | Ships | Transport (ships) | Energetic | transport_ships_final_demand_oil | Liquids | non-EU | Energy demand | 0 | FEC
CH | TYNDP2026 | NT | 2030 | TWh | 289 | Sub_sector | Transport | Ships | Transport (ships) | Energetic | transport_ships_final_demand_other | Others | non-EU | Energy demand | 0 | FEC
CH | TYNDP2026 | NT | 2030 | TWh | 290 | Sub_sector | Transport | Ships | Transport (ships) | Energetic | transport_ships_final_demand_ammonia | Ammonia | non-EU | Energy demand | 0 | FEC
CH | TYNDP2026 | NT | 2030 | TWh | 292 | Sub_sector | Transport | Planes | Transport (planes) | Energetic | transport_planes_final_demand_electricity | Electricity | non-EU | Energy demand | 0 | FEC
CH | TYNDP2026 | NT | 2030 | TWh | 293 | Sub_sector | Transport | Planes | Transport (planes) | Energetic | transport_planes_final_demand_hydrogen | Hydrogen | non-EU | Energy demand | 0 | FEC
CH | TYNDP2026 | NT | 2030 | TWh | 294 | Sub_sector | Transport | Planes | Transport (planes) | Energetic | transport_planes_final_demand_methane | Methane | non-EU | Energy demand | 0 | FEC
CH | TYNDP2026 | NT | 2030 | TWh | 295 | Sub_sector | Transport | Planes | Transport (planes) | Energetic | transport_planes_final_demand_heat | Heat | non-EU | Energy demand | 0 | FEC
CH | TYNDP2026 | NT | 2030 | TWh | 296 | Sub_sector | Transport | Planes | Transport (planes) | Energetic | transport_planes_final_demand_biomass | Biomass | non-EU | Energy demand | 0 | FEC
CH | TYNDP2026 | NT | 2030 | TWh | 297 | Sub_sector | Transport | Planes | Transport (planes) | Energetic | transport_planes_final_demand_coal | Solids | non-EU | Energy demand | 0 | FEC
CH | TYNDP2026 | NT | 2030 | TWh | 298 | Sub_sector | Transport | Planes | Transport (planes) | Energetic | transport_planes_final_demand_oil | Liquids | non-EU | Energy demand | 0.59809 | FEC
CH | TYNDP2026 | NT | 2030 | TWh | 299 | Sub_sector | Transport | Planes | Transport (planes) | Energetic | transport_planes_final_demand_other | Others | non-EU | Energy demand | 0 | FEC
CH | TYNDP2026 | NT | 2030 | TWh | 300 | Sub_sector | Transport | Planes | Transport (planes) | Energetic | transport_planes_final_demand_ammonia | Ammonia | non-EU | Energy demand | 0 | FEC
CH | TYNDP2026 | NT | 2030 | TWh | 302 | Sub_sector | Transport | Others | Transport (others) | Energetic | transport_other_final_demand_electricity | Electricity | non-EU | Energy demand | 0 | FEC
CH | TYNDP2026 | NT | 2030 | TWh | 303 | Sub_sector | Transport | Others | Transport (others) | Energetic | transport_other_final_demand_hydrogen | Hydrogen | non-EU | Energy demand | 0 | FEC
CH | TYNDP2026 | NT | 2030 | TWh | 304 | Sub_sector | Transport | Others | Transport (others) | Energetic | transport_other_final_demand_methane | Methane | non-EU | Energy demand | 0 | FEC
CH | TYNDP2026 | NT | 2030 | TWh | 305 | Sub_sector | Transport | Others | Transport (others) | Energetic | transport_other_final_demand_heat | Heat | non-EU | Energy demand | 0 | FEC
CH | TYNDP2026 | NT | 2030 | TWh | 306 | Sub_sector | Transport | Others | Transport (others) | Energetic | transport_other_final_demand_biomass | Biomass | non-EU | Energy demand | 0 | FEC
CH | TYNDP2026 | NT | 2030 | TWh | 307 | Sub_sector | Transport | Others | Transport (others) | Energetic | transport_other_final_demand_coal | Solids | non-EU | Energy demand | 0 | FEC
CH | TYNDP2026 | NT | 2030 | TWh | 308 | Sub_sector | Transport | Others | Transport (others) | Energetic | transport_other_final_demand_oil | Liquids | non-EU | Energy demand | 0 | FEC
CH | TYNDP2026 | NT | 2030 | TWh | 309 | Sub_sector | Transport | Others | Transport (others) | Energetic | transport_other_final_demand_other | Others | non-EU | Energy demand | 0 | FEC
CH | TYNDP2026 | NT | 2030 | TWh | 310 | Sub_sector | Transport | Others | Transport (others) | Energetic | transport_other_final_demand_ammonia | Ammonia | non-EU | Energy demand | 0 | FEC
CH | TYNDP2026 | NT | 2030 | TWh | 312 | Sub_sector | International transport | International aviation | Transport (int. aviation) | Energetic | transport_int_aviation_final_demand_electricity | Electricity | non-EU | Energy demand | 0 | FEC
CH | TYNDP2026 | NT | 2030 | TWh | 313 | Sub_sector | International transport | International aviation | Transport (int. aviation) | Energetic | transport_int_aviation_final_demand_hydrogen | Hydrogen | non-EU | Energy demand | 0 | FEC
CH | TYNDP2026 | NT | 2030 | TWh | 314 | Sub_sector | International transport | International aviation | Transport (int. aviation) | Energetic | transport_int_aviation_final_demand_methane | Methane | non-EU | Energy demand | 0 | FEC
CH | TYNDP2026 | NT | 2030 | TWh | 315 | Sub_sector | International transport | International aviation | Transport (int. aviation) | Energetic | transport_int_aviation_final_demand_heat | Heat | non-EU | Energy demand | 0 | FEC
CH | TYNDP2026 | NT | 2030 | TWh | 316 | Sub_sector | International transport | International aviation | Transport (int. aviation) | Energetic | transport_int_aviation_final_demand_biofuels | Biomass | non-EU | Energy demand | 0 | FEC
CH | TYNDP2026 | NT | 2030 | TWh | 317 | Sub_sector | International transport | International aviation | Transport (int. aviation) | Energetic | transport_int_aviation_final_demand_coal | Solids | non-EU | Energy demand | 0 | FEC
CH | TYNDP2026 | NT | 2030 | TWh | 318 | Sub_sector | International transport | International aviation | Transport (int. aviation) | Energetic | transport_int_aviation_final_demand_oil | Liquids | non-EU | Energy demand | 23.1256 | FEC
CH | TYNDP2026 | NT | 2030 | TWh | 319 | Sub_sector | International transport | International aviation | Transport (int. aviation) | Energetic | transport_int_aviation_final_demand_other | Others | non-EU | Energy demand | 0 | FEC
CH | TYNDP2026 | NT | 2030 | TWh | 320 | Sub_sector | International transport | International aviation | Transport (int. aviation) | Energetic | transport_int_aviation_final_demand_ammonia | Ammonia | non-EU | Energy demand | 0 | FEC
CH | TYNDP2026 | NT | 2030 | TWh | 322 | Sub_sector | International transport | International shipping | Transport (int. shipping) | Energetic | transport_int_shipping_final_demand_electricity | Electricity | non-EU | Energy demand | 0 | not_included_in_FEC
CH | TYNDP2026 | NT | 2030 | TWh | 323 | Sub_sector | International transport | International shipping | Transport (int. shipping) | Energetic | transport_int_shipping_final_demand_hydrogen | Hydrogen | non-EU | Energy demand | 0 | not_included_in_FEC
CH | TYNDP2026 | NT | 2030 | TWh | 324 | Sub_sector | International transport | International shipping | Transport (int. shipping) | Energetic | transport_int_shipping_final_demand_methane | Methane | non-EU | Energy demand | 0 | not_included_in_FEC
CH | TYNDP2026 | NT | 2030 | TWh | 325 | Sub_sector | International transport | International shipping | Transport (int. shipping) | Energetic | transport_int_shipping_final_demand_heat | Heat | non-EU | Energy demand | 0 | not_included_in_FEC
CH | TYNDP2026 | NT | 2030 | TWh | 326 | Sub_sector | International transport | International shipping | Transport (int. shipping) | Energetic | transport_int_shipping_final_demand_biofuels | Biomass | non-EU | Energy demand | 0 | not_included_in_FEC
CH | TYNDP2026 | NT | 2030 | TWh | 327 | Sub_sector | International transport | International shipping | Transport (int. shipping) | Energetic | transport_int_shipping_final_demand_coal | Solids | non-EU | Energy demand | 0 | not_included_in_FEC
CH | TYNDP2026 | NT | 2030 | TWh | 328 | Sub_sector | International transport | International shipping | Transport (int. shipping) | Energetic | transport_int_shipping_final_demand_oil | Liquids | non-EU | Energy demand | 0 | not_included_in_FEC
CH | TYNDP2026 | NT | 2030 | TWh | 329 | Sub_sector | International transport | International shipping | Transport (int. shipping) | Energetic | transport_int_shipping_final_demand_other | Others | non-EU | Energy demand | 0 | not_included_in_FEC
CH | TYNDP2026 | NT | 2030 | TWh | 330 | Sub_sector | International transport | International shipping | Transport (int. shipping) | Energetic | transport_int_shipping_final_demand_ammonia | Ammonia | non-EU | Energy demand | 0 | not_included_in_FEC
CH | TYNDP2026 | NT | 2030 | TWh | 332 | Sub_sector | Households | Space heating | Households (heating) | Energetic | households_heating_final_demand_electricity | Electricity | non-EU | Energy demand | 4.5851 | FEC
CH | TYNDP2026 | NT | 2030 | TWh | 333 | Sub_sector | Households | Space heating | Households (heating) | Energetic | households_heating_final_demand_hydrogen | Hydrogen | non-EU | Energy demand | 0 | FEC
CH | TYNDP2026 | NT | 2030 | TWh | 334 | Sub_sector | Households | Space heating | Households (heating) | Energetic | households_heating_final_demand_methane | Methane | non-EU | Energy demand | 9.7441 | FEC
CH | TYNDP2026 | NT | 2030 | TWh | 335 | Sub_sector | Households | Space heating | Households (heating) | Energetic | households_heating_final_demand_heat | Heat | non-EU | Energy demand | 1.8447 | FEC
CH | TYNDP2026 | NT | 2030 | TWh | 336 | Sub_sector | Households | Space heating | Households (heating) | Energetic | households_heating_final_demand_biomass | Biomass | non-EU | Energy demand | 3.4389 | FEC
CH | TYNDP2026 | NT | 2030 | TWh | 337 | Sub_sector | Households | Space heating | Households (heating) | Energetic | households_heating_final_demand_coal | Solids | non-EU | Energy demand | 0 | FEC
CH | TYNDP2026 | NT | 2030 | TWh | 338 | Sub_sector | Households | Space heating | Households (heating) | Energetic | households_heating_final_demand_oil | Liquids | non-EU | Energy demand | 6.921 | FEC
CH | TYNDP2026 | NT | 2030 | TWh | 339 | Sub_sector | Households | Space heating | Households (heating) | Energetic | households_heating_final_demand_other | Others | non-EU | Energy demand | 0 | FEC
CH | TYNDP2026 | NT | 2030 | TWh | 340 | Sub_sector | Households | Space heating | Households (heating) | Energetic | households_heating_final_demand_ammonia | Ammonia | non-EU | Energy demand | 0 | FEC
CH | TYNDP2026 | NT | 2030 | TWh | 343 | Sub_sector | Households | Cooling | Households (cooling) | Energetic | households_cooling_final_demand_electricity | Electricity | non-EU | Energy demand | 1.658 | FEC
CH | TYNDP2026 | NT | 2030 | TWh | 344 | Sub_sector | Households | Cooling | Households (cooling) | Energetic | households_cooling_final_demand_hydrogen | Hydrogen | non-EU | Energy demand | 0 | FEC
CH | TYNDP2026 | NT | 2030 | TWh | 345 | Sub_sector | Households | Cooling | Households (cooling) | Energetic | households_cooling_final_demand_methane | Methane | non-EU | Energy demand | 0 | FEC
CH | TYNDP2026 | NT | 2030 | TWh | 346 | Sub_sector | Households | Cooling | Households (cooling) | Energetic | households_cooling_final_demand_heat | Heat | non-EU | Energy demand | 0 | FEC
CH | TYNDP2026 | NT | 2030 | TWh | 347 | Sub_sector | Households | Cooling | Households (cooling) | Energetic | households_cooling_final_demand_biomass | Biomass | non-EU | Energy demand | 0 | FEC
CH | TYNDP2026 | NT | 2030 | TWh | 348 | Sub_sector | Households | Cooling | Households (cooling) | Energetic | households_cooling_final_demand_coal | Solids | non-EU | Energy demand | 0 | FEC
CH | TYNDP2026 | NT | 2030 | TWh | 349 | Sub_sector | Households | Cooling | Households (cooling) | Energetic | households_cooling_final_demand_oil | Liquids | non-EU | Energy demand | 0 | FEC
CH | TYNDP2026 | NT | 2030 | TWh | 350 | Sub_sector | Households | Cooling | Households (cooling) | Energetic | households_cooling_final_demand_other | Others | non-EU | Energy demand | 0 | FEC
CH | TYNDP2026 | NT | 2030 | TWh | 351 | Sub_sector | Households | Cooling | Households (cooling) | Energetic | households_cooling_final_demand_ammonia | Ammonia | non-EU | Energy demand | 0 | FEC
CH | TYNDP2026 | NT | 2030 | TWh | 354 | Sub_sector | Households | Hot water | Households (hot water) | Energetic | households_hot_water_final_demand_electricity | Electricity | non-EU | Energy demand | 1.334 | FEC
CH | TYNDP2026 | NT | 2030 | TWh | 355 | Sub_sector | Households | Hot water | Households (hot water) | Energetic | households_hot_water_final_demand_hydrogen | Hydrogen | non-EU | Energy demand | 0 | FEC
CH | TYNDP2026 | NT | 2030 | TWh | 356 | Sub_sector | Households | Hot water | Households (hot water) | Energetic | households_hot_water_final_demand_methane | Methane | non-EU | Energy demand | 1.8048 | FEC
CH | TYNDP2026 | NT | 2030 | TWh | 357 | Sub_sector | Households | Hot water | Households (hot water) | Energetic | households_hot_water_final_demand_heat | Heat | non-EU | Energy demand | 1.9277 | FEC
CH | TYNDP2026 | NT | 2030 | TWh | 358 | Sub_sector | Households | Hot water | Households (hot water) | Energetic | households_hot_water_final_demand_biomass | Biomass | non-EU | Energy demand | 1.0978 | FEC
CH | TYNDP2026 | NT | 2030 | TWh | 359 | Sub_sector | Households | Hot water | Households (hot water) | Energetic | households_hot_water_final_demand_coal | Solids | non-EU | Energy demand | 0 | FEC
CH | TYNDP2026 | NT | 2030 | TWh | 360 | Sub_sector | Households | Hot water | Households (hot water) | Energetic | households_hot_water_final_demand_oil | Liquids | non-EU | Energy demand | 1.957 | FEC
CH | TYNDP2026 | NT | 2030 | TWh | 361 | Sub_sector | Households | Hot water | Households (hot water) | Energetic | households_hot_water_final_demand_other | Others | non-EU | Energy demand | 1.148 | FEC
CH | TYNDP2026 | NT | 2030 | TWh | 362 | Sub_sector | Households | Hot water | Households (hot water) | Energetic | households_hot_water_final_demand_ammonia | Ammonia | non-EU | Energy demand | 0 | FEC
CH | TYNDP2026 | NT | 2030 | TWh | 365 | Sub_sector | Households | Appliances | Households (appliances) | Energetic | households_appliances_final_demand_electricity | Electricity | non-EU | Energy demand | 11.3592 | FEC
CH | TYNDP2026 | NT | 2030 | TWh | 366 | Sub_sector | Households | Appliances | Households (appliances) | Energetic | households_appliances_final_demand_hydrogen | Hydrogen | non-EU | Energy demand | 0 | FEC
CH | TYNDP2026 | NT | 2030 | TWh | 367 | Sub_sector | Households | Appliances | Households (appliances) | Energetic | households_appliances_final_demand_methane | Methane | non-EU | Energy demand | 0.87315 | FEC
CH | TYNDP2026 | NT | 2030 | TWh | 368 | Sub_sector | Households | Appliances | Households (appliances) | Energetic | households_appliances_final_demand_heat | Heat | non-EU | Energy demand | 0 | FEC
CH | TYNDP2026 | NT | 2030 | TWh | 369 | Sub_sector | Households | Appliances | Households (appliances) | Energetic | households_appliances_final_demand_biomass | Biomass | non-EU | Energy demand | 0.074255 | FEC
CH | TYNDP2026 | NT | 2030 | TWh | 370 | Sub_sector | Households | Appliances | Households (appliances) | Energetic | households_appliances_final_demand_coal | Solids | non-EU | Energy demand | 0 | FEC
CH | TYNDP2026 | NT | 2030 | TWh | 371 | Sub_sector | Households | Appliances | Households (appliances) | Energetic | households_appliances_final_demand_oil | Liquids | non-EU | Energy demand | 0 | FEC
CH | TYNDP2026 | NT | 2030 | TWh | 372 | Sub_sector | Households | Appliances | Households (appliances) | Energetic | households_appliances_final_demand_other | Others | non-EU | Energy demand | 0 | FEC
CH | TYNDP2026 | NT | 2030 | TWh | 373 | Sub_sector | Households | Appliances | Households (appliances) | Energetic | households_appliances_final_demand_ammonia | Ammonia | non-EU | Energy demand | 0 | FEC
CH | TYNDP2026 | NT | 2030 | TWh | 375 | Sub_sector | Buildings | Space heating | Buildings (heat) | Energetic | buildings_heat_final_demand_electricity | Electricity | non-EU | Energy demand | 5.3767 | FEC
CH | TYNDP2026 | NT | 2030 | TWh | 376 | Sub_sector | Buildings | Space heating | Buildings (heat) | Energetic | buildings_heat_final_demand_hydrogen | Hydrogen | non-EU | Energy demand | 0 | FEC
CH | TYNDP2026 | NT | 2030 | TWh | 377 | Sub_sector | Buildings | Space heating | Buildings (heat) | Energetic | buildings_heat_final_demand_methane | Methane | non-EU | Energy demand | 4.2766 | FEC
CH | TYNDP2026 | NT | 2030 | TWh | 378 | Sub_sector | Buildings | Space heating | Buildings (heat) | Energetic | buildings_heat_final_demand_heat | Heat | non-EU | Energy demand | 2.7069 | FEC
CH | TYNDP2026 | NT | 2030 | TWh | 379 | Sub_sector | Buildings | Space heating | Buildings (heat) | Energetic | buildings_heat_final_demand_biomass | Biomass | non-EU | Energy demand | 2.1403 | FEC
CH | TYNDP2026 | NT | 2030 | TWh | 380 | Sub_sector | Buildings | Space heating | Buildings (heat) | Energetic | buildings_heat_final_demand_coal | Solids | non-EU | Energy demand | 0 | FEC
CH | TYNDP2026 | NT | 2030 | TWh | 381 | Sub_sector | Buildings | Space heating | Buildings (heat) | Energetic | buildings_heat_final_demand_oil | Liquids | non-EU | Energy demand | 1.1012 | FEC
CH | TYNDP2026 | NT | 2030 | TWh | 382 | Sub_sector | Buildings | Space heating | Buildings (heat) | Energetic | buildings_heat_final_demand_other | Others | non-EU | Energy demand | 0.4189 | FEC
CH | TYNDP2026 | NT | 2030 | TWh | 383 | Sub_sector | Buildings | Space heating | Buildings (heat) | Energetic | buildings_heat_final_demand_ammonia | Ammonia | non-EU | Energy demand | 0 | FEC
CH | TYNDP2026 | NT | 2030 | TWh | 386 | Sub_sector | Buildings | Cooling | Buildings (cooling) | Energetic | buildings_cooling_final_demand_electricity | Electricity | non-EU | Energy demand | 1.368 | FEC
CH | TYNDP2026 | NT | 2030 | TWh | 387 | Sub_sector | Buildings | Cooling | Buildings (cooling) | Energetic | buildings_cooling_final_demand_hydrogen | Hydrogen | non-EU | Energy demand | 0 | FEC
CH | TYNDP2026 | NT | 2030 | TWh | 388 | Sub_sector | Buildings | Cooling | Buildings (cooling) | Energetic | buildings_cooling_final_demand_methane | Methane | non-EU | Energy demand | 0.026464 | FEC
CH | TYNDP2026 | NT | 2030 | TWh | 389 | Sub_sector | Buildings | Cooling | Buildings (cooling) | Energetic | buildings_cooling_final_demand_heat | Heat | non-EU | Energy demand | 0 | FEC
CH | TYNDP2026 | NT | 2030 | TWh | 390 | Sub_sector | Buildings | Cooling | Buildings (cooling) | Energetic | buildings_cooling_final_demand_biomass | Biomass | non-EU | Energy demand | 0 | FEC
CH | TYNDP2026 | NT | 2030 | TWh | 391 | Sub_sector | Buildings | Cooling | Buildings (cooling) | Energetic | buildings_cooling_final_demand_coal | Solids | non-EU | Energy demand | 0 | FEC
CH | TYNDP2026 | NT | 2030 | TWh | 392 | Sub_sector | Buildings | Cooling | Buildings (cooling) | Energetic | buildings_cooling_final_demand_oil | Liquids | non-EU | Energy demand | 0 | FEC
CH | TYNDP2026 | NT | 2030 | TWh | 393 | Sub_sector | Buildings | Cooling | Buildings (cooling) | Energetic | buildings_cooling_final_demand_other | Others | non-EU | Energy demand | 0 | FEC
CH | TYNDP2026 | NT | 2030 | TWh | 394 | Sub_sector | Buildings | Cooling | Buildings (cooling) | Energetic | buildings_cooling_final_demand_ammonia | Ammonia | non-EU | Energy demand | 0 | FEC
CH | TYNDP2026 | NT | 2030 | TWh | 397 | Sub_sector | Buildings | Appliances | Buildings (appliances) | Energetic | buildings_appliances_final_demand_electricity | Electricity | non-EU | Energy demand | 9.5625 | FEC
CH | TYNDP2026 | NT | 2030 | TWh | 398 | Sub_sector | Buildings | Appliances | Buildings (appliances) | Energetic | buildings_appliances_final_demand_hydrogen | Hydrogen | non-EU | Energy demand | 0 | FEC
CH | TYNDP2026 | NT | 2030 | TWh | 399 | Sub_sector | Buildings | Appliances | Buildings (appliances) | Energetic | buildings_appliances_final_demand_methane | Methane | non-EU | Energy demand | 1.2267 | FEC
CH | TYNDP2026 | NT | 2030 | TWh | 400 | Sub_sector | Buildings | Appliances | Buildings (appliances) | Energetic | buildings_appliances_final_demand_heat | Heat | non-EU | Energy demand | 0 | FEC
CH | TYNDP2026 | NT | 2030 | TWh | 401 | Sub_sector | Buildings | Appliances | Buildings (appliances) | Energetic | buildings_appliances_final_demand_biomass | Biomass | non-EU | Energy demand | 0 | FEC
CH | TYNDP2026 | NT | 2030 | TWh | 402 | Sub_sector | Buildings | Appliances | Buildings (appliances) | Energetic | buildings_appliances_final_demand_coal | Solids | non-EU | Energy demand | 0 | FEC
CH | TYNDP2026 | NT | 2030 | TWh | 403 | Sub_sector | Buildings | Appliances | Buildings (appliances) | Energetic | buildings_appliances_final_demand_oil | Liquids | non-EU | Energy demand | 0 | FEC
CH | TYNDP2026 | NT | 2030 | TWh | 404 | Sub_sector | Buildings | Appliances | Buildings (appliances) | Energetic | buildings_appliances_final_demand_other | Others | non-EU | Energy demand | 0 | FEC
CH | TYNDP2026 | NT | 2030 | TWh | 405 | Sub_sector | Buildings | Appliances | Buildings (appliances) | Energetic | buildings_appliances_final_demand_ammonia | Ammonia | non-EU | Energy demand | 0 | FEC
CH | TYNDP2026 | NT | 2030 | TWh | 407 | Sub_sector | Buildings | Datacenters | Datacenters & ICT | Energetic | datacentres_final_demand_electricity_energetic | Electricity | non-EU | Energy demand | 1.8764 | FEC
CH | TYNDP2026 | NT | 2030 | TWh | 408 | Sub_sector | Buildings | Datacenters | Datacenters & ICT | Energetic | datacentres_final_demand_hydrogen_energetic | Hydrogen | non-EU | Energy demand | 0 | FEC
CH | TYNDP2026 | NT | 2030 | TWh | 409 | Sub_sector | Buildings | Datacenters | Datacenters & ICT | Energetic | datacentres_final_demand_methane_energetic | Methane | non-EU | Energy demand | 0 | FEC
CH | TYNDP2026 | NT | 2030 | TWh | 410 | Sub_sector | Buildings | Datacenters | Datacenters & ICT | Energetic | datacentres_final_demand_heat_energetic | Heat | non-EU | Energy demand | 0 | FEC
CH | TYNDP2026 | NT | 2030 | TWh | 411 | Sub_sector | Buildings | Datacenters | Datacenters & ICT | Energetic | datacentres_final_demand_biomass_energetic | Biomass | non-EU | Energy demand | 0 | FEC
CH | TYNDP2026 | NT | 2030 | TWh | 412 | Sub_sector | Buildings | Datacenters | Datacenters & ICT | Energetic | datacentres_final_demand_coal_energetic | Solids | non-EU | Energy demand | 0 | FEC
CH | TYNDP2026 | NT | 2030 | TWh | 413 | Sub_sector | Buildings | Datacenters | Datacenters & ICT | Energetic | datacentres_final_demand_oil_energetic | Liquids | non-EU | Energy demand | 0 | FEC
CH | TYNDP2026 | NT | 2030 | TWh | 414 | Sub_sector | Buildings | Datacenters | Datacenters & ICT | Energetic | datacentres_final_demand_other_energetic | Others | non-EU | Energy demand | 0 | FEC
CH | TYNDP2026 | NT | 2030 | TWh | 415 | Sub_sector | Buildings | Datacenters | Datacenters & ICT | Energetic | datacentres_final_demand_ammonia_energetic | Ammonia | non-EU | Energy demand | 0 | FEC
CH | TYNDP2026 | NT | 2030 | TWh | 417 | Sub_sector | Transport | Others_Sector | Others_Sector | Energetic | other_final_demand_electricity_energetic | Electricity | non-EU | Energy demand | 0 | FEC
CH | TYNDP2026 | NT | 2030 | TWh | 418 | Sub_sector | Transport | Others_Sector | Others_Sector | Energetic | other_final_demand_hydrogen_energetic | Hydrogen | non-EU | Energy demand | 0 | FEC
CH | TYNDP2026 | NT | 2030 | TWh | 419 | Sub_sector | Transport | Pipeline Transport | Others_Sector | Energetic | other_final_demand_methane_energetic | Methane | non-EU | Energy demand | 0.25461 | FEC
CH | TYNDP2026 | NT | 2030 | TWh | 420 | Sub_sector | Transport | Others_Sector | Others_Sector | Energetic | other_final_demand_heat_energetic | Heat | non-EU | Energy demand | 0 | FEC
CH | TYNDP2026 | NT | 2030 | TWh | 421 | Sub_sector | Transport | Others_Sector | Others_Sector | Energetic | other_final_demand_biomass_energetic | Biomass | non-EU | Energy demand | 0 | FEC
CH | TYNDP2026 | NT | 2030 | TWh | 422 | Sub_sector | Transport | Others_Sector | Others_Sector | Energetic | other_final_demand_coal_energetic | Solids | non-EU | Energy demand | 0 | FEC
CH | TYNDP2026 | NT | 2030 | TWh | 423 | Sub_sector | Transport | Others_Sector | Others_Sector | Energetic | other_final_demand_oil_energetic | Liquids | non-EU | Energy demand | 1.2741 | FEC
CH | TYNDP2026 | NT | 2030 | TWh | 424 | Sub_sector | Others_Sector | Others_Sector | Others_Sector | Non-energetic | other_final_demand_oil_non_energetic | Liquids | non-EU | Energy demand | 0.19559 | not_included_in_FEC
CH | TYNDP2026 | NT | 2030 | TWh | 425 | Sub_sector | Transport | Others_Sector | Others_Sector | Energetic | other_final_demand_other_energetic | Others | non-EU | Energy demand | 0 | FEC
CH | TYNDP2026 | NT | 2030 | TWh | 426 | Sub_sector | Transport | Others_Sector | Others_Sector | Energetic | other_final_demand_ammonia_energetic | Ammonia | non-EU | Energy demand | 0 | FEC
CH | TYNDP2026 | NT | 2030 | TWh | 427 | Sub_sector | Industry | Surplus_Heat_in_Industry | Surplus_Heat_in_Industry | Energetic | final_demand_of_industry_unused_local_production_steam_hot_water | Heat | non-EU | Energy demand | 0 | FEC
CH | TYNDP2026 | NT | 2030 | TWh | 429 | Sub_sector | Agriculture | Total | Agriculture | Energetic | agriculture_final_demand_electricity_energetic | Electricity | non-EU | Energy demand | 0.7734 | FEC
CH | TYNDP2026 | NT | 2030 | TWh | 430 | Sub_sector | Agriculture | Total | Agriculture | Energetic | agriculture_final_demand_hydrogen_energetic | Hydrogen | non-EU | Energy demand | 0 | FEC
CH | TYNDP2026 | NT | 2030 | TWh | 431 | Sub_sector | Agriculture | Total | Agriculture | Energetic | agriculture_final_demand_methane_energetic | Methane | non-EU | Energy demand | 0.32346 | FEC
CH | TYNDP2026 | NT | 2030 | TWh | 432 | Sub_sector | Agriculture | Total | Agriculture | Energetic | agriculture_final_demand_heat_energetic | Heat | non-EU | Energy demand | 0 | FEC
CH | TYNDP2026 | NT | 2030 | TWh | 433 | Sub_sector | Agriculture | Total | Agriculture | Energetic | agriculture_final_demand_biomass_energetic | Biomass | non-EU | Energy demand | 0.17392 | FEC
CH | TYNDP2026 | NT | 2030 | TWh | 434 | Sub_sector | Agriculture | Total | Agriculture | Energetic | agriculture_final_demand_coal_energetic | Solids | non-EU | Energy demand | 0 | FEC
CH | TYNDP2026 | NT | 2030 | TWh | 435 | Sub_sector | Agriculture | Total | Agriculture | Energetic | agriculture_final_demand_oil_energetic | Liquids | non-EU | Energy demand | 0.30201 | FEC
CH | TYNDP2026 | NT | 2030 | TWh | 436 | Sub_sector | Agriculture | Total | Agriculture | Energetic | agriculture_final_demand_other_energetic | Others | non-EU | Energy demand | 0 | FEC
CH | TYNDP2026 | NT | 2030 | TWh | 437 | Sub_sector | Agriculture | Total | Agriculture | Energetic | agriculture_final_demand_ammonia_energetic | Ammonia | non-EU | Energy demand | 0 | FEC
CH | TYNDP2026 | NT | 2030 | TWh | 447 | Sub_sector | Buildings | Surplus Energy | Buildings | Energetic | GAP | Electricity | non-EU | Energy demand | 0 | FEC
CH | TYNDP2026 | NT | 2030 | TWh | 448 | Sub_sector | Buildings | Surplus Energy | Buildings | Energetic | GAP | Hydrogen | non-EU | Energy demand | 0 | FEC
CH | TYNDP2026 | NT | 2030 | TWh | 449 | Sub_sector | Buildings | Surplus Energy | Buildings | Energetic | GAP | Methane | non-EU | Energy demand | 0 | FEC
CH | TYNDP2026 | NT | 2030 | TWh | 450 | Sub_sector | Buildings | Surplus Energy | Buildings | Energetic | GAP | Heat | non-EU | Energy demand | 0 | FEC
CH | TYNDP2026 | NT | 2030 | TWh | 451 | Sub_sector | Buildings | Surplus Energy | Buildings | Energetic | GAP | Biomass | non-EU | Energy demand | 0.058499 | FEC
CH | TYNDP2026 | NT | 2030 | TWh | 452 | Sub_sector | Buildings | Surplus Energy | Buildings | Energetic | GAP | Solids | non-EU | Energy demand | 0 | FEC
CH | TYNDP2026 | NT | 2030 | TWh | 453 | Sub_sector | Buildings | Surplus Energy | Buildings | Energetic | GAP | Liquids | non-EU | Energy demand | 1.3776 | FEC
CH | TYNDP2026 | NT | 2030 | TWh | 454 | Sub_sector | Buildings | Surplus Energy | Buildings | Energetic | GAP | Others | non-EU | Energy demand | 0 | FEC
CH | TYNDP2026 | NT | 2030 | TWh | 455 | Sub_sector | Buildings | Surplus Energy | Buildings | Energetic | GAP | Ammonia | non-EU | Energy demand | 0 | FEC
CH | TYNDP2026 | NT | 2030 | TWh | 456 | Sub_sector | Households | Surplus Energy | Households | Energetic | GAP | Electricity | non-EU | Energy demand | 0 | FEC
CH | TYNDP2026 | NT | 2030 | TWh | 457 | Sub_sector | Households | Surplus Energy | Households | Energetic | GAP | Hydrogen | non-EU | Energy demand | 0 | FEC
CH | TYNDP2026 | NT | 2030 | TWh | 458 | Sub_sector | Households | Surplus Energy | Households | Energetic | GAP | Methane | non-EU | Energy demand | 0 | FEC
CH | TYNDP2026 | NT | 2030 | TWh | 459 | Sub_sector | Households | Surplus Energy | Households | Energetic | GAP | Heat | non-EU | Energy demand | 0 | FEC
CH | TYNDP2026 | NT | 2030 | TWh | 460 | Sub_sector | Households | Surplus Energy | Households | Energetic | GAP | Biomass | non-EU | Energy demand | 0 | FEC
CH | TYNDP2026 | NT | 2030 | TWh | 461 | Sub_sector | Households | Surplus Energy | Households | Energetic | GAP | Solids | non-EU | Energy demand | 0 | FEC
CH | TYNDP2026 | NT | 2030 | TWh | 462 | Sub_sector | Households | Surplus Energy | Households | Energetic | GAP | Liquids | non-EU | Energy demand | 0 | FEC
CH | TYNDP2026 | NT | 2030 | TWh | 463 | Sub_sector | Households | Surplus Energy | Households | Energetic | GAP | Others | non-EU | Energy demand | 0 | FEC
CH | TYNDP2026 | NT | 2030 | TWh | 464 | Sub_sector | Households | Surplus Energy | Households | Energetic | GAP | Ammonia | non-EU | Energy demand | 0 | FEC
CH | TYNDP2026 | NT | 2035 | TWh | 102 | Sub_sector | Industry | Aluminium | Industry (aluminium) | Energetic | industry_aluminium_demand_electricity_energetic | Electricity | non-EU | Energy demand | 0 | FEC
CH | TYNDP2026 | NT | 2035 | TWh | 103 | Sub_sector | Industry | Aluminium | Industry (aluminium) | Energetic | industry_aluminium_demand_hydrogen_energetic | Hydrogen | non-EU | Energy demand | 0 | FEC
CH | TYNDP2026 | NT | 2035 | TWh | 104 | Sub_sector | Industry | Aluminium | Industry (aluminium) | Energetic | industry_aluminium_demand_methane_energetic | Methane | non-EU | Energy demand | 0 | FEC
CH | TYNDP2026 | NT | 2035 | TWh | 105 | Sub_sector | Industry | Aluminium | Industry (aluminium) | Energetic | industry_aluminium_demand_heat_energetic | Heat | non-EU | Energy demand | 0 | FEC
CH | TYNDP2026 | NT | 2035 | TWh | 106 | Sub_sector | Industry | Aluminium | Industry (aluminium) | Energetic | industry_aluminium_demand_biomass_energetic | Biomass | non-EU | Energy demand | 0 | FEC
CH | TYNDP2026 | NT | 2035 | TWh | 107 | Sub_sector | Industry | Aluminium | Industry (aluminium) | Energetic | industry_aluminium_demand_coal_energetic | Solids | non-EU | Energy demand | 0 | FEC
CH | TYNDP2026 | NT | 2035 | TWh | 108 | Sub_sector | Industry | Aluminium | Industry (aluminium) | Energetic | industry_aluminium_demand_oil_energetic | Liquids | non-EU | Energy demand | 0 | FEC
CH | TYNDP2026 | NT | 2035 | TWh | 109 | Sub_sector | Industry | Aluminium | Industry (aluminium) | Energetic | industry_aluminium_demand_others_energetic | Others | non-EU | Energy demand | 0 | FEC
CH | TYNDP2026 | NT | 2035 | TWh | 110 | Sub_sector | Industry | Aluminium | Industry (aluminium) | Energetic | industry_ammonia_demand_others_energetic | Ammonia | non-EU | Energy demand | 0 | FEC
CH | TYNDP2026 | NT | 2035 | TWh | 112 | Sub_sector | Industry | Chemicals | Industry (chemicals, energetic) | Energetic | industry_chemical_demand_electricity_energetic | Electricity | non-EU | Energy demand | 3.2407 | FEC
CH | TYNDP2026 | NT | 2035 | TWh | 113 | Sub_sector | Industry | Chemicals | Industry (chemicals, energetic) | Energetic | industry_chemical_demand_hydrogen_energetic | Hydrogen | non-EU | Energy demand | 0 | FEC
CH | TYNDP2026 | NT | 2035 | TWh | 114 | Sub_sector | Industry | Chemicals | Industry (chemicals, energetic) | Energetic | industry_chemical_demand_methane_energetic | Methane | non-EU | Energy demand | 3.2313 | FEC
CH | TYNDP2026 | NT | 2035 | TWh | 115 | Sub_sector | Industry | Chemicals | Industry (chemicals, energetic) | Energetic | industry_chemical_demand_heat_energetic | Heat | non-EU | Energy demand | 0.64584 | FEC
CH | TYNDP2026 | NT | 2035 | TWh | 116 | Sub_sector | Industry | Chemicals | Industry (chemicals, energetic) | Energetic | industry_chemical_demand_biomass_energetic | Biomass | non-EU | Energy demand | 0 | FEC
CH | TYNDP2026 | NT | 2035 | TWh | 117 | Sub_sector | Industry | Chemicals | Industry (chemicals, energetic) | Energetic | industry_chemical_demand_coal_energetic | Solids | non-EU | Energy demand | 0 | FEC
CH | TYNDP2026 | NT | 2035 | TWh | 118 | Sub_sector | Industry | Chemicals | Industry (chemicals, energetic) | Energetic | industry_chemical_demand_oil_energetic | Liquids | non-EU | Energy demand | 0.23149 | FEC
CH | TYNDP2026 | NT | 2035 | TWh | 119 | Sub_sector | Industry | Chemicals | Industry (chemicals, energetic) | Energetic | industry_chemical_demand_others_energetic | Others | non-EU | Energy demand | 0 | FEC
CH | TYNDP2026 | NT | 2035 | TWh | 120 | Sub_sector | Industry | Chemicals | Industry (chemicals, energetic) | Energetic | industry_chemical_demand_ammonia_energetic | Ammonia | non-EU | Energy demand | 0 | FEC
CH | TYNDP2026 | NT | 2035 | TWh | 122 | Sub_sector | Industry | Chemicals | Industry (chemicals, non-energetic) | Non-energetic | industry_chemical_demand_electricity_non_energetic | Electricity | non-EU | Energy demand | 0 | not_included_in_FEC
CH | TYNDP2026 | NT | 2035 | TWh | 123 | Sub_sector | Industry | Chemicals | Industry (chemicals, non-energetic) | Non-energetic | industry_chemical_demand_hydrogen_non_energetic | Hydrogen | non-EU | Energy demand | 0 | not_included_in_FEC
CH | TYNDP2026 | NT | 2035 | TWh | 124 | Sub_sector | Industry | Chemicals | Industry (chemicals, non-energetic) | Non-energetic | industry_chemical_demand_methane_non_energetic | Methane | non-EU | Energy demand | 0 | not_included_in_FEC
CH | TYNDP2026 | NT | 2035 | TWh | 125 | Sub_sector | Industry | Chemicals | Industry (chemicals, non-energetic) | Non-energetic | industry_chemical_demand_heat_non_energetic | Heat | non-EU | Energy demand | 0 | not_included_in_FEC
CH | TYNDP2026 | NT | 2035 | TWh | 126 | Sub_sector | Industry | Chemicals | Industry (chemicals, non-energetic) | Non-energetic | industry_chemical_demand_biomass_non_energetic | Biomass | non-EU | Energy demand | 0 | not_included_in_FEC
CH | TYNDP2026 | NT | 2035 | TWh | 127 | Sub_sector | Industry | Chemicals | Industry (chemicals, non-energetic) | Non-energetic | industry_chemical_demand_coal_non_energetic | Solids | non-EU | Energy demand | 0 | not_included_in_FEC
CH | TYNDP2026 | NT | 2035 | TWh | 128 | Sub_sector | Industry | Chemicals | Industry (chemicals, non-energetic) | Non-energetic | industry_chemical_demand_oil_non_energetic | Liquids | non-EU | Energy demand | 0.99692 | not_included_in_FEC
CH | TYNDP2026 | NT | 2035 | TWh | 129 | Sub_sector | Industry | Chemicals | Industry (chemicals, non-energetic) | Non-energetic | industry_chemical_demand_others_non_energetic | Others | non-EU | Energy demand | 0 | not_included_in_FEC
CH | TYNDP2026 | NT | 2035 | TWh | 130 | Sub_sector | Industry | Chemicals | Industry (chemicals, non-energetic) | Non-energetic | industry_chemical_demand_ammonia_non_energetic | Ammonia | non-EU | Energy demand | 0 | not_included_in_FEC
CH | TYNDP2026 | NT | 2035 | TWh | 132 | Sub_sector | Industry | Fertilizers | Industry (fertilizers, energetic) | Energetic | industry_fertilizers_demand_electricity_energetic | Electricity | non-EU | Energy demand | 0 | FEC
CH | TYNDP2026 | NT | 2035 | TWh | 133 | Sub_sector | Industry | Fertilizers | Industry (fertilizers, energetic) | Energetic | industry_fertilizers_demand_hydrogen_energetic | Hydrogen | non-EU | Energy demand | 0 | FEC
CH | TYNDP2026 | NT | 2035 | TWh | 134 | Sub_sector | Industry | Fertilizers | Industry (fertilizers, energetic) | Energetic | industry_fertilizers_demand_methane_energetic | Methane | non-EU | Energy demand | 0 | FEC
CH | TYNDP2026 | NT | 2035 | TWh | 135 | Sub_sector | Industry | Fertilizers | Industry (fertilizers, energetic) | Energetic | industry_fertilizers_demand_heat_energetic | Heat | non-EU | Energy demand | 0 | FEC
CH | TYNDP2026 | NT | 2035 | TWh | 136 | Sub_sector | Industry | Fertilizers | Industry (fertilizers, energetic) | Energetic | industry_fertilizers_demand_biomass_energetic | Biomass | non-EU | Energy demand | 0 | FEC
CH | TYNDP2026 | NT | 2035 | TWh | 137 | Sub_sector | Industry | Fertilizers | Industry (fertilizers, energetic) | Energetic | industry_fertilizers_demand_coal_energetic | Solids | non-EU | Energy demand | 0 | FEC
CH | TYNDP2026 | NT | 2035 | TWh | 138 | Sub_sector | Industry | Fertilizers | Industry (fertilizers, energetic) | Energetic | industry_fertilizers_demand_oil_energetic | Liquids | non-EU | Energy demand | 0 | FEC
CH | TYNDP2026 | NT | 2035 | TWh | 139 | Sub_sector | Industry | Fertilizers | Industry (fertilizers, energetic) | Energetic | industry_fertilizers_demand_others_energetic | Others | non-EU | Energy demand | 0 | FEC
CH | TYNDP2026 | NT | 2035 | TWh | 140 | Sub_sector | Industry | Fertilizers | Industry (fertilizers, energetic) | Energetic | industry_fertilizers_demand_ammonia_energetic | Ammonia | non-EU | Energy demand | 0 | FEC
CH | TYNDP2026 | NT | 2035 | TWh | 142 | Sub_sector | Industry | Fertilizers | Industry (fertilizers, non-energetic) | Non-energetic | industry_fertilizers_demand_electricity_non_energetic | Electricity | non-EU | Energy demand | 0 | not_included_in_FEC
CH | TYNDP2026 | NT | 2035 | TWh | 143 | Sub_sector | Industry | Fertilizers | Industry (fertilizers, non-energetic) | Non-energetic | industry_fertilizers_demand_hydrogen_non_energetic | Hydrogen | non-EU | Energy demand | 0 | not_included_in_FEC
CH | TYNDP2026 | NT | 2035 | TWh | 144 | Sub_sector | Industry | Fertilizers | Industry (fertilizers, non-energetic) | Non-energetic | industry_fertilizers_demand_methane_non_energetic | Methane | non-EU | Energy demand | 0 | not_included_in_FEC
CH | TYNDP2026 | NT | 2035 | TWh | 145 | Sub_sector | Industry | Fertilizers | Industry (fertilizers, non-energetic) | Non-energetic | industry_fertilizers_demand_heat_non_energetic | Heat | non-EU | Energy demand | 0 | not_included_in_FEC
CH | TYNDP2026 | NT | 2035 | TWh | 146 | Sub_sector | Industry | Fertilizers | Industry (fertilizers, non-energetic) | Non-energetic | industry_fertilizers_demand_biomass_non_energetic | Biomass | non-EU | Energy demand | 0 | not_included_in_FEC
CH | TYNDP2026 | NT | 2035 | TWh | 147 | Sub_sector | Industry | Fertilizers | Industry (fertilizers, non-energetic) | Non-energetic | industry_fertilizers_demand_coal_non_energetic | Solids | non-EU | Energy demand | 0 | not_included_in_FEC
CH | TYNDP2026 | NT | 2035 | TWh | 148 | Sub_sector | Industry | Fertilizers | Industry (fertilizers, non-energetic) | Non-energetic | industry_fertilizers_demand_oil_non_energetic | Liquids | non-EU | Energy demand | 0 | not_included_in_FEC
CH | TYNDP2026 | NT | 2035 | TWh | 149 | Sub_sector | Industry | Fertilizers | Industry (fertilizers, non-energetic) | Non-energetic | industry_fertilizers_demand_others_non_energetic | Others | non-EU | Energy demand | 0 | not_included_in_FEC
CH | TYNDP2026 | NT | 2035 | TWh | 150 | Sub_sector | Industry | Fertilizers | Industry (fertilizers, non-energetic) | Non-energetic | industry_fertilizers_demand_ammonia_non_energetic | Ammonia | non-EU | Energy demand | 0 | not_included_in_FEC
CH | TYNDP2026 | NT | 2035 | TWh | 152 | Sub_sector | Industry | Food | Industry (food) | Energetic | industry_food_demand_electricity_energetic | Electricity | non-EU | Energy demand | 1.886 | FEC
CH | TYNDP2026 | NT | 2035 | TWh | 153 | Sub_sector | Industry | Food | Industry (food) | Energetic | industry_food_demand_hydrogen_energetic | Hydrogen | non-EU | Energy demand | 0 | FEC
CH | TYNDP2026 | NT | 2035 | TWh | 154 | Sub_sector | Industry | Food | Industry (food) | Energetic | industry_food_demand_methane_energetic | Methane | non-EU | Energy demand | 1.8547 | FEC
CH | TYNDP2026 | NT | 2035 | TWh | 155 | Sub_sector | Industry | Food | Industry (food) | Energetic | industry_food_demand_heat_energetic | Heat | non-EU | Energy demand | 0.071098 | FEC
CH | TYNDP2026 | NT | 2035 | TWh | 156 | Sub_sector | Industry | Food | Industry (food) | Energetic | industry_food_demand_biomass_energetic | Biomass | non-EU | Energy demand | 0.0053111 | FEC
CH | TYNDP2026 | NT | 2035 | TWh | 157 | Sub_sector | Industry | Food | Industry (food) | Energetic | industry_food_demand_coal_energetic | Solids | non-EU | Energy demand | 0.0066531 | FEC
CH | TYNDP2026 | NT | 2035 | TWh | 158 | Sub_sector | Industry | Food | Industry (food) | Energetic | industry_food_demand_oil_energetic | Liquids | non-EU | Energy demand | 0.4279 | FEC
CH | TYNDP2026 | NT | 2035 | TWh | 159 | Sub_sector | Industry | Food | Industry (food) | Energetic | industry_food_demand_others_energetic | Others | non-EU | Energy demand | 0 | FEC
CH | TYNDP2026 | NT | 2035 | TWh | 160 | Sub_sector | Industry | Food | Industry (food) | Energetic | industry_food_demand_ammonia_energetic | Ammonia | non-EU | Energy demand | 0 | FEC
CH | TYNDP2026 | NT | 2035 | TWh | 162 | Sub_sector | Industry | Metals | Industry (metal) | Energetic | industry_metal_demand_electricity_energetic | Electricity | non-EU | Energy demand | 0.23662 | FEC
CH | TYNDP2026 | NT | 2035 | TWh | 163 | Sub_sector | Industry | Metals | Industry (metal) | Energetic | industry_metal_demand_hydrogen_energetic | Hydrogen | non-EU | Energy demand | 0 | FEC
CH | TYNDP2026 | NT | 2035 | TWh | 164 | Sub_sector | Industry | Metals | Industry (metal) | Energetic | industry_metal_demand_methane_energetic | Methane | non-EU | Energy demand | 0.29023 | FEC
CH | TYNDP2026 | NT | 2035 | TWh | 165 | Sub_sector | Industry | Metals | Industry (metal) | Energetic | industry_metal_demand_heat_energetic | Heat | non-EU | Energy demand | 0.00035903 | FEC
CH | TYNDP2026 | NT | 2035 | TWh | 166 | Sub_sector | Industry | Metals | Industry (metal) | Energetic | industry_metal_demand_biomass_energetic | Biomass | non-EU | Energy demand | 0 | FEC
CH | TYNDP2026 | NT | 2035 | TWh | 167 | Sub_sector | Industry | Metals | Industry (metal) | Energetic | industry_metal_demand_coal_energetic | Solids | non-EU | Energy demand | 0 | FEC
CH | TYNDP2026 | NT | 2035 | TWh | 168 | Sub_sector | Industry | Metals | Industry (metal) | Energetic | industry_metal_demand_oil_energetic | Liquids | non-EU | Energy demand | 0.0092476 | FEC
CH | TYNDP2026 | NT | 2035 | TWh | 169 | Sub_sector | Industry | Metals | Industry (metal) | Energetic | industry_metal_demand_others_energetic | Others | non-EU | Energy demand | 0 | FEC
CH | TYNDP2026 | NT | 2035 | TWh | 170 | Sub_sector | Industry | Metals | Industry (metal) | Energetic | industry_metal_demand_ammonia_energetic | Ammonia | non-EU | Energy demand | 0 | FEC
CH | TYNDP2026 | NT | 2035 | TWh | 172 | Sub_sector | Industry | Others | Industry (other, energetic) | Energetic | industry_other_demand_electricity_energetic | Electricity | non-EU | Energy demand | 6.0461 | FEC
CH | TYNDP2026 | NT | 2035 | TWh | 173 | Sub_sector | Industry | Others | Industry (other, energetic) | Energetic | industry_other_demand_hydrogen_energetic | Hydrogen | non-EU | Energy demand | 0 | FEC
CH | TYNDP2026 | NT | 2035 | TWh | 174 | Sub_sector | Industry | Others | Industry (other, energetic) | Energetic | industry_other_demand_methane_energetic | Methane | non-EU | Energy demand | 1.3272 | FEC
CH | TYNDP2026 | NT | 2035 | TWh | 175 | Sub_sector | Industry | Others | Industry (other, energetic) | Energetic | industry_other_demand_heat_energetic | Heat | non-EU | Energy demand | 2.212 | FEC
CH | TYNDP2026 | NT | 2035 | TWh | 176 | Sub_sector | Industry | Others | Industry (other, energetic) | Energetic | industry_other_demand_biomass_energetic | Biomass | non-EU | Energy demand | 4.306 | FEC
CH | TYNDP2026 | NT | 2035 | TWh | 177 | Sub_sector | Industry | Others | Industry (other, energetic) | Energetic | industry_other_demand_coal_energetic | Solids | non-EU | Energy demand | 0.26544 | FEC
CH | TYNDP2026 | NT | 2035 | TWh | 178 | Sub_sector | Industry | Others | Industry (other, energetic) | Energetic | industry_other_demand_oil_energetic | Liquids | non-EU | Energy demand | 0.58987 | FEC
CH | TYNDP2026 | NT | 2035 | TWh | 179 | Sub_sector | Industry | Others | Industry (other, energetic) | Energetic | industry_other_demand_others_energetic | Others | non-EU | Energy demand | 0 | FEC
CH | TYNDP2026 | NT | 2035 | TWh | 180 | Sub_sector | Industry | Others | Industry (other, energetic) | Energetic | industry_other_demand_ammonia_energetic | Ammonia | non-EU | Energy demand | 0 | FEC
CH | TYNDP2026 | NT | 2035 | TWh | 182 | Sub_sector | Industry | Others | Industry (other, non-energetic) | Non-energetic | industry_other_demand_electricity_non_energetic | Electricity | non-EU | Energy demand | 0 | not_included_in_FEC
CH | TYNDP2026 | NT | 2035 | TWh | 183 | Sub_sector | Industry | Others | Industry (other, non-energetic) | Non-energetic | industry_other_demand_hydrogen_non_energetic | Hydrogen | non-EU | Energy demand | 0 | not_included_in_FEC
CH | TYNDP2026 | NT | 2035 | TWh | 184 | Sub_sector | Industry | Others | Industry (other, non-energetic) | Non-energetic | industry_other_demand_methane_non_energetic | Methane | non-EU | Energy demand | 0 | not_included_in_FEC
CH | TYNDP2026 | NT | 2035 | TWh | 185 | Sub_sector | Industry | Others | Industry (other, non-energetic) | Non-energetic | industry_other_demand_heat_non_energetic | Heat | non-EU | Energy demand | 0 | not_included_in_FEC
CH | TYNDP2026 | NT | 2035 | TWh | 186 | Sub_sector | Industry | Others | Industry (other, non-energetic) | Non-energetic | industry_other_demand_biomass_non_energetic | Biomass | non-EU | Energy demand | 0 | not_included_in_FEC
CH | TYNDP2026 | NT | 2035 | TWh | 187 | Sub_sector | Industry | Others | Industry (other, non-energetic) | Non-energetic | industry_other_demand_coal_non_energetic | Solids | non-EU | Energy demand | 0 | not_included_in_FEC
CH | TYNDP2026 | NT | 2035 | TWh | 188 | Sub_sector | Industry | Others | Industry (other, non-energetic) | Non-energetic | industry_other_demand_oil_non_energetic | Liquids | non-EU | Energy demand | 2.9711 | not_included_in_FEC
CH | TYNDP2026 | NT | 2035 | TWh | 189 | Sub_sector | Industry | Others | Industry (other, non-energetic) | Non-energetic | industry_other_demand_others_non_energetic | Others | non-EU | Energy demand | 0 | not_included_in_FEC
CH | TYNDP2026 | NT | 2035 | TWh | 190 | Sub_sector | Industry | Others | Industry (other, non-energetic) | Non-energetic | industry_other_demand_ammonia_non_energetic | Ammonia | non-EU | Energy demand | 0 | not_included_in_FEC
CH | TYNDP2026 | NT | 2035 | TWh | 192 | Sub_sector | Industry | Paper | Industry (paper) | Energetic | industry_paper_demand_electricity_energetic | Electricity | non-EU | Energy demand | 1.075 | FEC
CH | TYNDP2026 | NT | 2035 | TWh | 193 | Sub_sector | Industry | Paper | Industry (paper) | Energetic | industry_paper_demand_hydrogen_energetic | Hydrogen | non-EU | Energy demand | 0 | FEC
CH | TYNDP2026 | NT | 2035 | TWh | 194 | Sub_sector | Industry | Paper | Industry (paper) | Energetic | industry_paper_demand_methane_energetic | Methane | non-EU | Energy demand | 0.35857 | FEC
CH | TYNDP2026 | NT | 2035 | TWh | 195 | Sub_sector | Industry | Paper | Industry (paper) | Energetic | industry_paper_demand_heat_energetic | Heat | non-EU | Energy demand | 0.54551 | FEC
CH | TYNDP2026 | NT | 2035 | TWh | 196 | Sub_sector | Industry | Paper | Industry (paper) | Energetic | industry_paper_demand_biomass_energetic | Biomass | non-EU | Energy demand | 0.27112 | FEC
CH | TYNDP2026 | NT | 2035 | TWh | 197 | Sub_sector | Industry | Paper | Industry (paper) | Energetic | industry_paper_demand_coal_energetic | Solids | non-EU | Energy demand | 0 | FEC
CH | TYNDP2026 | NT | 2035 | TWh | 198 | Sub_sector | Industry | Paper | Industry (paper) | Energetic | industry_paper_demand_oil_energetic | Liquids | non-EU | Energy demand | 0.069382 | FEC
CH | TYNDP2026 | NT | 2035 | TWh | 199 | Sub_sector | Industry | Paper | Industry (paper) | Energetic | industry_paper_demand_others_energetic | Others | non-EU | Energy demand | 0 | FEC
CH | TYNDP2026 | NT | 2035 | TWh | 200 | Sub_sector | Industry | Paper | Industry (paper) | Energetic | industry_paper_demand_ammonia_energetic | Ammonia | non-EU | Energy demand | 0 | FEC
CH | TYNDP2026 | NT | 2035 | TWh | 202 | Sub_sector | Industry | Refineries | Industry (refineries, energetic) | Energetic | industry_refinery_demand_electricity_energetic | Electricity | non-EU | Energy demand | 0 | not_included_in_FEC
CH | TYNDP2026 | NT | 2035 | TWh | 203 | Sub_sector | Industry | Refineries | Industry (refineries, energetic) | Energetic | industry_refinery_demand_hydrogen_energetic | Hydrogen | non-EU | Energy demand | 0 | not_included_in_FEC
CH | TYNDP2026 | NT | 2035 | TWh | 204 | Sub_sector | Industry | Refineries | Industry (refineries, energetic) | Energetic | industry_refinery_demand_methane_energetic | Methane | non-EU | Energy demand | 0 | not_included_in_FEC
CH | TYNDP2026 | NT | 2035 | TWh | 205 | Sub_sector | Industry | Refineries | Industry (refineries, energetic) | Energetic | industry_refinery_demand_heat_energetic | Heat | non-EU | Energy demand | 0 | not_included_in_FEC
CH | TYNDP2026 | NT | 2035 | TWh | 206 | Sub_sector | Industry | Refineries | Industry (refineries, energetic) | Energetic | industry_refinery_demand_biomass_energetic | Biomass | non-EU | Energy demand | 0 | not_included_in_FEC
CH | TYNDP2026 | NT | 2035 | TWh | 207 | Sub_sector | Industry | Refineries | Industry (refineries, energetic) | Energetic | industry_refinery_demand_coal_energetic | Solids | non-EU | Energy demand | 0 | not_included_in_FEC
CH | TYNDP2026 | NT | 2035 | TWh | 208 | Sub_sector | Industry | Refineries | Industry (refineries, energetic) | Energetic | industry_refinery_demand_oil_energetic | Liquids | non-EU | Energy demand | 1.6399 | not_included_in_FEC
CH | TYNDP2026 | NT | 2035 | TWh | 209 | Sub_sector | Industry | Refineries | Industry (refineries, energetic) | Energetic | industry_refinery_demand_others_energetic | Others | non-EU | Energy demand | 0 | not_included_in_FEC
CH | TYNDP2026 | NT | 2035 | TWh | 210 | Sub_sector | Industry | Refineries | Industry (refineries, energetic) | Energetic | industry_refinery_demand_ammonia_energetic | Ammonia | non-EU | Energy demand | 0 | not_included_in_FEC
CH | TYNDP2026 | NT | 2035 | TWh | 212 | Sub_sector | Industry | Refineries | Industry (refineries, non-energetic) | Non-energetic | industry_refinery_demand_electricity_non_energetic | Electricity | non-EU | Energy demand | 0 | not_included_in_FEC
CH | TYNDP2026 | NT | 2035 | TWh | 213 | Sub_sector | Industry | Refineries | Industry (refineries, non-energetic) | Non-energetic | industry_refinery_demand_hydrogen_non_energetic | Hydrogen | non-EU | Energy demand | 0 | not_included_in_FEC
CH | TYNDP2026 | NT | 2035 | TWh | 214 | Sub_sector | Industry | Refineries | Industry (refineries, non-energetic) | Non-energetic | industry_refinery_demand_methane_non_energetic | Methane | non-EU | Energy demand | 0 | not_included_in_FEC
CH | TYNDP2026 | NT | 2035 | TWh | 215 | Sub_sector | Industry | Refineries | Industry (refineries, non-energetic) | Non-energetic | industry_refinery_demand_heat_non_energetic | Heat | non-EU | Energy demand | 0 | not_included_in_FEC
CH | TYNDP2026 | NT | 2035 | TWh | 216 | Sub_sector | Industry | Refineries | Industry (refineries, non-energetic) | Non-energetic | industry_refinery_demand_biomass_non_energetic | Biomass | non-EU | Energy demand | 0 | not_included_in_FEC
CH | TYNDP2026 | NT | 2035 | TWh | 217 | Sub_sector | Industry | Refineries | Industry (refineries, non-energetic) | Non-energetic | industry_refinery_demand_coal_non_energetic | Solids | non-EU | Energy demand | 0 | not_included_in_FEC
CH | TYNDP2026 | NT | 2035 | TWh | 218 | Sub_sector | Industry | Refineries | Industry (refineries, non-energetic) | Non-energetic | industry_refinery_demand_oil_non_energetic | Liquids | non-EU | Energy demand | 0 | not_included_in_FEC
CH | TYNDP2026 | NT | 2035 | TWh | 219 | Sub_sector | Industry | Refineries | Industry (refineries, non-energetic) | Non-energetic | industry_refinery_demand_others_non_energetic | Others | non-EU | Energy demand | 0 | not_included_in_FEC
CH | TYNDP2026 | NT | 2035 | TWh | 220 | Sub_sector | Industry | Refineries | Industry (refineries, non-energetic) | Non-energetic | industry_refinery_demand_ammonia_non_energetic | Ammonia | non-EU | Energy demand | 0 | not_included_in_FEC
CH | TYNDP2026 | NT | 2035 | TWh | 222 | Sub_sector | Industry | Steel | Industry (steel) | Energetic | industry_steel_demand_electricity_energetic | Electricity | non-EU | Energy demand | 1.2436 | FEC
CH | TYNDP2026 | NT | 2035 | TWh | 223 | Sub_sector | Industry | Steel | Industry (steel) | Energetic | industry_steel_demand_hydrogen_energetic | Hydrogen | non-EU | Energy demand | 0 | FEC
CH | TYNDP2026 | NT | 2035 | TWh | 224 | Sub_sector | Industry | Steel | Industry (steel) | Energetic | industry_steel_demand_methane_energetic | Methane | non-EU | Energy demand | 1.0137 | FEC
CH | TYNDP2026 | NT | 2035 | TWh | 225 | Sub_sector | Industry | Steel | Industry (steel) | Energetic | industry_steel_demand_heat_energetic | Heat | non-EU | Energy demand | 0 | FEC
CH | TYNDP2026 | NT | 2035 | TWh | 226 | Sub_sector | Industry | Steel | Industry (steel) | Energetic | industry_steel_demand_biomass_energetic | Biomass | non-EU | Energy demand | 0.034667 | FEC
CH | TYNDP2026 | NT | 2035 | TWh | 227 | Sub_sector | Industry | Steel | Industry (steel) | Energetic | industry_steel_demand_coal_energetic | Solids | non-EU | Energy demand | 0.092503 | FEC
CH | TYNDP2026 | NT | 2035 | TWh | 228 | Sub_sector | Industry | Steel | Industry (steel) | Energetic | industry_steel_demand_oil_energetic | Liquids | non-EU | Energy demand | 0.026636 | FEC
CH | TYNDP2026 | NT | 2035 | TWh | 229 | Sub_sector | Industry | Steel | Industry (steel) | Energetic | industry_steel_demand_others_energetic | Others | non-EU | Energy demand | 0 | FEC
CH | TYNDP2026 | NT | 2035 | TWh | 230 | Sub_sector | Industry | Steel | Industry (steel) | Energetic | industry_steel_demand_ammonia_energetic | Ammonia | non-EU | Energy demand | 0 | FEC
CH | TYNDP2026 | NT | 2035 | TWh | 232 | Sub_sector | Transport | Cars | Transport (cars) | Energetic | transport_cars_final_demand_electricity | Electricity | non-EU | Energy demand | 5.3092 | FEC
CH | TYNDP2026 | NT | 2035 | TWh | 233 | Sub_sector | Transport | Cars | Transport (cars) | Energetic | transport_cars_final_demand_hydrogen | Hydrogen | non-EU | Energy demand | 0.6448 | FEC
CH | TYNDP2026 | NT | 2035 | TWh | 234 | Sub_sector | Transport | Cars | Transport (cars) | Energetic | transport_cars_final_demand_methane | Methane | non-EU | Energy demand | 0.58279 | FEC
CH | TYNDP2026 | NT | 2035 | TWh | 235 | Sub_sector | Transport | Cars | Transport (cars) | Energetic | transport_cars_final_demand_heat | Heat | non-EU | Energy demand | 0 | FEC
CH | TYNDP2026 | NT | 2035 | TWh | 236 | Sub_sector | Transport | Cars | Transport (cars) | Energetic | transport_cars_final_demand_biomass | Biomass | non-EU | Energy demand | 0 | FEC
CH | TYNDP2026 | NT | 2035 | TWh | 237 | Sub_sector | Transport | Cars | Transport (cars) | Energetic | transport_cars_final_demand_coal | Solids | non-EU | Energy demand | 0 | FEC
CH | TYNDP2026 | NT | 2035 | TWh | 238 | Sub_sector | Transport | Cars | Transport (cars) | Energetic | transport_cars_final_demand_oil | Liquids | non-EU | Energy demand | 28.2981 | FEC
CH | TYNDP2026 | NT | 2035 | TWh | 239 | Sub_sector | Transport | Cars | Transport (cars) | Energetic | transport_cars_final_demand_other | Others | non-EU | Energy demand | 0 | FEC
CH | TYNDP2026 | NT | 2035 | TWh | 240 | Sub_sector | Transport | Cars | Transport (cars) | Energetic | transport_cars_final_demand_ammonia | Ammonia | non-EU | Energy demand | 0 | FEC
CH | TYNDP2026 | NT | 2035 | TWh | 242 | Sub_sector | Transport | Busses | Transport (busses) | Energetic | transport_busses_final_demand_electricity | Electricity | non-EU | Energy demand | 0.084641 | FEC
CH | TYNDP2026 | NT | 2035 | TWh | 243 | Sub_sector | Transport | Busses | Transport (busses) | Energetic | transport_busses_final_demand_hydrogen | Hydrogen | non-EU | Energy demand | 0.00035865 | FEC
CH | TYNDP2026 | NT | 2035 | TWh | 244 | Sub_sector | Transport | Busses | Transport (busses) | Energetic | transport_busses_final_demand_methane | Methane | non-EU | Energy demand | 0.16212 | FEC
CH | TYNDP2026 | NT | 2035 | TWh | 245 | Sub_sector | Transport | Busses | Transport (busses) | Energetic | transport_busses_final_demand_heat | Heat | non-EU | Energy demand | 0 | FEC
CH | TYNDP2026 | NT | 2035 | TWh | 246 | Sub_sector | Transport | Busses | Transport (busses) | Energetic | transport_busses_final_demand_biomass | Biomass | non-EU | Energy demand | 0 | FEC
CH | TYNDP2026 | NT | 2035 | TWh | 247 | Sub_sector | Transport | Busses | Transport (busses) | Energetic | transport_busses_final_demand_coal | Solids | non-EU | Energy demand | 0 | FEC
CH | TYNDP2026 | NT | 2035 | TWh | 248 | Sub_sector | Transport | Busses | Transport (busses) | Energetic | transport_busses_final_demand_oil | Liquids | non-EU | Energy demand | 0.9707 | FEC
CH | TYNDP2026 | NT | 2035 | TWh | 249 | Sub_sector | Transport | Busses | Transport (busses) | Energetic | transport_busses_final_demand_other | Others | non-EU | Energy demand | 0 | FEC
CH | TYNDP2026 | NT | 2035 | TWh | 250 | Sub_sector | Transport | Busses | Transport (busses) | Energetic | transport_busses_final_demand_ammonia | Ammonia | non-EU | Energy demand | 0 | FEC
CH | TYNDP2026 | NT | 2035 | TWh | 252 | Sub_sector | Transport | Trucks | Transport (trucks) | Energetic | transport_trucks_final_demand_electricity | Electricity | non-EU | Energy demand | 0.22208 | FEC
CH | TYNDP2026 | NT | 2035 | TWh | 253 | Sub_sector | Transport | Trucks | Transport (trucks) | Energetic | transport_trucks_final_demand_hydrogen | Hydrogen | non-EU | Energy demand | 0.38574 | FEC
CH | TYNDP2026 | NT | 2035 | TWh | 254 | Sub_sector | Transport | Trucks | Transport (trucks) | Energetic | transport_trucks_final_demand_methane | Methane | non-EU | Energy demand | 0.46305 | FEC
CH | TYNDP2026 | NT | 2035 | TWh | 255 | Sub_sector | Transport | Trucks | Transport (trucks) | Energetic | transport_trucks_final_demand_heat | Heat | non-EU | Energy demand | 0 | FEC
CH | TYNDP2026 | NT | 2035 | TWh | 256 | Sub_sector | Transport | Trucks | Transport (trucks) | Energetic | transport_trucks_final_demand_biomass | Biomass | non-EU | Energy demand | 0 | FEC
CH | TYNDP2026 | NT | 2035 | TWh | 257 | Sub_sector | Transport | Trucks | Transport (trucks) | Energetic | transport_trucks_final_demand_coal | Solids | non-EU | Energy demand | 0 | FEC
CH | TYNDP2026 | NT | 2035 | TWh | 258 | Sub_sector | Transport | Trucks | Transport (trucks) | Energetic | transport_trucks_final_demand_oil | Liquids | non-EU | Energy demand | 6.3083 | FEC
CH | TYNDP2026 | NT | 2035 | TWh | 259 | Sub_sector | Transport | Trucks | Transport (trucks) | Energetic | transport_trucks_final_demand_other | Others | non-EU | Energy demand | 0 | FEC
CH | TYNDP2026 | NT | 2035 | TWh | 260 | Sub_sector | Transport | Trucks | Transport (trucks) | Energetic | transport_trucks_final_demand_ammonia | Ammonia | non-EU | Energy demand | 0 | FEC
CH | TYNDP2026 | NT | 2035 | TWh | 262 | Sub_sector | Transport | Vans | Transport (vans) | Energetic | transport_vans_final_demand_electricity | Electricity | non-EU | Energy demand | 0.22379 | FEC
CH | TYNDP2026 | NT | 2035 | TWh | 263 | Sub_sector | Transport | Vans | Transport (vans) | Energetic | transport_vans_final_demand_hydrogen | Hydrogen | non-EU | Energy demand | 0.0075523 | FEC
CH | TYNDP2026 | NT | 2035 | TWh | 264 | Sub_sector | Transport | Vans | Transport (vans) | Energetic | transport_vans_final_demand_methane | Methane | non-EU | Energy demand | 0.0056118 | FEC
CH | TYNDP2026 | NT | 2035 | TWh | 265 | Sub_sector | Transport | Vans | Transport (vans) | Energetic | transport_vans_final_demand_heat | Heat | non-EU | Energy demand | 0 | FEC
CH | TYNDP2026 | NT | 2035 | TWh | 266 | Sub_sector | Transport | Vans | Transport (vans) | Energetic | transport_vans_final_demand_biomass | Biomass | non-EU | Energy demand | 0 | FEC
CH | TYNDP2026 | NT | 2035 | TWh | 267 | Sub_sector | Transport | Vans | Transport (vans) | Energetic | transport_vans_final_demand_coal | Solids | non-EU | Energy demand | 0 | FEC
CH | TYNDP2026 | NT | 2035 | TWh | 268 | Sub_sector | Transport | Vans | Transport (vans) | Energetic | transport_vans_final_demand_oil | Liquids | non-EU | Energy demand | 2.4753 | FEC
CH | TYNDP2026 | NT | 2035 | TWh | 269 | Sub_sector | Transport | Vans | Transport (vans) | Energetic | transport_vans_final_demand_other | Others | non-EU | Energy demand | 0 | FEC
CH | TYNDP2026 | NT | 2035 | TWh | 270 | Sub_sector | Transport | Vans | Transport (vans) | Energetic | transport_vans_final_demand_ammonia | Ammonia | non-EU | Energy demand | 0 | FEC
CH | TYNDP2026 | NT | 2035 | TWh | 272 | Sub_sector | Transport | Freight trains | Transport (trains) | Energetic | transport_trains_final_demand_electricity | Electricity | non-EU | Energy demand | 3.0068 | FEC
CH | TYNDP2026 | NT | 2035 | TWh | 273 | Sub_sector | Transport | Freight trains | Transport (trains) | Energetic | transport_trains_final_demand_hydrogen | Hydrogen | non-EU | Energy demand | 0 | FEC
CH | TYNDP2026 | NT | 2035 | TWh | 274 | Sub_sector | Transport | Freight trains | Transport (trains) | Energetic | transport_trains_final_demand_methane | Methane | non-EU | Energy demand | 0 | FEC
CH | TYNDP2026 | NT | 2035 | TWh | 275 | Sub_sector | Transport | Freight trains | Transport (trains) | Energetic | transport_trains_final_demand_heat | Heat | non-EU | Energy demand | 0 | FEC
CH | TYNDP2026 | NT | 2035 | TWh | 276 | Sub_sector | Transport | Freight trains | Transport (trains) | Energetic | transport_trains_final_demand_biomass | Biomass | non-EU | Energy demand | 0 | FEC
CH | TYNDP2026 | NT | 2035 | TWh | 277 | Sub_sector | Transport | Freight trains | Transport (trains) | Energetic | transport_trains_final_demand_coal | Solids | non-EU | Energy demand | 0 | FEC
CH | TYNDP2026 | NT | 2035 | TWh | 278 | Sub_sector | Transport | Freight trains | Transport (trains) | Energetic | transport_trains_final_demand_oil | Liquids | non-EU | Energy demand | 0 | FEC
CH | TYNDP2026 | NT | 2035 | TWh | 279 | Sub_sector | Transport | Freight trains | Transport (trains) | Energetic | transport_trains_final_demand_other | Others | non-EU | Energy demand | 0 | FEC
CH | TYNDP2026 | NT | 2035 | TWh | 280 | Sub_sector | Transport | Freight trains | Transport (trains) | Energetic | transport_trains_final_demand_ammonia | Ammonia | non-EU | Energy demand | 0 | FEC
CH | TYNDP2026 | NT | 2035 | TWh | 282 | Sub_sector | Transport | Ships | Transport (ships) | Energetic | transport_ships_final_demand_electricity | Electricity | non-EU | Energy demand | 0 | FEC
CH | TYNDP2026 | NT | 2035 | TWh | 283 | Sub_sector | Transport | Ships | Transport (ships) | Energetic | transport_ships_final_demand_hydrogen | Hydrogen | non-EU | Energy demand | 0 | FEC
CH | TYNDP2026 | NT | 2035 | TWh | 284 | Sub_sector | Transport | Ships | Transport (ships) | Energetic | transport_ships_final_demand_methane | Methane | non-EU | Energy demand | 0 | FEC
CH | TYNDP2026 | NT | 2035 | TWh | 285 | Sub_sector | Transport | Ships | Transport (ships) | Energetic | transport_ships_final_demand_heat | Heat | non-EU | Energy demand | 0 | FEC
CH | TYNDP2026 | NT | 2035 | TWh | 286 | Sub_sector | Transport | Ships | Transport (ships) | Energetic | transport_ships_final_demand_biomass | Biomass | non-EU | Energy demand | 0 | FEC
CH | TYNDP2026 | NT | 2035 | TWh | 287 | Sub_sector | Transport | Ships | Transport (ships) | Energetic | transport_ships_final_demand_coal | Solids | non-EU | Energy demand | 0 | FEC
CH | TYNDP2026 | NT | 2035 | TWh | 288 | Sub_sector | Transport | Ships | Transport (ships) | Energetic | transport_ships_final_demand_oil | Liquids | non-EU | Energy demand | 0 | FEC
CH | TYNDP2026 | NT | 2035 | TWh | 289 | Sub_sector | Transport | Ships | Transport (ships) | Energetic | transport_ships_final_demand_other | Others | non-EU | Energy demand | 0 | FEC
CH | TYNDP2026 | NT | 2035 | TWh | 290 | Sub_sector | Transport | Ships | Transport (ships) | Energetic | transport_ships_final_demand_ammonia | Ammonia | non-EU | Energy demand | 0 | FEC
CH | TYNDP2026 | NT | 2035 | TWh | 292 | Sub_sector | Transport | Planes | Transport (planes) | Energetic | transport_planes_final_demand_electricity | Electricity | non-EU | Energy demand | 0 | FEC
CH | TYNDP2026 | NT | 2035 | TWh | 293 | Sub_sector | Transport | Planes | Transport (planes) | Energetic | transport_planes_final_demand_hydrogen | Hydrogen | non-EU | Energy demand | 0 | FEC
CH | TYNDP2026 | NT | 2035 | TWh | 294 | Sub_sector | Transport | Planes | Transport (planes) | Energetic | transport_planes_final_demand_methane | Methane | non-EU | Energy demand | 0 | FEC
CH | TYNDP2026 | NT | 2035 | TWh | 295 | Sub_sector | Transport | Planes | Transport (planes) | Energetic | transport_planes_final_demand_heat | Heat | non-EU | Energy demand | 0 | FEC
CH | TYNDP2026 | NT | 2035 | TWh | 296 | Sub_sector | Transport | Planes | Transport (planes) | Energetic | transport_planes_final_demand_biomass | Biomass | non-EU | Energy demand | 0 | FEC
CH | TYNDP2026 | NT | 2035 | TWh | 297 | Sub_sector | Transport | Planes | Transport (planes) | Energetic | transport_planes_final_demand_coal | Solids | non-EU | Energy demand | 0 | FEC
CH | TYNDP2026 | NT | 2035 | TWh | 298 | Sub_sector | Transport | Planes | Transport (planes) | Energetic | transport_planes_final_demand_oil | Liquids | non-EU | Energy demand | 0.56216 | FEC
CH | TYNDP2026 | NT | 2035 | TWh | 299 | Sub_sector | Transport | Planes | Transport (planes) | Energetic | transport_planes_final_demand_other | Others | non-EU | Energy demand | 0 | FEC
CH | TYNDP2026 | NT | 2035 | TWh | 300 | Sub_sector | Transport | Planes | Transport (planes) | Energetic | transport_planes_final_demand_ammonia | Ammonia | non-EU | Energy demand | 0 | FEC
CH | TYNDP2026 | NT | 2035 | TWh | 302 | Sub_sector | Transport | Others | Transport (others) | Energetic | transport_other_final_demand_electricity | Electricity | non-EU | Energy demand | 0 | FEC
CH | TYNDP2026 | NT | 2035 | TWh | 303 | Sub_sector | Transport | Others | Transport (others) | Energetic | transport_other_final_demand_hydrogen | Hydrogen | non-EU | Energy demand | 0 | FEC
CH | TYNDP2026 | NT | 2035 | TWh | 304 | Sub_sector | Transport | Others | Transport (others) | Energetic | transport_other_final_demand_methane | Methane | non-EU | Energy demand | 0 | FEC
CH | TYNDP2026 | NT | 2035 | TWh | 305 | Sub_sector | Transport | Others | Transport (others) | Energetic | transport_other_final_demand_heat | Heat | non-EU | Energy demand | 0 | FEC
CH | TYNDP2026 | NT | 2035 | TWh | 306 | Sub_sector | Transport | Others | Transport (others) | Energetic | transport_other_final_demand_biomass | Biomass | non-EU | Energy demand | 0 | FEC
CH | TYNDP2026 | NT | 2035 | TWh | 307 | Sub_sector | Transport | Others | Transport (others) | Energetic | transport_other_final_demand_coal | Solids | non-EU | Energy demand | 0 | FEC
CH | TYNDP2026 | NT | 2035 | TWh | 308 | Sub_sector | Transport | Others | Transport (others) | Energetic | transport_other_final_demand_oil | Liquids | non-EU | Energy demand | 0 | FEC
CH | TYNDP2026 | NT | 2035 | TWh | 309 | Sub_sector | Transport | Others | Transport (others) | Energetic | transport_other_final_demand_other | Others | non-EU | Energy demand | 0 | FEC
CH | TYNDP2026 | NT | 2035 | TWh | 310 | Sub_sector | Transport | Others | Transport (others) | Energetic | transport_other_final_demand_ammonia | Ammonia | non-EU | Energy demand | 0 | FEC
CH | TYNDP2026 | NT | 2035 | TWh | 312 | Sub_sector | International transport | International aviation | Transport (int. aviation) | Energetic | transport_int_aviation_final_demand_electricity | Electricity | non-EU | Energy demand | 0 | FEC
CH | TYNDP2026 | NT | 2035 | TWh | 313 | Sub_sector | International transport | International aviation | Transport (int. aviation) | Energetic | transport_int_aviation_final_demand_hydrogen | Hydrogen | non-EU | Energy demand | 0 | FEC
CH | TYNDP2026 | NT | 2035 | TWh | 314 | Sub_sector | International transport | International aviation | Transport (int. aviation) | Energetic | transport_int_aviation_final_demand_methane | Methane | non-EU | Energy demand | 0 | FEC
CH | TYNDP2026 | NT | 2035 | TWh | 315 | Sub_sector | International transport | International aviation | Transport (int. aviation) | Energetic | transport_int_aviation_final_demand_heat | Heat | non-EU | Energy demand | 0 | FEC
CH | TYNDP2026 | NT | 2035 | TWh | 316 | Sub_sector | International transport | International aviation | Transport (int. aviation) | Energetic | transport_int_aviation_final_demand_biofuels | Biomass | non-EU | Energy demand | 0 | FEC
CH | TYNDP2026 | NT | 2035 | TWh | 317 | Sub_sector | International transport | International aviation | Transport (int. aviation) | Energetic | transport_int_aviation_final_demand_coal | Solids | non-EU | Energy demand | 0 | FEC
CH | TYNDP2026 | NT | 2035 | TWh | 318 | Sub_sector | International transport | International aviation | Transport (int. aviation) | Energetic | transport_int_aviation_final_demand_oil | Liquids | non-EU | Energy demand | 21.9299 | FEC
CH | TYNDP2026 | NT | 2035 | TWh | 319 | Sub_sector | International transport | International aviation | Transport (int. aviation) | Energetic | transport_int_aviation_final_demand_other | Others | non-EU | Energy demand | 0 | FEC
CH | TYNDP2026 | NT | 2035 | TWh | 320 | Sub_sector | International transport | International aviation | Transport (int. aviation) | Energetic | transport_int_aviation_final_demand_ammonia | Ammonia | non-EU | Energy demand | 0 | FEC
CH | TYNDP2026 | NT | 2035 | TWh | 322 | Sub_sector | International transport | International shipping | Transport (int. shipping) | Energetic | transport_int_shipping_final_demand_electricity | Electricity | non-EU | Energy demand | 0 | not_included_in_FEC
CH | TYNDP2026 | NT | 2035 | TWh | 323 | Sub_sector | International transport | International shipping | Transport (int. shipping) | Energetic | transport_int_shipping_final_demand_hydrogen | Hydrogen | non-EU | Energy demand | 0 | not_included_in_FEC
CH | TYNDP2026 | NT | 2035 | TWh | 324 | Sub_sector | International transport | International shipping | Transport (int. shipping) | Energetic | transport_int_shipping_final_demand_methane | Methane | non-EU | Energy demand | 0 | not_included_in_FEC
CH | TYNDP2026 | NT | 2035 | TWh | 325 | Sub_sector | International transport | International shipping | Transport (int. shipping) | Energetic | transport_int_shipping_final_demand_heat | Heat | non-EU | Energy demand | 0 | not_included_in_FEC
CH | TYNDP2026 | NT | 2035 | TWh | 326 | Sub_sector | International transport | International shipping | Transport (int. shipping) | Energetic | transport_int_shipping_final_demand_biofuels | Biomass | non-EU | Energy demand | 0 | not_included_in_FEC
CH | TYNDP2026 | NT | 2035 | TWh | 327 | Sub_sector | International transport | International shipping | Transport (int. shipping) | Energetic | transport_int_shipping_final_demand_coal | Solids | non-EU | Energy demand | 0 | not_included_in_FEC
CH | TYNDP2026 | NT | 2035 | TWh | 328 | Sub_sector | International transport | International shipping | Transport (int. shipping) | Energetic | transport_int_shipping_final_demand_oil | Liquids | non-EU | Energy demand | 0 | not_included_in_FEC
CH | TYNDP2026 | NT | 2035 | TWh | 329 | Sub_sector | International transport | International shipping | Transport (int. shipping) | Energetic | transport_int_shipping_final_demand_other | Others | non-EU | Energy demand | 0 | not_included_in_FEC
CH | TYNDP2026 | NT | 2035 | TWh | 330 | Sub_sector | International transport | International shipping | Transport (int. shipping) | Energetic | transport_int_shipping_final_demand_ammonia | Ammonia | non-EU | Energy demand | 0 | not_included_in_FEC
CH | TYNDP2026 | NT | 2035 | TWh | 332 | Sub_sector | Households | Space heating | Households (heating) | Energetic | households_heating_final_demand_electricity | Electricity | non-EU | Energy demand | 5.3677 | FEC
CH | TYNDP2026 | NT | 2035 | TWh | 333 | Sub_sector | Households | Space heating | Households (heating) | Energetic | households_heating_final_demand_hydrogen | Hydrogen | non-EU | Energy demand | 0 | FEC
CH | TYNDP2026 | NT | 2035 | TWh | 334 | Sub_sector | Households | Space heating | Households (heating) | Energetic | households_heating_final_demand_methane | Methane | non-EU | Energy demand | 7.696 | FEC
CH | TYNDP2026 | NT | 2035 | TWh | 335 | Sub_sector | Households | Space heating | Households (heating) | Energetic | households_heating_final_demand_heat | Heat | non-EU | Energy demand | 1.5963 | FEC
CH | TYNDP2026 | NT | 2035 | TWh | 336 | Sub_sector | Households | Space heating | Households (heating) | Energetic | households_heating_final_demand_biomass | Biomass | non-EU | Energy demand | 3.3016 | FEC
CH | TYNDP2026 | NT | 2035 | TWh | 337 | Sub_sector | Households | Space heating | Households (heating) | Energetic | households_heating_final_demand_coal | Solids | non-EU | Energy demand | 0 | FEC
CH | TYNDP2026 | NT | 2035 | TWh | 338 | Sub_sector | Households | Space heating | Households (heating) | Energetic | households_heating_final_demand_oil | Liquids | non-EU | Energy demand | 4.6708 | FEC
CH | TYNDP2026 | NT | 2035 | TWh | 339 | Sub_sector | Households | Space heating | Households (heating) | Energetic | households_heating_final_demand_other | Others | non-EU | Energy demand | 0 | FEC
CH | TYNDP2026 | NT | 2035 | TWh | 340 | Sub_sector | Households | Space heating | Households (heating) | Energetic | households_heating_final_demand_ammonia | Ammonia | non-EU | Energy demand | 0 | FEC
CH | TYNDP2026 | NT | 2035 | TWh | 343 | Sub_sector | Households | Cooling | Households (cooling) | Energetic | households_cooling_final_demand_electricity | Electricity | non-EU | Energy demand | 1.7997 | FEC
CH | TYNDP2026 | NT | 2035 | TWh | 344 | Sub_sector | Households | Cooling | Households (cooling) | Energetic | households_cooling_final_demand_hydrogen | Hydrogen | non-EU | Energy demand | 0 | FEC
CH | TYNDP2026 | NT | 2035 | TWh | 345 | Sub_sector | Households | Cooling | Households (cooling) | Energetic | households_cooling_final_demand_methane | Methane | non-EU | Energy demand | 0 | FEC
CH | TYNDP2026 | NT | 2035 | TWh | 346 | Sub_sector | Households | Cooling | Households (cooling) | Energetic | households_cooling_final_demand_heat | Heat | non-EU | Energy demand | 0 | FEC
CH | TYNDP2026 | NT | 2035 | TWh | 347 | Sub_sector | Households | Cooling | Households (cooling) | Energetic | households_cooling_final_demand_biomass | Biomass | non-EU | Energy demand | 0 | FEC
CH | TYNDP2026 | NT | 2035 | TWh | 348 | Sub_sector | Households | Cooling | Households (cooling) | Energetic | households_cooling_final_demand_coal | Solids | non-EU | Energy demand | 0 | FEC
CH | TYNDP2026 | NT | 2035 | TWh | 349 | Sub_sector | Households | Cooling | Households (cooling) | Energetic | households_cooling_final_demand_oil | Liquids | non-EU | Energy demand | 0 | FEC
CH | TYNDP2026 | NT | 2035 | TWh | 350 | Sub_sector | Households | Cooling | Households (cooling) | Energetic | households_cooling_final_demand_other | Others | non-EU | Energy demand | 0 | FEC
CH | TYNDP2026 | NT | 2035 | TWh | 351 | Sub_sector | Households | Cooling | Households (cooling) | Energetic | households_cooling_final_demand_ammonia | Ammonia | non-EU | Energy demand | 0 | FEC
CH | TYNDP2026 | NT | 2035 | TWh | 354 | Sub_sector | Households | Hot water | Households (hot water) | Energetic | households_hot_water_final_demand_electricity | Electricity | non-EU | Energy demand | 1.4648 | FEC
CH | TYNDP2026 | NT | 2035 | TWh | 355 | Sub_sector | Households | Hot water | Households (hot water) | Energetic | households_hot_water_final_demand_hydrogen | Hydrogen | non-EU | Energy demand | 0 | FEC
CH | TYNDP2026 | NT | 2035 | TWh | 356 | Sub_sector | Households | Hot water | Households (hot water) | Energetic | households_hot_water_final_demand_methane | Methane | non-EU | Energy demand | 1.9399 | FEC
CH | TYNDP2026 | NT | 2035 | TWh | 357 | Sub_sector | Households | Hot water | Households (hot water) | Energetic | households_hot_water_final_demand_heat | Heat | non-EU | Energy demand | 2.4361 | FEC
CH | TYNDP2026 | NT | 2035 | TWh | 358 | Sub_sector | Households | Hot water | Households (hot water) | Energetic | households_hot_water_final_demand_biomass | Biomass | non-EU | Energy demand | 0.86651 | FEC
CH | TYNDP2026 | NT | 2035 | TWh | 359 | Sub_sector | Households | Hot water | Households (hot water) | Energetic | households_hot_water_final_demand_coal | Solids | non-EU | Energy demand | 0 | FEC
CH | TYNDP2026 | NT | 2035 | TWh | 360 | Sub_sector | Households | Hot water | Households (hot water) | Energetic | households_hot_water_final_demand_oil | Liquids | non-EU | Energy demand | 1.3136 | FEC
CH | TYNDP2026 | NT | 2035 | TWh | 361 | Sub_sector | Households | Hot water | Households (hot water) | Energetic | households_hot_water_final_demand_other | Others | non-EU | Energy demand | 1.1278 | FEC
CH | TYNDP2026 | NT | 2035 | TWh | 362 | Sub_sector | Households | Hot water | Households (hot water) | Energetic | households_hot_water_final_demand_ammonia | Ammonia | non-EU | Energy demand | 0 | FEC
CH | TYNDP2026 | NT | 2035 | TWh | 365 | Sub_sector | Households | Appliances | Households (appliances) | Energetic | households_appliances_final_demand_electricity | Electricity | non-EU | Energy demand | 10.7452 | FEC
CH | TYNDP2026 | NT | 2035 | TWh | 366 | Sub_sector | Households | Appliances | Households (appliances) | Energetic | households_appliances_final_demand_hydrogen | Hydrogen | non-EU | Energy demand | 0 | FEC
CH | TYNDP2026 | NT | 2035 | TWh | 367 | Sub_sector | Households | Appliances | Households (appliances) | Energetic | households_appliances_final_demand_methane | Methane | non-EU | Energy demand | 0.87232 | FEC
CH | TYNDP2026 | NT | 2035 | TWh | 368 | Sub_sector | Households | Appliances | Households (appliances) | Energetic | households_appliances_final_demand_heat | Heat | non-EU | Energy demand | 0 | FEC
CH | TYNDP2026 | NT | 2035 | TWh | 369 | Sub_sector | Households | Appliances | Households (appliances) | Energetic | households_appliances_final_demand_biomass | Biomass | non-EU | Energy demand | 0.074185 | FEC
CH | TYNDP2026 | NT | 2035 | TWh | 370 | Sub_sector | Households | Appliances | Households (appliances) | Energetic | households_appliances_final_demand_coal | Solids | non-EU | Energy demand | 0 | FEC
CH | TYNDP2026 | NT | 2035 | TWh | 371 | Sub_sector | Households | Appliances | Households (appliances) | Energetic | households_appliances_final_demand_oil | Liquids | non-EU | Energy demand | 0 | FEC
CH | TYNDP2026 | NT | 2035 | TWh | 372 | Sub_sector | Households | Appliances | Households (appliances) | Energetic | households_appliances_final_demand_other | Others | non-EU | Energy demand | 0 | FEC
CH | TYNDP2026 | NT | 2035 | TWh | 373 | Sub_sector | Households | Appliances | Households (appliances) | Energetic | households_appliances_final_demand_ammonia | Ammonia | non-EU | Energy demand | 0 | FEC
CH | TYNDP2026 | NT | 2035 | TWh | 375 | Sub_sector | Buildings | Space heating | Buildings (heat) | Energetic | buildings_heat_final_demand_electricity | Electricity | non-EU | Energy demand | 4.9432 | FEC
CH | TYNDP2026 | NT | 2035 | TWh | 376 | Sub_sector | Buildings | Space heating | Buildings (heat) | Energetic | buildings_heat_final_demand_hydrogen | Hydrogen | non-EU | Energy demand | 0 | FEC
CH | TYNDP2026 | NT | 2035 | TWh | 377 | Sub_sector | Buildings | Space heating | Buildings (heat) | Energetic | buildings_heat_final_demand_methane | Methane | non-EU | Energy demand | 3.1089 | FEC
CH | TYNDP2026 | NT | 2035 | TWh | 378 | Sub_sector | Buildings | Space heating | Buildings (heat) | Energetic | buildings_heat_final_demand_heat | Heat | non-EU | Energy demand | 2.4737 | FEC
CH | TYNDP2026 | NT | 2035 | TWh | 379 | Sub_sector | Buildings | Space heating | Buildings (heat) | Energetic | buildings_heat_final_demand_biomass | Biomass | non-EU | Energy demand | 1.9614 | FEC
CH | TYNDP2026 | NT | 2035 | TWh | 380 | Sub_sector | Buildings | Space heating | Buildings (heat) | Energetic | buildings_heat_final_demand_coal | Solids | non-EU | Energy demand | 0 | FEC
CH | TYNDP2026 | NT | 2035 | TWh | 381 | Sub_sector | Buildings | Space heating | Buildings (heat) | Energetic | buildings_heat_final_demand_oil | Liquids | non-EU | Energy demand | 0.47304 | FEC
CH | TYNDP2026 | NT | 2035 | TWh | 382 | Sub_sector | Buildings | Space heating | Buildings (heat) | Energetic | buildings_heat_final_demand_other | Others | non-EU | Energy demand | 0.54058 | FEC
CH | TYNDP2026 | NT | 2035 | TWh | 383 | Sub_sector | Buildings | Space heating | Buildings (heat) | Energetic | buildings_heat_final_demand_ammonia | Ammonia | non-EU | Energy demand | 0 | FEC
CH | TYNDP2026 | NT | 2035 | TWh | 386 | Sub_sector | Buildings | Cooling | Buildings (cooling) | Energetic | buildings_cooling_final_demand_electricity | Electricity | non-EU | Energy demand | 1.3959 | FEC
CH | TYNDP2026 | NT | 2035 | TWh | 387 | Sub_sector | Buildings | Cooling | Buildings (cooling) | Energetic | buildings_cooling_final_demand_hydrogen | Hydrogen | non-EU | Energy demand | 0 | FEC
CH | TYNDP2026 | NT | 2035 | TWh | 388 | Sub_sector | Buildings | Cooling | Buildings (cooling) | Energetic | buildings_cooling_final_demand_methane | Methane | non-EU | Energy demand | 0.027004 | FEC
CH | TYNDP2026 | NT | 2035 | TWh | 389 | Sub_sector | Buildings | Cooling | Buildings (cooling) | Energetic | buildings_cooling_final_demand_heat | Heat | non-EU | Energy demand | 0 | FEC
CH | TYNDP2026 | NT | 2035 | TWh | 390 | Sub_sector | Buildings | Cooling | Buildings (cooling) | Energetic | buildings_cooling_final_demand_biomass | Biomass | non-EU | Energy demand | 0 | FEC
CH | TYNDP2026 | NT | 2035 | TWh | 391 | Sub_sector | Buildings | Cooling | Buildings (cooling) | Energetic | buildings_cooling_final_demand_coal | Solids | non-EU | Energy demand | 0 | FEC
CH | TYNDP2026 | NT | 2035 | TWh | 392 | Sub_sector | Buildings | Cooling | Buildings (cooling) | Energetic | buildings_cooling_final_demand_oil | Liquids | non-EU | Energy demand | 0 | FEC
CH | TYNDP2026 | NT | 2035 | TWh | 393 | Sub_sector | Buildings | Cooling | Buildings (cooling) | Energetic | buildings_cooling_final_demand_other | Others | non-EU | Energy demand | 0 | FEC
CH | TYNDP2026 | NT | 2035 | TWh | 394 | Sub_sector | Buildings | Cooling | Buildings (cooling) | Energetic | buildings_cooling_final_demand_ammonia | Ammonia | non-EU | Energy demand | 0 | FEC
CH | TYNDP2026 | NT | 2035 | TWh | 397 | Sub_sector | Buildings | Appliances | Buildings (appliances) | Energetic | buildings_appliances_final_demand_electricity | Electricity | non-EU | Energy demand | 9.0708 | FEC
CH | TYNDP2026 | NT | 2035 | TWh | 398 | Sub_sector | Buildings | Appliances | Buildings (appliances) | Energetic | buildings_appliances_final_demand_hydrogen | Hydrogen | non-EU | Energy demand | 0 | FEC
CH | TYNDP2026 | NT | 2035 | TWh | 399 | Sub_sector | Buildings | Appliances | Buildings (appliances) | Energetic | buildings_appliances_final_demand_methane | Methane | non-EU | Energy demand | 1.0259 | FEC
CH | TYNDP2026 | NT | 2035 | TWh | 400 | Sub_sector | Buildings | Appliances | Buildings (appliances) | Energetic | buildings_appliances_final_demand_heat | Heat | non-EU | Energy demand | 0 | FEC
CH | TYNDP2026 | NT | 2035 | TWh | 401 | Sub_sector | Buildings | Appliances | Buildings (appliances) | Energetic | buildings_appliances_final_demand_biomass | Biomass | non-EU | Energy demand | 0 | FEC
CH | TYNDP2026 | NT | 2035 | TWh | 402 | Sub_sector | Buildings | Appliances | Buildings (appliances) | Energetic | buildings_appliances_final_demand_coal | Solids | non-EU | Energy demand | 0 | FEC
CH | TYNDP2026 | NT | 2035 | TWh | 403 | Sub_sector | Buildings | Appliances | Buildings (appliances) | Energetic | buildings_appliances_final_demand_oil | Liquids | non-EU | Energy demand | 0 | FEC
CH | TYNDP2026 | NT | 2035 | TWh | 404 | Sub_sector | Buildings | Appliances | Buildings (appliances) | Energetic | buildings_appliances_final_demand_other | Others | non-EU | Energy demand | 0 | FEC
CH | TYNDP2026 | NT | 2035 | TWh | 405 | Sub_sector | Buildings | Appliances | Buildings (appliances) | Energetic | buildings_appliances_final_demand_ammonia | Ammonia | non-EU | Energy demand | 0 | FEC
CH | TYNDP2026 | NT | 2035 | TWh | 407 | Sub_sector | Buildings | Datacenters | Datacenters & ICT | Energetic | datacentres_final_demand_electricity_energetic | Electricity | non-EU | Energy demand | 1.8764 | FEC
CH | TYNDP2026 | NT | 2035 | TWh | 408 | Sub_sector | Buildings | Datacenters | Datacenters & ICT | Energetic | datacentres_final_demand_hydrogen_energetic | Hydrogen | non-EU | Energy demand | 0 | FEC
CH | TYNDP2026 | NT | 2035 | TWh | 409 | Sub_sector | Buildings | Datacenters | Datacenters & ICT | Energetic | datacentres_final_demand_methane_energetic | Methane | non-EU | Energy demand | 0 | FEC
CH | TYNDP2026 | NT | 2035 | TWh | 410 | Sub_sector | Buildings | Datacenters | Datacenters & ICT | Energetic | datacentres_final_demand_heat_energetic | Heat | non-EU | Energy demand | 0 | FEC
CH | TYNDP2026 | NT | 2035 | TWh | 411 | Sub_sector | Buildings | Datacenters | Datacenters & ICT | Energetic | datacentres_final_demand_biomass_energetic | Biomass | non-EU | Energy demand | 0 | FEC
CH | TYNDP2026 | NT | 2035 | TWh | 412 | Sub_sector | Buildings | Datacenters | Datacenters & ICT | Energetic | datacentres_final_demand_coal_energetic | Solids | non-EU | Energy demand | 0 | FEC
CH | TYNDP2026 | NT | 2035 | TWh | 413 | Sub_sector | Buildings | Datacenters | Datacenters & ICT | Energetic | datacentres_final_demand_oil_energetic | Liquids | non-EU | Energy demand | 0 | FEC
CH | TYNDP2026 | NT | 2035 | TWh | 414 | Sub_sector | Buildings | Datacenters | Datacenters & ICT | Energetic | datacentres_final_demand_other_energetic | Others | non-EU | Energy demand | 0 | FEC
CH | TYNDP2026 | NT | 2035 | TWh | 415 | Sub_sector | Buildings | Datacenters | Datacenters & ICT | Energetic | datacentres_final_demand_ammonia_energetic | Ammonia | non-EU | Energy demand | 0 | FEC
CH | TYNDP2026 | NT | 2035 | TWh | 417 | Sub_sector | Transport | Others_Sector | Others_Sector | Energetic | other_final_demand_electricity_energetic | Electricity | non-EU | Energy demand | 0 | FEC
CH | TYNDP2026 | NT | 2035 | TWh | 418 | Sub_sector | Transport | Others_Sector | Others_Sector | Energetic | other_final_demand_hydrogen_energetic | Hydrogen | non-EU | Energy demand | 0 | FEC
CH | TYNDP2026 | NT | 2035 | TWh | 419 | Sub_sector | Transport | Pipeline Transport | Others_Sector | Energetic | other_final_demand_methane_energetic | Methane | non-EU | Energy demand | 0.19702 | FEC
CH | TYNDP2026 | NT | 2035 | TWh | 420 | Sub_sector | Transport | Others_Sector | Others_Sector | Energetic | other_final_demand_heat_energetic | Heat | non-EU | Energy demand | 0 | FEC
CH | TYNDP2026 | NT | 2035 | TWh | 421 | Sub_sector | Transport | Others_Sector | Others_Sector | Energetic | other_final_demand_biomass_energetic | Biomass | non-EU | Energy demand | 0 | FEC
CH | TYNDP2026 | NT | 2035 | TWh | 422 | Sub_sector | Transport | Others_Sector | Others_Sector | Energetic | other_final_demand_coal_energetic | Solids | non-EU | Energy demand | 0 | FEC
CH | TYNDP2026 | NT | 2035 | TWh | 423 | Sub_sector | Transport | Others_Sector | Others_Sector | Energetic | other_final_demand_oil_energetic | Liquids | non-EU | Energy demand | 0.98588 | FEC
CH | TYNDP2026 | NT | 2035 | TWh | 424 | Sub_sector | Others_Sector | Others_Sector | Others_Sector | Non-energetic | other_final_demand_oil_non_energetic | Liquids | non-EU | Energy demand | 0.15134 | not_included_in_FEC
CH | TYNDP2026 | NT | 2035 | TWh | 425 | Sub_sector | Transport | Others_Sector | Others_Sector | Energetic | other_final_demand_other_energetic | Others | non-EU | Energy demand | 0 | FEC
CH | TYNDP2026 | NT | 2035 | TWh | 426 | Sub_sector | Transport | Others_Sector | Others_Sector | Energetic | other_final_demand_ammonia_energetic | Ammonia | non-EU | Energy demand | 0 | FEC
CH | TYNDP2026 | NT | 2035 | TWh | 427 | Sub_sector | Industry | Surplus_Heat_in_Industry | Surplus_Heat_in_Industry | Energetic | final_demand_of_industry_unused_local_production_steam_hot_water | Heat | non-EU | Energy demand | 0 | FEC
CH | TYNDP2026 | NT | 2035 | TWh | 429 | Sub_sector | Agriculture | Total | Agriculture | Energetic | agriculture_final_demand_electricity_energetic | Electricity | non-EU | Energy demand | 0.69483 | FEC
CH | TYNDP2026 | NT | 2035 | TWh | 430 | Sub_sector | Agriculture | Total | Agriculture | Energetic | agriculture_final_demand_hydrogen_energetic | Hydrogen | non-EU | Energy demand | 0 | FEC
CH | TYNDP2026 | NT | 2035 | TWh | 431 | Sub_sector | Agriculture | Total | Agriculture | Energetic | agriculture_final_demand_methane_energetic | Methane | non-EU | Energy demand | 0.65116 | FEC
CH | TYNDP2026 | NT | 2035 | TWh | 432 | Sub_sector | Agriculture | Total | Agriculture | Energetic | agriculture_final_demand_heat_energetic | Heat | non-EU | Energy demand | 0 | FEC
CH | TYNDP2026 | NT | 2035 | TWh | 433 | Sub_sector | Agriculture | Total | Agriculture | Energetic | agriculture_final_demand_biomass_energetic | Biomass | non-EU | Energy demand | 0.49018 | FEC
CH | TYNDP2026 | NT | 2035 | TWh | 434 | Sub_sector | Agriculture | Total | Agriculture | Energetic | agriculture_final_demand_coal_energetic | Solids | non-EU | Energy demand | 0 | FEC
CH | TYNDP2026 | NT | 2035 | TWh | 435 | Sub_sector | Agriculture | Total | Agriculture | Energetic | agriculture_final_demand_oil_energetic | Liquids | non-EU | Energy demand | 0.13511 | FEC
CH | TYNDP2026 | NT | 2035 | TWh | 436 | Sub_sector | Agriculture | Total | Agriculture | Energetic | agriculture_final_demand_other_energetic | Others | non-EU | Energy demand | 0 | FEC
CH | TYNDP2026 | NT | 2035 | TWh | 437 | Sub_sector | Agriculture | Total | Agriculture | Energetic | agriculture_final_demand_ammonia_energetic | Ammonia | non-EU | Energy demand | 0 | FEC
CH | TYNDP2026 | NT | 2035 | TWh | 447 | Sub_sector | Buildings | Surplus Energy | Buildings | Energetic | GAP | Electricity | non-EU | Energy demand | 0 | FEC
CH | TYNDP2026 | NT | 2035 | TWh | 448 | Sub_sector | Buildings | Surplus Energy | Buildings | Energetic | GAP | Hydrogen | non-EU | Energy demand | 0 | FEC
CH | TYNDP2026 | NT | 2035 | TWh | 449 | Sub_sector | Buildings | Surplus Energy | Buildings | Energetic | GAP | Methane | non-EU | Energy demand | 0 | FEC
CH | TYNDP2026 | NT | 2035 | TWh | 450 | Sub_sector | Buildings | Surplus Energy | Buildings | Energetic | GAP | Heat | non-EU | Energy demand | 0 | FEC
CH | TYNDP2026 | NT | 2035 | TWh | 451 | Sub_sector | Buildings | Surplus Energy | Buildings | Energetic | GAP | Biomass | non-EU | Energy demand | 0.048923 | FEC
CH | TYNDP2026 | NT | 2035 | TWh | 452 | Sub_sector | Buildings | Surplus Energy | Buildings | Energetic | GAP | Solids | non-EU | Energy demand | 0 | FEC
CH | TYNDP2026 | NT | 2035 | TWh | 453 | Sub_sector | Buildings | Surplus Energy | Buildings | Energetic | GAP | Liquids | non-EU | Energy demand | 1.1521 | FEC
CH | TYNDP2026 | NT | 2035 | TWh | 454 | Sub_sector | Buildings | Surplus Energy | Buildings | Energetic | GAP | Others | non-EU | Energy demand | 0 | FEC
CH | TYNDP2026 | NT | 2035 | TWh | 455 | Sub_sector | Buildings | Surplus Energy | Buildings | Energetic | GAP | Ammonia | non-EU | Energy demand | 0 | FEC
CH | TYNDP2026 | NT | 2035 | TWh | 456 | Sub_sector | Households | Surplus Energy | Households | Energetic | GAP | Electricity | non-EU | Energy demand | 0 | FEC
CH | TYNDP2026 | NT | 2035 | TWh | 457 | Sub_sector | Households | Surplus Energy | Households | Energetic | GAP | Hydrogen | non-EU | Energy demand | 0 | FEC
CH | TYNDP2026 | NT | 2035 | TWh | 458 | Sub_sector | Households | Surplus Energy | Households | Energetic | GAP | Methane | non-EU | Energy demand | 0 | FEC
CH | TYNDP2026 | NT | 2035 | TWh | 459 | Sub_sector | Households | Surplus Energy | Households | Energetic | GAP | Heat | non-EU | Energy demand | 0 | FEC
CH | TYNDP2026 | NT | 2035 | TWh | 460 | Sub_sector | Households | Surplus Energy | Households | Energetic | GAP | Biomass | non-EU | Energy demand | 0 | FEC
CH | TYNDP2026 | NT | 2035 | TWh | 461 | Sub_sector | Households | Surplus Energy | Households | Energetic | GAP | Solids | non-EU | Energy demand | 0 | FEC
CH | TYNDP2026 | NT | 2035 | TWh | 462 | Sub_sector | Households | Surplus Energy | Households | Energetic | GAP | Liquids | non-EU | Energy demand | 0 | FEC
CH | TYNDP2026 | NT | 2035 | TWh | 463 | Sub_sector | Households | Surplus Energy | Households | Energetic | GAP | Others | non-EU | Energy demand | 0 | FEC
CH | TYNDP2026 | NT | 2035 | TWh | 464 | Sub_sector | Households | Surplus Energy | Households | Energetic | GAP | Ammonia | non-EU | Energy demand | 0 | FEC
CH | TYNDP2026 | NT | 2040 | TWh | 102 | Sub_sector | Industry | Aluminium | Industry (aluminium) | Energetic | industry_aluminium_demand_electricity_energetic | Electricity | non-EU | Energy demand | 0 | FEC
CH | TYNDP2026 | NT | 2040 | TWh | 103 | Sub_sector | Industry | Aluminium | Industry (aluminium) | Energetic | industry_aluminium_demand_hydrogen_energetic | Hydrogen | non-EU | Energy demand | 0 | FEC
CH | TYNDP2026 | NT | 2040 | TWh | 104 | Sub_sector | Industry | Aluminium | Industry (aluminium) | Energetic | industry_aluminium_demand_methane_energetic | Methane | non-EU | Energy demand | 0 | FEC
CH | TYNDP2026 | NT | 2040 | TWh | 105 | Sub_sector | Industry | Aluminium | Industry (aluminium) | Energetic | industry_aluminium_demand_heat_energetic | Heat | non-EU | Energy demand | 0 | FEC
CH | TYNDP2026 | NT | 2040 | TWh | 106 | Sub_sector | Industry | Aluminium | Industry (aluminium) | Energetic | industry_aluminium_demand_biomass_energetic | Biomass | non-EU | Energy demand | 0 | FEC
CH | TYNDP2026 | NT | 2040 | TWh | 107 | Sub_sector | Industry | Aluminium | Industry (aluminium) | Energetic | industry_aluminium_demand_coal_energetic | Solids | non-EU | Energy demand | 0 | FEC
CH | TYNDP2026 | NT | 2040 | TWh | 108 | Sub_sector | Industry | Aluminium | Industry (aluminium) | Energetic | industry_aluminium_demand_oil_energetic | Liquids | non-EU | Energy demand | 0 | FEC
CH | TYNDP2026 | NT | 2040 | TWh | 109 | Sub_sector | Industry | Aluminium | Industry (aluminium) | Energetic | industry_aluminium_demand_others_energetic | Others | non-EU | Energy demand | 0 | FEC
CH | TYNDP2026 | NT | 2040 | TWh | 110 | Sub_sector | Industry | Aluminium | Industry (aluminium) | Energetic | industry_ammonia_demand_others_energetic | Ammonia | non-EU | Energy demand | 0 | FEC
CH | TYNDP2026 | NT | 2040 | TWh | 112 | Sub_sector | Industry | Chemicals | Industry (chemicals, energetic) | Energetic | industry_chemical_demand_electricity_energetic | Electricity | non-EU | Energy demand | 3.1697 | FEC
CH | TYNDP2026 | NT | 2040 | TWh | 113 | Sub_sector | Industry | Chemicals | Industry (chemicals, energetic) | Energetic | industry_chemical_demand_hydrogen_energetic | Hydrogen | non-EU | Energy demand | 0 | FEC
CH | TYNDP2026 | NT | 2040 | TWh | 114 | Sub_sector | Industry | Chemicals | Industry (chemicals, energetic) | Energetic | industry_chemical_demand_methane_energetic | Methane | non-EU | Energy demand | 2.4427 | FEC
CH | TYNDP2026 | NT | 2040 | TWh | 115 | Sub_sector | Industry | Chemicals | Industry (chemicals, energetic) | Energetic | industry_chemical_demand_heat_energetic | Heat | non-EU | Energy demand | 1.0992 | FEC
CH | TYNDP2026 | NT | 2040 | TWh | 116 | Sub_sector | Industry | Chemicals | Industry (chemicals, energetic) | Energetic | industry_chemical_demand_biomass_energetic | Biomass | non-EU | Energy demand | 0.32061 | FEC
CH | TYNDP2026 | NT | 2040 | TWh | 117 | Sub_sector | Industry | Chemicals | Industry (chemicals, energetic) | Energetic | industry_chemical_demand_coal_energetic | Solids | non-EU | Energy demand | 0 | FEC
CH | TYNDP2026 | NT | 2040 | TWh | 118 | Sub_sector | Industry | Chemicals | Industry (chemicals, energetic) | Energetic | industry_chemical_demand_oil_energetic | Liquids | non-EU | Energy demand | 0.13244 | FEC
CH | TYNDP2026 | NT | 2040 | TWh | 119 | Sub_sector | Industry | Chemicals | Industry (chemicals, energetic) | Energetic | industry_chemical_demand_others_energetic | Others | non-EU | Energy demand | 0 | FEC
CH | TYNDP2026 | NT | 2040 | TWh | 120 | Sub_sector | Industry | Chemicals | Industry (chemicals, energetic) | Energetic | industry_chemical_demand_ammonia_energetic | Ammonia | non-EU | Energy demand | 0 | FEC
CH | TYNDP2026 | NT | 2040 | TWh | 122 | Sub_sector | Industry | Chemicals | Industry (chemicals, non-energetic) | Non-energetic | industry_chemical_demand_electricity_non_energetic | Electricity | non-EU | Energy demand | 0 | not_included_in_FEC
CH | TYNDP2026 | NT | 2040 | TWh | 123 | Sub_sector | Industry | Chemicals | Industry (chemicals, non-energetic) | Non-energetic | industry_chemical_demand_hydrogen_non_energetic | Hydrogen | non-EU | Energy demand | 0 | not_included_in_FEC
CH | TYNDP2026 | NT | 2040 | TWh | 124 | Sub_sector | Industry | Chemicals | Industry (chemicals, non-energetic) | Non-energetic | industry_chemical_demand_methane_non_energetic | Methane | non-EU | Energy demand | 0 | not_included_in_FEC
CH | TYNDP2026 | NT | 2040 | TWh | 125 | Sub_sector | Industry | Chemicals | Industry (chemicals, non-energetic) | Non-energetic | industry_chemical_demand_heat_non_energetic | Heat | non-EU | Energy demand | 0 | not_included_in_FEC
CH | TYNDP2026 | NT | 2040 | TWh | 126 | Sub_sector | Industry | Chemicals | Industry (chemicals, non-energetic) | Non-energetic | industry_chemical_demand_biomass_non_energetic | Biomass | non-EU | Energy demand | 0 | not_included_in_FEC
CH | TYNDP2026 | NT | 2040 | TWh | 127 | Sub_sector | Industry | Chemicals | Industry (chemicals, non-energetic) | Non-energetic | industry_chemical_demand_coal_non_energetic | Solids | non-EU | Energy demand | 0 | not_included_in_FEC
CH | TYNDP2026 | NT | 2040 | TWh | 128 | Sub_sector | Industry | Chemicals | Industry (chemicals, non-energetic) | Non-energetic | industry_chemical_demand_oil_non_energetic | Liquids | non-EU | Energy demand | 0.97508 | not_included_in_FEC
CH | TYNDP2026 | NT | 2040 | TWh | 129 | Sub_sector | Industry | Chemicals | Industry (chemicals, non-energetic) | Non-energetic | industry_chemical_demand_others_non_energetic | Others | non-EU | Energy demand | 0 | not_included_in_FEC
CH | TYNDP2026 | NT | 2040 | TWh | 130 | Sub_sector | Industry | Chemicals | Industry (chemicals, non-energetic) | Non-energetic | industry_chemical_demand_ammonia_non_energetic | Ammonia | non-EU | Energy demand | 0 | not_included_in_FEC
CH | TYNDP2026 | NT | 2040 | TWh | 132 | Sub_sector | Industry | Fertilizers | Industry (fertilizers, energetic) | Energetic | industry_fertilizers_demand_electricity_energetic | Electricity | non-EU | Energy demand | 0 | FEC
CH | TYNDP2026 | NT | 2040 | TWh | 133 | Sub_sector | Industry | Fertilizers | Industry (fertilizers, energetic) | Energetic | industry_fertilizers_demand_hydrogen_energetic | Hydrogen | non-EU | Energy demand | 0 | FEC
CH | TYNDP2026 | NT | 2040 | TWh | 134 | Sub_sector | Industry | Fertilizers | Industry (fertilizers, energetic) | Energetic | industry_fertilizers_demand_methane_energetic | Methane | non-EU | Energy demand | 0 | FEC
CH | TYNDP2026 | NT | 2040 | TWh | 135 | Sub_sector | Industry | Fertilizers | Industry (fertilizers, energetic) | Energetic | industry_fertilizers_demand_heat_energetic | Heat | non-EU | Energy demand | 0 | FEC
CH | TYNDP2026 | NT | 2040 | TWh | 136 | Sub_sector | Industry | Fertilizers | Industry (fertilizers, energetic) | Energetic | industry_fertilizers_demand_biomass_energetic | Biomass | non-EU | Energy demand | 0 | FEC
CH | TYNDP2026 | NT | 2040 | TWh | 137 | Sub_sector | Industry | Fertilizers | Industry (fertilizers, energetic) | Energetic | industry_fertilizers_demand_coal_energetic | Solids | non-EU | Energy demand | 0 | FEC
CH | TYNDP2026 | NT | 2040 | TWh | 138 | Sub_sector | Industry | Fertilizers | Industry (fertilizers, energetic) | Energetic | industry_fertilizers_demand_oil_energetic | Liquids | non-EU | Energy demand | 0 | FEC
CH | TYNDP2026 | NT | 2040 | TWh | 139 | Sub_sector | Industry | Fertilizers | Industry (fertilizers, energetic) | Energetic | industry_fertilizers_demand_others_energetic | Others | non-EU | Energy demand | 0 | FEC
CH | TYNDP2026 | NT | 2040 | TWh | 140 | Sub_sector | Industry | Fertilizers | Industry (fertilizers, energetic) | Energetic | industry_fertilizers_demand_ammonia_energetic | Ammonia | non-EU | Energy demand | 0 | FEC
CH | TYNDP2026 | NT | 2040 | TWh | 142 | Sub_sector | Industry | Fertilizers | Industry (fertilizers, non-energetic) | Non-energetic | industry_fertilizers_demand_electricity_non_energetic | Electricity | non-EU | Energy demand | 0 | not_included_in_FEC
CH | TYNDP2026 | NT | 2040 | TWh | 143 | Sub_sector | Industry | Fertilizers | Industry (fertilizers, non-energetic) | Non-energetic | industry_fertilizers_demand_hydrogen_non_energetic | Hydrogen | non-EU | Energy demand | 0 | not_included_in_FEC
CH | TYNDP2026 | NT | 2040 | TWh | 144 | Sub_sector | Industry | Fertilizers | Industry (fertilizers, non-energetic) | Non-energetic | industry_fertilizers_demand_methane_non_energetic | Methane | non-EU | Energy demand | 0 | not_included_in_FEC
CH | TYNDP2026 | NT | 2040 | TWh | 145 | Sub_sector | Industry | Fertilizers | Industry (fertilizers, non-energetic) | Non-energetic | industry_fertilizers_demand_heat_non_energetic | Heat | non-EU | Energy demand | 0 | not_included_in_FEC
CH | TYNDP2026 | NT | 2040 | TWh | 146 | Sub_sector | Industry | Fertilizers | Industry (fertilizers, non-energetic) | Non-energetic | industry_fertilizers_demand_biomass_non_energetic | Biomass | non-EU | Energy demand | 0 | not_included_in_FEC
CH | TYNDP2026 | NT | 2040 | TWh | 147 | Sub_sector | Industry | Fertilizers | Industry (fertilizers, non-energetic) | Non-energetic | industry_fertilizers_demand_coal_non_energetic | Solids | non-EU | Energy demand | 0 | not_included_in_FEC
CH | TYNDP2026 | NT | 2040 | TWh | 148 | Sub_sector | Industry | Fertilizers | Industry (fertilizers, non-energetic) | Non-energetic | industry_fertilizers_demand_oil_non_energetic | Liquids | non-EU | Energy demand | 0 | not_included_in_FEC
CH | TYNDP2026 | NT | 2040 | TWh | 149 | Sub_sector | Industry | Fertilizers | Industry (fertilizers, non-energetic) | Non-energetic | industry_fertilizers_demand_others_non_energetic | Others | non-EU | Energy demand | 0 | not_included_in_FEC
CH | TYNDP2026 | NT | 2040 | TWh | 150 | Sub_sector | Industry | Fertilizers | Industry (fertilizers, non-energetic) | Non-energetic | industry_fertilizers_demand_ammonia_non_energetic | Ammonia | non-EU | Energy demand | 0 | not_included_in_FEC
CH | TYNDP2026 | NT | 2040 | TWh | 152 | Sub_sector | Industry | Food | Industry (food) | Energetic | industry_food_demand_electricity_energetic | Electricity | non-EU | Energy demand | 1.7211 | FEC
CH | TYNDP2026 | NT | 2040 | TWh | 153 | Sub_sector | Industry | Food | Industry (food) | Energetic | industry_food_demand_hydrogen_energetic | Hydrogen | non-EU | Energy demand | 0 | FEC
CH | TYNDP2026 | NT | 2040 | TWh | 154 | Sub_sector | Industry | Food | Industry (food) | Energetic | industry_food_demand_methane_energetic | Methane | non-EU | Energy demand | 1.6925 | FEC
CH | TYNDP2026 | NT | 2040 | TWh | 155 | Sub_sector | Industry | Food | Industry (food) | Energetic | industry_food_demand_heat_energetic | Heat | non-EU | Energy demand | 0.064881 | FEC
CH | TYNDP2026 | NT | 2040 | TWh | 156 | Sub_sector | Industry | Food | Industry (food) | Energetic | industry_food_demand_biomass_energetic | Biomass | non-EU | Energy demand | 0.0048467 | FEC
CH | TYNDP2026 | NT | 2040 | TWh | 157 | Sub_sector | Industry | Food | Industry (food) | Energetic | industry_food_demand_coal_energetic | Solids | non-EU | Energy demand | 0.0060714 | FEC
CH | TYNDP2026 | NT | 2040 | TWh | 158 | Sub_sector | Industry | Food | Industry (food) | Energetic | industry_food_demand_oil_energetic | Liquids | non-EU | Energy demand | 0.39049 | FEC
CH | TYNDP2026 | NT | 2040 | TWh | 159 | Sub_sector | Industry | Food | Industry (food) | Energetic | industry_food_demand_others_energetic | Others | non-EU | Energy demand | 0 | FEC
CH | TYNDP2026 | NT | 2040 | TWh | 160 | Sub_sector | Industry | Food | Industry (food) | Energetic | industry_food_demand_ammonia_energetic | Ammonia | non-EU | Energy demand | 0 | FEC
CH | TYNDP2026 | NT | 2040 | TWh | 162 | Sub_sector | Industry | Metals | Industry (metal) | Energetic | industry_metal_demand_electricity_energetic | Electricity | non-EU | Energy demand | 0.21511 | FEC
CH | TYNDP2026 | NT | 2040 | TWh | 163 | Sub_sector | Industry | Metals | Industry (metal) | Energetic | industry_metal_demand_hydrogen_energetic | Hydrogen | non-EU | Energy demand | 0 | FEC
CH | TYNDP2026 | NT | 2040 | TWh | 164 | Sub_sector | Industry | Metals | Industry (metal) | Energetic | industry_metal_demand_methane_energetic | Methane | non-EU | Energy demand | 0.26385 | FEC
CH | TYNDP2026 | NT | 2040 | TWh | 165 | Sub_sector | Industry | Metals | Industry (metal) | Energetic | industry_metal_demand_heat_energetic | Heat | non-EU | Energy demand | 0.00032639 | FEC
CH | TYNDP2026 | NT | 2040 | TWh | 166 | Sub_sector | Industry | Metals | Industry (metal) | Energetic | industry_metal_demand_biomass_energetic | Biomass | non-EU | Energy demand | 0 | FEC
CH | TYNDP2026 | NT | 2040 | TWh | 167 | Sub_sector | Industry | Metals | Industry (metal) | Energetic | industry_metal_demand_coal_energetic | Solids | non-EU | Energy demand | 0 | FEC
CH | TYNDP2026 | NT | 2040 | TWh | 168 | Sub_sector | Industry | Metals | Industry (metal) | Energetic | industry_metal_demand_oil_energetic | Liquids | non-EU | Energy demand | 0.0084069 | FEC
CH | TYNDP2026 | NT | 2040 | TWh | 169 | Sub_sector | Industry | Metals | Industry (metal) | Energetic | industry_metal_demand_others_energetic | Others | non-EU | Energy demand | 0 | FEC
CH | TYNDP2026 | NT | 2040 | TWh | 170 | Sub_sector | Industry | Metals | Industry (metal) | Energetic | industry_metal_demand_ammonia_energetic | Ammonia | non-EU | Energy demand | 0 | FEC
CH | TYNDP2026 | NT | 2040 | TWh | 172 | Sub_sector | Industry | Others | Industry (other, energetic) | Energetic | industry_other_demand_electricity_energetic | Electricity | non-EU | Energy demand | 6.1336 | FEC
CH | TYNDP2026 | NT | 2040 | TWh | 173 | Sub_sector | Industry | Others | Industry (other, energetic) | Energetic | industry_other_demand_hydrogen_energetic | Hydrogen | non-EU | Energy demand | 0 | FEC
CH | TYNDP2026 | NT | 2040 | TWh | 174 | Sub_sector | Industry | Others | Industry (other, energetic) | Energetic | industry_other_demand_methane_energetic | Methane | non-EU | Energy demand | 0 | FEC
CH | TYNDP2026 | NT | 2040 | TWh | 175 | Sub_sector | Industry | Others | Industry (other, energetic) | Energetic | industry_other_demand_heat_energetic | Heat | non-EU | Energy demand | 2.0028 | FEC
CH | TYNDP2026 | NT | 2040 | TWh | 176 | Sub_sector | Industry | Others | Industry (other, energetic) | Energetic | industry_other_demand_biomass_energetic | Biomass | non-EU | Energy demand | 4.1308 | FEC
CH | TYNDP2026 | NT | 2040 | TWh | 177 | Sub_sector | Industry | Others | Industry (other, energetic) | Energetic | industry_other_demand_coal_energetic | Solids | non-EU | Energy demand | 0 | FEC
CH | TYNDP2026 | NT | 2040 | TWh | 178 | Sub_sector | Industry | Others | Industry (other, energetic) | Energetic | industry_other_demand_oil_energetic | Liquids | non-EU | Energy demand | 0.25035 | FEC
CH | TYNDP2026 | NT | 2040 | TWh | 179 | Sub_sector | Industry | Others | Industry (other, energetic) | Energetic | industry_other_demand_others_energetic | Others | non-EU | Energy demand | 0 | FEC
CH | TYNDP2026 | NT | 2040 | TWh | 180 | Sub_sector | Industry | Others | Industry (other, energetic) | Energetic | industry_other_demand_ammonia_energetic | Ammonia | non-EU | Energy demand | 0 | FEC
CH | TYNDP2026 | NT | 2040 | TWh | 182 | Sub_sector | Industry | Others | Industry (other, non-energetic) | Non-energetic | industry_other_demand_electricity_non_energetic | Electricity | non-EU | Energy demand | 0 | not_included_in_FEC
CH | TYNDP2026 | NT | 2040 | TWh | 183 | Sub_sector | Industry | Others | Industry (other, non-energetic) | Non-energetic | industry_other_demand_hydrogen_non_energetic | Hydrogen | non-EU | Energy demand | 0 | not_included_in_FEC
CH | TYNDP2026 | NT | 2040 | TWh | 184 | Sub_sector | Industry | Others | Industry (other, non-energetic) | Non-energetic | industry_other_demand_methane_non_energetic | Methane | non-EU | Energy demand | 0 | not_included_in_FEC
CH | TYNDP2026 | NT | 2040 | TWh | 185 | Sub_sector | Industry | Others | Industry (other, non-energetic) | Non-energetic | industry_other_demand_heat_non_energetic | Heat | non-EU | Energy demand | 0 | not_included_in_FEC
CH | TYNDP2026 | NT | 2040 | TWh | 186 | Sub_sector | Industry | Others | Industry (other, non-energetic) | Non-energetic | industry_other_demand_biomass_non_energetic | Biomass | non-EU | Energy demand | 0 | not_included_in_FEC
CH | TYNDP2026 | NT | 2040 | TWh | 187 | Sub_sector | Industry | Others | Industry (other, non-energetic) | Non-energetic | industry_other_demand_coal_non_energetic | Solids | non-EU | Energy demand | 0 | not_included_in_FEC
CH | TYNDP2026 | NT | 2040 | TWh | 188 | Sub_sector | Industry | Others | Industry (other, non-energetic) | Non-energetic | industry_other_demand_oil_non_energetic | Liquids | non-EU | Energy demand | 4.1944 | not_included_in_FEC
CH | TYNDP2026 | NT | 2040 | TWh | 189 | Sub_sector | Industry | Others | Industry (other, non-energetic) | Non-energetic | industry_other_demand_others_non_energetic | Others | non-EU | Energy demand | 0 | not_included_in_FEC
CH | TYNDP2026 | NT | 2040 | TWh | 190 | Sub_sector | Industry | Others | Industry (other, non-energetic) | Non-energetic | industry_other_demand_ammonia_non_energetic | Ammonia | non-EU | Energy demand | 0 | not_included_in_FEC
CH | TYNDP2026 | NT | 2040 | TWh | 192 | Sub_sector | Industry | Paper | Industry (paper) | Energetic | industry_paper_demand_electricity_energetic | Electricity | non-EU | Energy demand | 0.98668 | FEC
CH | TYNDP2026 | NT | 2040 | TWh | 193 | Sub_sector | Industry | Paper | Industry (paper) | Energetic | industry_paper_demand_hydrogen_energetic | Hydrogen | non-EU | Energy demand | 0 | FEC
CH | TYNDP2026 | NT | 2040 | TWh | 194 | Sub_sector | Industry | Paper | Industry (paper) | Energetic | industry_paper_demand_methane_energetic | Methane | non-EU | Energy demand | 0.3291 | FEC
CH | TYNDP2026 | NT | 2040 | TWh | 195 | Sub_sector | Industry | Paper | Industry (paper) | Energetic | industry_paper_demand_heat_energetic | Heat | non-EU | Energy demand | 0.50067 | FEC
CH | TYNDP2026 | NT | 2040 | TWh | 196 | Sub_sector | Industry | Paper | Industry (paper) | Energetic | industry_paper_demand_biomass_energetic | Biomass | non-EU | Energy demand | 0.24884 | FEC
CH | TYNDP2026 | NT | 2040 | TWh | 197 | Sub_sector | Industry | Paper | Industry (paper) | Energetic | industry_paper_demand_coal_energetic | Solids | non-EU | Energy demand | 0 | FEC
CH | TYNDP2026 | NT | 2040 | TWh | 198 | Sub_sector | Industry | Paper | Industry (paper) | Energetic | industry_paper_demand_oil_energetic | Liquids | non-EU | Energy demand | 0.06368 | FEC
CH | TYNDP2026 | NT | 2040 | TWh | 199 | Sub_sector | Industry | Paper | Industry (paper) | Energetic | industry_paper_demand_others_energetic | Others | non-EU | Energy demand | 0 | FEC
CH | TYNDP2026 | NT | 2040 | TWh | 200 | Sub_sector | Industry | Paper | Industry (paper) | Energetic | industry_paper_demand_ammonia_energetic | Ammonia | non-EU | Energy demand | 0 | FEC
CH | TYNDP2026 | NT | 2040 | TWh | 202 | Sub_sector | Industry | Refineries | Industry (refineries, energetic) | Energetic | industry_refinery_demand_electricity_energetic | Electricity | non-EU | Energy demand | 0 | not_included_in_FEC
CH | TYNDP2026 | NT | 2040 | TWh | 203 | Sub_sector | Industry | Refineries | Industry (refineries, energetic) | Energetic | industry_refinery_demand_hydrogen_energetic | Hydrogen | non-EU | Energy demand | 0 | not_included_in_FEC
CH | TYNDP2026 | NT | 2040 | TWh | 204 | Sub_sector | Industry | Refineries | Industry (refineries, energetic) | Energetic | industry_refinery_demand_methane_energetic | Methane | non-EU | Energy demand | 1.3611 | not_included_in_FEC
CH | TYNDP2026 | NT | 2040 | TWh | 205 | Sub_sector | Industry | Refineries | Industry (refineries, energetic) | Energetic | industry_refinery_demand_heat_energetic | Heat | non-EU | Energy demand | 0 | not_included_in_FEC
CH | TYNDP2026 | NT | 2040 | TWh | 206 | Sub_sector | Industry | Refineries | Industry (refineries, energetic) | Energetic | industry_refinery_demand_biomass_energetic | Biomass | non-EU | Energy demand | 0 | not_included_in_FEC
CH | TYNDP2026 | NT | 2040 | TWh | 207 | Sub_sector | Industry | Refineries | Industry (refineries, energetic) | Energetic | industry_refinery_demand_coal_energetic | Solids | non-EU | Energy demand | 0 | not_included_in_FEC
CH | TYNDP2026 | NT | 2040 | TWh | 208 | Sub_sector | Industry | Refineries | Industry (refineries, energetic) | Energetic | industry_refinery_demand_oil_energetic | Liquids | non-EU | Energy demand | 0 | not_included_in_FEC
CH | TYNDP2026 | NT | 2040 | TWh | 209 | Sub_sector | Industry | Refineries | Industry (refineries, energetic) | Energetic | industry_refinery_demand_others_energetic | Others | non-EU | Energy demand | 0 | not_included_in_FEC
CH | TYNDP2026 | NT | 2040 | TWh | 210 | Sub_sector | Industry | Refineries | Industry (refineries, energetic) | Energetic | industry_refinery_demand_ammonia_energetic | Ammonia | non-EU | Energy demand | 0 | not_included_in_FEC
CH | TYNDP2026 | NT | 2040 | TWh | 212 | Sub_sector | Industry | Refineries | Industry (refineries, non-energetic) | Non-energetic | industry_refinery_demand_electricity_non_energetic | Electricity | non-EU | Energy demand | 0 | not_included_in_FEC
CH | TYNDP2026 | NT | 2040 | TWh | 213 | Sub_sector | Industry | Refineries | Industry (refineries, non-energetic) | Non-energetic | industry_refinery_demand_hydrogen_non_energetic | Hydrogen | non-EU | Energy demand | 0 | not_included_in_FEC
CH | TYNDP2026 | NT | 2040 | TWh | 214 | Sub_sector | Industry | Refineries | Industry (refineries, non-energetic) | Non-energetic | industry_refinery_demand_methane_non_energetic | Methane | non-EU | Energy demand | 0 | not_included_in_FEC
CH | TYNDP2026 | NT | 2040 | TWh | 215 | Sub_sector | Industry | Refineries | Industry (refineries, non-energetic) | Non-energetic | industry_refinery_demand_heat_non_energetic | Heat | non-EU | Energy demand | 0 | not_included_in_FEC
CH | TYNDP2026 | NT | 2040 | TWh | 216 | Sub_sector | Industry | Refineries | Industry (refineries, non-energetic) | Non-energetic | industry_refinery_demand_biomass_non_energetic | Biomass | non-EU | Energy demand | 0 | not_included_in_FEC
CH | TYNDP2026 | NT | 2040 | TWh | 217 | Sub_sector | Industry | Refineries | Industry (refineries, non-energetic) | Non-energetic | industry_refinery_demand_coal_non_energetic | Solids | non-EU | Energy demand | 0 | not_included_in_FEC
CH | TYNDP2026 | NT | 2040 | TWh | 218 | Sub_sector | Industry | Refineries | Industry (refineries, non-energetic) | Non-energetic | industry_refinery_demand_oil_non_energetic | Liquids | non-EU | Energy demand | 0 | not_included_in_FEC
CH | TYNDP2026 | NT | 2040 | TWh | 219 | Sub_sector | Industry | Refineries | Industry (refineries, non-energetic) | Non-energetic | industry_refinery_demand_others_non_energetic | Others | non-EU | Energy demand | 0 | not_included_in_FEC
CH | TYNDP2026 | NT | 2040 | TWh | 220 | Sub_sector | Industry | Refineries | Industry (refineries, non-energetic) | Non-energetic | industry_refinery_demand_ammonia_non_energetic | Ammonia | non-EU | Energy demand | 0 | not_included_in_FEC
CH | TYNDP2026 | NT | 2040 | TWh | 222 | Sub_sector | Industry | Steel | Industry (steel) | Energetic | industry_steel_demand_electricity_energetic | Electricity | non-EU | Energy demand | 1.1938 | FEC
CH | TYNDP2026 | NT | 2040 | TWh | 223 | Sub_sector | Industry | Steel | Industry (steel) | Energetic | industry_steel_demand_hydrogen_energetic | Hydrogen | non-EU | Energy demand | 0 | FEC
CH | TYNDP2026 | NT | 2040 | TWh | 224 | Sub_sector | Industry | Steel | Industry (steel) | Energetic | industry_steel_demand_methane_energetic | Methane | non-EU | Energy demand | 0.97312 | FEC
CH | TYNDP2026 | NT | 2040 | TWh | 225 | Sub_sector | Industry | Steel | Industry (steel) | Energetic | industry_steel_demand_heat_energetic | Heat | non-EU | Energy demand | 0 | FEC
CH | TYNDP2026 | NT | 2040 | TWh | 226 | Sub_sector | Industry | Steel | Industry (steel) | Energetic | industry_steel_demand_biomass_energetic | Biomass | non-EU | Energy demand | 0.03328 | FEC
CH | TYNDP2026 | NT | 2040 | TWh | 227 | Sub_sector | Industry | Steel | Industry (steel) | Energetic | industry_steel_demand_coal_energetic | Solids | non-EU | Energy demand | 0.088803 | FEC
CH | TYNDP2026 | NT | 2040 | TWh | 228 | Sub_sector | Industry | Steel | Industry (steel) | Energetic | industry_steel_demand_oil_energetic | Liquids | non-EU | Energy demand | 0.025571 | FEC
CH | TYNDP2026 | NT | 2040 | TWh | 229 | Sub_sector | Industry | Steel | Industry (steel) | Energetic | industry_steel_demand_others_energetic | Others | non-EU | Energy demand | 0 | FEC
CH | TYNDP2026 | NT | 2040 | TWh | 230 | Sub_sector | Industry | Steel | Industry (steel) | Energetic | industry_steel_demand_ammonia_energetic | Ammonia | non-EU | Energy demand | 0 | FEC
CH | TYNDP2026 | NT | 2040 | TWh | 232 | Sub_sector | Transport | Cars | Transport (cars) | Energetic | transport_cars_final_demand_electricity | Electricity | non-EU | Energy demand | 8.1002 | FEC
CH | TYNDP2026 | NT | 2040 | TWh | 233 | Sub_sector | Transport | Cars | Transport (cars) | Energetic | transport_cars_final_demand_hydrogen | Hydrogen | non-EU | Energy demand | 1.3835 | FEC
CH | TYNDP2026 | NT | 2040 | TWh | 234 | Sub_sector | Transport | Cars | Transport (cars) | Energetic | transport_cars_final_demand_methane | Methane | non-EU | Energy demand | 1.0011 | FEC
CH | TYNDP2026 | NT | 2040 | TWh | 235 | Sub_sector | Transport | Cars | Transport (cars) | Energetic | transport_cars_final_demand_heat | Heat | non-EU | Energy demand | 0 | FEC
CH | TYNDP2026 | NT | 2040 | TWh | 236 | Sub_sector | Transport | Cars | Transport (cars) | Energetic | transport_cars_final_demand_biomass | Biomass | non-EU | Energy demand | 0 | FEC
CH | TYNDP2026 | NT | 2040 | TWh | 237 | Sub_sector | Transport | Cars | Transport (cars) | Energetic | transport_cars_final_demand_coal | Solids | non-EU | Energy demand | 0 | FEC
CH | TYNDP2026 | NT | 2040 | TWh | 238 | Sub_sector | Transport | Cars | Transport (cars) | Energetic | transport_cars_final_demand_oil | Liquids | non-EU | Energy demand | 19.5689 | FEC
CH | TYNDP2026 | NT | 2040 | TWh | 239 | Sub_sector | Transport | Cars | Transport (cars) | Energetic | transport_cars_final_demand_other | Others | non-EU | Energy demand | 0 | FEC
CH | TYNDP2026 | NT | 2040 | TWh | 240 | Sub_sector | Transport | Cars | Transport (cars) | Energetic | transport_cars_final_demand_ammonia | Ammonia | non-EU | Energy demand | 0 | FEC
CH | TYNDP2026 | NT | 2040 | TWh | 242 | Sub_sector | Transport | Busses | Transport (busses) | Energetic | transport_busses_final_demand_electricity | Electricity | non-EU | Energy demand | 0.1073 | FEC
CH | TYNDP2026 | NT | 2040 | TWh | 243 | Sub_sector | Transport | Busses | Transport (busses) | Energetic | transport_busses_final_demand_hydrogen | Hydrogen | non-EU | Energy demand | 0.00085919 | FEC
CH | TYNDP2026 | NT | 2040 | TWh | 244 | Sub_sector | Transport | Busses | Transport (busses) | Energetic | transport_busses_final_demand_methane | Methane | non-EU | Energy demand | 0.18327 | FEC
CH | TYNDP2026 | NT | 2040 | TWh | 245 | Sub_sector | Transport | Busses | Transport (busses) | Energetic | transport_busses_final_demand_heat | Heat | non-EU | Energy demand | 0 | FEC
CH | TYNDP2026 | NT | 2040 | TWh | 246 | Sub_sector | Transport | Busses | Transport (busses) | Energetic | transport_busses_final_demand_biomass | Biomass | non-EU | Energy demand | 0 | FEC
CH | TYNDP2026 | NT | 2040 | TWh | 247 | Sub_sector | Transport | Busses | Transport (busses) | Energetic | transport_busses_final_demand_coal | Solids | non-EU | Energy demand | 0 | FEC
CH | TYNDP2026 | NT | 2040 | TWh | 248 | Sub_sector | Transport | Busses | Transport (busses) | Energetic | transport_busses_final_demand_oil | Liquids | non-EU | Energy demand | 0.97653 | FEC
CH | TYNDP2026 | NT | 2040 | TWh | 249 | Sub_sector | Transport | Busses | Transport (busses) | Energetic | transport_busses_final_demand_other | Others | non-EU | Energy demand | 0 | FEC
CH | TYNDP2026 | NT | 2040 | TWh | 250 | Sub_sector | Transport | Busses | Transport (busses) | Energetic | transport_busses_final_demand_ammonia | Ammonia | non-EU | Energy demand | 0 | FEC
CH | TYNDP2026 | NT | 2040 | TWh | 252 | Sub_sector | Transport | Trucks | Transport (trucks) | Energetic | transport_trucks_final_demand_electricity | Electricity | non-EU | Energy demand | 0.25967 | FEC
CH | TYNDP2026 | NT | 2040 | TWh | 253 | Sub_sector | Transport | Trucks | Transport (trucks) | Energetic | transport_trucks_final_demand_hydrogen | Hydrogen | non-EU | Energy demand | 0.59034 | FEC
CH | TYNDP2026 | NT | 2040 | TWh | 254 | Sub_sector | Transport | Trucks | Transport (trucks) | Energetic | transport_trucks_final_demand_methane | Methane | non-EU | Energy demand | 0.6816 | FEC
CH | TYNDP2026 | NT | 2040 | TWh | 255 | Sub_sector | Transport | Trucks | Transport (trucks) | Energetic | transport_trucks_final_demand_heat | Heat | non-EU | Energy demand | 0 | FEC
CH | TYNDP2026 | NT | 2040 | TWh | 256 | Sub_sector | Transport | Trucks | Transport (trucks) | Energetic | transport_trucks_final_demand_biomass | Biomass | non-EU | Energy demand | 0 | FEC
CH | TYNDP2026 | NT | 2040 | TWh | 257 | Sub_sector | Transport | Trucks | Transport (trucks) | Energetic | transport_trucks_final_demand_coal | Solids | non-EU | Energy demand | 0 | FEC
CH | TYNDP2026 | NT | 2040 | TWh | 258 | Sub_sector | Transport | Trucks | Transport (trucks) | Energetic | transport_trucks_final_demand_oil | Liquids | non-EU | Energy demand | 6.0166 | FEC
CH | TYNDP2026 | NT | 2040 | TWh | 259 | Sub_sector | Transport | Trucks | Transport (trucks) | Energetic | transport_trucks_final_demand_other | Others | non-EU | Energy demand | 0 | FEC
CH | TYNDP2026 | NT | 2040 | TWh | 260 | Sub_sector | Transport | Trucks | Transport (trucks) | Energetic | transport_trucks_final_demand_ammonia | Ammonia | non-EU | Energy demand | 0 | FEC
CH | TYNDP2026 | NT | 2040 | TWh | 262 | Sub_sector | Transport | Vans | Transport (vans) | Energetic | transport_vans_final_demand_electricity | Electricity | non-EU | Energy demand | 0.091543 | FEC
CH | TYNDP2026 | NT | 2040 | TWh | 263 | Sub_sector | Transport | Vans | Transport (vans) | Energetic | transport_vans_final_demand_hydrogen | Hydrogen | non-EU | Energy demand | 0.003423 | FEC
CH | TYNDP2026 | NT | 2040 | TWh | 264 | Sub_sector | Transport | Vans | Transport (vans) | Energetic | transport_vans_final_demand_methane | Methane | non-EU | Energy demand | 0 | FEC
CH | TYNDP2026 | NT | 2040 | TWh | 265 | Sub_sector | Transport | Vans | Transport (vans) | Energetic | transport_vans_final_demand_heat | Heat | non-EU | Energy demand | 0 | FEC
CH | TYNDP2026 | NT | 2040 | TWh | 266 | Sub_sector | Transport | Vans | Transport (vans) | Energetic | transport_vans_final_demand_biomass | Biomass | non-EU | Energy demand | 0 | FEC
CH | TYNDP2026 | NT | 2040 | TWh | 267 | Sub_sector | Transport | Vans | Transport (vans) | Energetic | transport_vans_final_demand_coal | Solids | non-EU | Energy demand | 0 | FEC
CH | TYNDP2026 | NT | 2040 | TWh | 268 | Sub_sector | Transport | Vans | Transport (vans) | Energetic | transport_vans_final_demand_oil | Liquids | non-EU | Energy demand | 1.0128 | FEC
CH | TYNDP2026 | NT | 2040 | TWh | 269 | Sub_sector | Transport | Vans | Transport (vans) | Energetic | transport_vans_final_demand_other | Others | non-EU | Energy demand | 0 | FEC
CH | TYNDP2026 | NT | 2040 | TWh | 270 | Sub_sector | Transport | Vans | Transport (vans) | Energetic | transport_vans_final_demand_ammonia | Ammonia | non-EU | Energy demand | 0 | FEC
CH | TYNDP2026 | NT | 2040 | TWh | 272 | Sub_sector | Transport | Freight trains | Transport (trains) | Energetic | transport_trains_final_demand_electricity | Electricity | non-EU | Energy demand | 3.3185 | FEC
CH | TYNDP2026 | NT | 2040 | TWh | 273 | Sub_sector | Transport | Freight trains | Transport (trains) | Energetic | transport_trains_final_demand_hydrogen | Hydrogen | non-EU | Energy demand | 0 | FEC
CH | TYNDP2026 | NT | 2040 | TWh | 274 | Sub_sector | Transport | Freight trains | Transport (trains) | Energetic | transport_trains_final_demand_methane | Methane | non-EU | Energy demand | 0 | FEC
CH | TYNDP2026 | NT | 2040 | TWh | 275 | Sub_sector | Transport | Freight trains | Transport (trains) | Energetic | transport_trains_final_demand_heat | Heat | non-EU | Energy demand | 0 | FEC
CH | TYNDP2026 | NT | 2040 | TWh | 276 | Sub_sector | Transport | Freight trains | Transport (trains) | Energetic | transport_trains_final_demand_biomass | Biomass | non-EU | Energy demand | 0 | FEC
CH | TYNDP2026 | NT | 2040 | TWh | 277 | Sub_sector | Transport | Freight trains | Transport (trains) | Energetic | transport_trains_final_demand_coal | Solids | non-EU | Energy demand | 0 | FEC
CH | TYNDP2026 | NT | 2040 | TWh | 278 | Sub_sector | Transport | Freight trains | Transport (trains) | Energetic | transport_trains_final_demand_oil | Liquids | non-EU | Energy demand | 0 | FEC
CH | TYNDP2026 | NT | 2040 | TWh | 279 | Sub_sector | Transport | Freight trains | Transport (trains) | Energetic | transport_trains_final_demand_other | Others | non-EU | Energy demand | 0 | FEC
CH | TYNDP2026 | NT | 2040 | TWh | 280 | Sub_sector | Transport | Freight trains | Transport (trains) | Energetic | transport_trains_final_demand_ammonia | Ammonia | non-EU | Energy demand | 0 | FEC
CH | TYNDP2026 | NT | 2040 | TWh | 282 | Sub_sector | Transport | Ships | Transport (ships) | Energetic | transport_ships_final_demand_electricity | Electricity | non-EU | Energy demand | 0 | FEC
CH | TYNDP2026 | NT | 2040 | TWh | 283 | Sub_sector | Transport | Ships | Transport (ships) | Energetic | transport_ships_final_demand_hydrogen | Hydrogen | non-EU | Energy demand | 0 | FEC
CH | TYNDP2026 | NT | 2040 | TWh | 284 | Sub_sector | Transport | Ships | Transport (ships) | Energetic | transport_ships_final_demand_methane | Methane | non-EU | Energy demand | 0 | FEC
CH | TYNDP2026 | NT | 2040 | TWh | 285 | Sub_sector | Transport | Ships | Transport (ships) | Energetic | transport_ships_final_demand_heat | Heat | non-EU | Energy demand | 0 | FEC
CH | TYNDP2026 | NT | 2040 | TWh | 286 | Sub_sector | Transport | Ships | Transport (ships) | Energetic | transport_ships_final_demand_biomass | Biomass | non-EU | Energy demand | 0 | FEC
CH | TYNDP2026 | NT | 2040 | TWh | 287 | Sub_sector | Transport | Ships | Transport (ships) | Energetic | transport_ships_final_demand_coal | Solids | non-EU | Energy demand | 0 | FEC
CH | TYNDP2026 | NT | 2040 | TWh | 288 | Sub_sector | Transport | Ships | Transport (ships) | Energetic | transport_ships_final_demand_oil | Liquids | non-EU | Energy demand | 0.00036907 | FEC
CH | TYNDP2026 | NT | 2040 | TWh | 289 | Sub_sector | Transport | Ships | Transport (ships) | Energetic | transport_ships_final_demand_other | Others | non-EU | Energy demand | 0 | FEC
CH | TYNDP2026 | NT | 2040 | TWh | 290 | Sub_sector | Transport | Ships | Transport (ships) | Energetic | transport_ships_final_demand_ammonia | Ammonia | non-EU | Energy demand | 0 | FEC
CH | TYNDP2026 | NT | 2040 | TWh | 292 | Sub_sector | Transport | Planes | Transport (planes) | Energetic | transport_planes_final_demand_electricity | Electricity | non-EU | Energy demand | 0 | FEC
CH | TYNDP2026 | NT | 2040 | TWh | 293 | Sub_sector | Transport | Planes | Transport (planes) | Energetic | transport_planes_final_demand_hydrogen | Hydrogen | non-EU | Energy demand | 0 | FEC
CH | TYNDP2026 | NT | 2040 | TWh | 294 | Sub_sector | Transport | Planes | Transport (planes) | Energetic | transport_planes_final_demand_methane | Methane | non-EU | Energy demand | 0 | FEC
CH | TYNDP2026 | NT | 2040 | TWh | 295 | Sub_sector | Transport | Planes | Transport (planes) | Energetic | transport_planes_final_demand_heat | Heat | non-EU | Energy demand | 0 | FEC
CH | TYNDP2026 | NT | 2040 | TWh | 296 | Sub_sector | Transport | Planes | Transport (planes) | Energetic | transport_planes_final_demand_biomass | Biomass | non-EU | Energy demand | 0 | FEC
CH | TYNDP2026 | NT | 2040 | TWh | 297 | Sub_sector | Transport | Planes | Transport (planes) | Energetic | transport_planes_final_demand_coal | Solids | non-EU | Energy demand | 0 | FEC
CH | TYNDP2026 | NT | 2040 | TWh | 298 | Sub_sector | Transport | Planes | Transport (planes) | Energetic | transport_planes_final_demand_oil | Liquids | non-EU | Energy demand | 0.58909 | FEC
CH | TYNDP2026 | NT | 2040 | TWh | 299 | Sub_sector | Transport | Planes | Transport (planes) | Energetic | transport_planes_final_demand_other | Others | non-EU | Energy demand | 0 | FEC
CH | TYNDP2026 | NT | 2040 | TWh | 300 | Sub_sector | Transport | Planes | Transport (planes) | Energetic | transport_planes_final_demand_ammonia | Ammonia | non-EU | Energy demand | 0 | FEC
CH | TYNDP2026 | NT | 2040 | TWh | 302 | Sub_sector | Transport | Others | Transport (others) | Energetic | transport_other_final_demand_electricity | Electricity | non-EU | Energy demand | 0 | FEC
CH | TYNDP2026 | NT | 2040 | TWh | 303 | Sub_sector | Transport | Others | Transport (others) | Energetic | transport_other_final_demand_hydrogen | Hydrogen | non-EU | Energy demand | 0 | FEC
CH | TYNDP2026 | NT | 2040 | TWh | 304 | Sub_sector | Transport | Others | Transport (others) | Energetic | transport_other_final_demand_methane | Methane | non-EU | Energy demand | 0 | FEC
CH | TYNDP2026 | NT | 2040 | TWh | 305 | Sub_sector | Transport | Others | Transport (others) | Energetic | transport_other_final_demand_heat | Heat | non-EU | Energy demand | 0 | FEC
CH | TYNDP2026 | NT | 2040 | TWh | 306 | Sub_sector | Transport | Others | Transport (others) | Energetic | transport_other_final_demand_biomass | Biomass | non-EU | Energy demand | 0 | FEC
CH | TYNDP2026 | NT | 2040 | TWh | 307 | Sub_sector | Transport | Others | Transport (others) | Energetic | transport_other_final_demand_coal | Solids | non-EU | Energy demand | 0 | FEC
CH | TYNDP2026 | NT | 2040 | TWh | 308 | Sub_sector | Transport | Others | Transport (others) | Energetic | transport_other_final_demand_oil | Liquids | non-EU | Energy demand | 0 | FEC
CH | TYNDP2026 | NT | 2040 | TWh | 309 | Sub_sector | Transport | Others | Transport (others) | Energetic | transport_other_final_demand_other | Others | non-EU | Energy demand | 0 | FEC
CH | TYNDP2026 | NT | 2040 | TWh | 310 | Sub_sector | Transport | Others | Transport (others) | Energetic | transport_other_final_demand_ammonia | Ammonia | non-EU | Energy demand | 0 | FEC
CH | TYNDP2026 | NT | 2040 | TWh | 312 | Sub_sector | International transport | International aviation | Transport (int. aviation) | Energetic | transport_int_aviation_final_demand_electricity | Electricity | non-EU | Energy demand | 0 | FEC
CH | TYNDP2026 | NT | 2040 | TWh | 313 | Sub_sector | International transport | International aviation | Transport (int. aviation) | Energetic | transport_int_aviation_final_demand_hydrogen | Hydrogen | non-EU | Energy demand | 0 | FEC
CH | TYNDP2026 | NT | 2040 | TWh | 314 | Sub_sector | International transport | International aviation | Transport (int. aviation) | Energetic | transport_int_aviation_final_demand_methane | Methane | non-EU | Energy demand | 0 | FEC
CH | TYNDP2026 | NT | 2040 | TWh | 315 | Sub_sector | International transport | International aviation | Transport (int. aviation) | Energetic | transport_int_aviation_final_demand_heat | Heat | non-EU | Energy demand | 0 | FEC
CH | TYNDP2026 | NT | 2040 | TWh | 316 | Sub_sector | International transport | International aviation | Transport (int. aviation) | Energetic | transport_int_aviation_final_demand_biofuels | Biomass | non-EU | Energy demand | 0 | FEC
CH | TYNDP2026 | NT | 2040 | TWh | 317 | Sub_sector | International transport | International aviation | Transport (int. aviation) | Energetic | transport_int_aviation_final_demand_coal | Solids | non-EU | Energy demand | 0 | FEC
CH | TYNDP2026 | NT | 2040 | TWh | 318 | Sub_sector | International transport | International aviation | Transport (int. aviation) | Energetic | transport_int_aviation_final_demand_oil | Liquids | non-EU | Energy demand | 20.2518 | FEC
CH | TYNDP2026 | NT | 2040 | TWh | 319 | Sub_sector | International transport | International aviation | Transport (int. aviation) | Energetic | transport_int_aviation_final_demand_other | Others | non-EU | Energy demand | 0 | FEC
CH | TYNDP2026 | NT | 2040 | TWh | 320 | Sub_sector | International transport | International aviation | Transport (int. aviation) | Energetic | transport_int_aviation_final_demand_ammonia | Ammonia | non-EU | Energy demand | 0 | FEC
CH | TYNDP2026 | NT | 2040 | TWh | 322 | Sub_sector | International transport | International shipping | Transport (int. shipping) | Energetic | transport_int_shipping_final_demand_electricity | Electricity | non-EU | Energy demand | 0 | not_included_in_FEC
CH | TYNDP2026 | NT | 2040 | TWh | 323 | Sub_sector | International transport | International shipping | Transport (int. shipping) | Energetic | transport_int_shipping_final_demand_hydrogen | Hydrogen | non-EU | Energy demand | 0 | not_included_in_FEC
CH | TYNDP2026 | NT | 2040 | TWh | 324 | Sub_sector | International transport | International shipping | Transport (int. shipping) | Energetic | transport_int_shipping_final_demand_methane | Methane | non-EU | Energy demand | 0 | not_included_in_FEC
CH | TYNDP2026 | NT | 2040 | TWh | 325 | Sub_sector | International transport | International shipping | Transport (int. shipping) | Energetic | transport_int_shipping_final_demand_heat | Heat | non-EU | Energy demand | 0 | not_included_in_FEC
CH | TYNDP2026 | NT | 2040 | TWh | 326 | Sub_sector | International transport | International shipping | Transport (int. shipping) | Energetic | transport_int_shipping_final_demand_biofuels | Biomass | non-EU | Energy demand | 0 | not_included_in_FEC
CH | TYNDP2026 | NT | 2040 | TWh | 327 | Sub_sector | International transport | International shipping | Transport (int. shipping) | Energetic | transport_int_shipping_final_demand_coal | Solids | non-EU | Energy demand | 0 | not_included_in_FEC
CH | TYNDP2026 | NT | 2040 | TWh | 328 | Sub_sector | International transport | International shipping | Transport (int. shipping) | Energetic | transport_int_shipping_final_demand_oil | Liquids | non-EU | Energy demand | 0 | not_included_in_FEC
CH | TYNDP2026 | NT | 2040 | TWh | 329 | Sub_sector | International transport | International shipping | Transport (int. shipping) | Energetic | transport_int_shipping_final_demand_other | Others | non-EU | Energy demand | 0 | not_included_in_FEC
CH | TYNDP2026 | NT | 2040 | TWh | 330 | Sub_sector | International transport | International shipping | Transport (int. shipping) | Energetic | transport_int_shipping_final_demand_ammonia | Ammonia | non-EU | Energy demand | 0 | not_included_in_FEC
CH | TYNDP2026 | NT | 2040 | TWh | 332 | Sub_sector | Households | Space heating | Households (heating) | Energetic | households_heating_final_demand_electricity | Electricity | non-EU | Energy demand | 6.1742 | FEC
CH | TYNDP2026 | NT | 2040 | TWh | 333 | Sub_sector | Households | Space heating | Households (heating) | Energetic | households_heating_final_demand_hydrogen | Hydrogen | non-EU | Energy demand | 0 | FEC
CH | TYNDP2026 | NT | 2040 | TWh | 334 | Sub_sector | Households | Space heating | Households (heating) | Energetic | households_heating_final_demand_methane | Methane | non-EU | Energy demand | 5.7874 | FEC
CH | TYNDP2026 | NT | 2040 | TWh | 335 | Sub_sector | Households | Space heating | Households (heating) | Energetic | households_heating_final_demand_heat | Heat | non-EU | Energy demand | 2.0768 | FEC
CH | TYNDP2026 | NT | 2040 | TWh | 336 | Sub_sector | Households | Space heating | Households (heating) | Energetic | households_heating_final_demand_biomass | Biomass | non-EU | Energy demand | 2.3607 | FEC
CH | TYNDP2026 | NT | 2040 | TWh | 337 | Sub_sector | Households | Space heating | Households (heating) | Energetic | households_heating_final_demand_coal | Solids | non-EU | Energy demand | 0 | FEC
CH | TYNDP2026 | NT | 2040 | TWh | 338 | Sub_sector | Households | Space heating | Households (heating) | Energetic | households_heating_final_demand_oil | Liquids | non-EU | Energy demand | 3.2212 | FEC
CH | TYNDP2026 | NT | 2040 | TWh | 339 | Sub_sector | Households | Space heating | Households (heating) | Energetic | households_heating_final_demand_other | Others | non-EU | Energy demand | 0 | FEC
CH | TYNDP2026 | NT | 2040 | TWh | 340 | Sub_sector | Households | Space heating | Households (heating) | Energetic | households_heating_final_demand_ammonia | Ammonia | non-EU | Energy demand | 0 | FEC
CH | TYNDP2026 | NT | 2040 | TWh | 343 | Sub_sector | Households | Cooling | Households (cooling) | Energetic | households_cooling_final_demand_electricity | Electricity | non-EU | Energy demand | 1.9347 | FEC
CH | TYNDP2026 | NT | 2040 | TWh | 344 | Sub_sector | Households | Cooling | Households (cooling) | Energetic | households_cooling_final_demand_hydrogen | Hydrogen | non-EU | Energy demand | 0 | FEC
CH | TYNDP2026 | NT | 2040 | TWh | 345 | Sub_sector | Households | Cooling | Households (cooling) | Energetic | households_cooling_final_demand_methane | Methane | non-EU | Energy demand | 0 | FEC
CH | TYNDP2026 | NT | 2040 | TWh | 346 | Sub_sector | Households | Cooling | Households (cooling) | Energetic | households_cooling_final_demand_heat | Heat | non-EU | Energy demand | 0 | FEC
CH | TYNDP2026 | NT | 2040 | TWh | 347 | Sub_sector | Households | Cooling | Households (cooling) | Energetic | households_cooling_final_demand_biomass | Biomass | non-EU | Energy demand | 0 | FEC
CH | TYNDP2026 | NT | 2040 | TWh | 348 | Sub_sector | Households | Cooling | Households (cooling) | Energetic | households_cooling_final_demand_coal | Solids | non-EU | Energy demand | 0 | FEC
CH | TYNDP2026 | NT | 2040 | TWh | 349 | Sub_sector | Households | Cooling | Households (cooling) | Energetic | households_cooling_final_demand_oil | Liquids | non-EU | Energy demand | 0 | FEC
CH | TYNDP2026 | NT | 2040 | TWh | 350 | Sub_sector | Households | Cooling | Households (cooling) | Energetic | households_cooling_final_demand_other | Others | non-EU | Energy demand | 0 | FEC
CH | TYNDP2026 | NT | 2040 | TWh | 351 | Sub_sector | Households | Cooling | Households (cooling) | Energetic | households_cooling_final_demand_ammonia | Ammonia | non-EU | Energy demand | 0 | FEC
CH | TYNDP2026 | NT | 2040 | TWh | 354 | Sub_sector | Households | Hot water | Households (hot water) | Energetic | households_hot_water_final_demand_electricity | Electricity | non-EU | Energy demand | 1.5956 | FEC
CH | TYNDP2026 | NT | 2040 | TWh | 355 | Sub_sector | Households | Hot water | Households (hot water) | Energetic | households_hot_water_final_demand_hydrogen | Hydrogen | non-EU | Energy demand | 0 | FEC
CH | TYNDP2026 | NT | 2040 | TWh | 356 | Sub_sector | Households | Hot water | Households (hot water) | Energetic | households_hot_water_final_demand_methane | Methane | non-EU | Energy demand | 1.6429 | FEC
CH | TYNDP2026 | NT | 2040 | TWh | 357 | Sub_sector | Households | Hot water | Households (hot water) | Energetic | households_hot_water_final_demand_heat | Heat | non-EU | Energy demand | 2.8762 | FEC
CH | TYNDP2026 | NT | 2040 | TWh | 358 | Sub_sector | Households | Hot water | Households (hot water) | Energetic | households_hot_water_final_demand_biomass | Biomass | non-EU | Energy demand | 0.58048 | FEC
CH | TYNDP2026 | NT | 2040 | TWh | 359 | Sub_sector | Households | Hot water | Households (hot water) | Energetic | households_hot_water_final_demand_coal | Solids | non-EU | Energy demand | 0 | FEC
CH | TYNDP2026 | NT | 2040 | TWh | 360 | Sub_sector | Households | Hot water | Households (hot water) | Energetic | households_hot_water_final_demand_oil | Liquids | non-EU | Energy demand | 0.86977 | FEC
CH | TYNDP2026 | NT | 2040 | TWh | 361 | Sub_sector | Households | Hot water | Households (hot water) | Energetic | households_hot_water_final_demand_other | Others | non-EU | Energy demand | 1.381 | FEC
CH | TYNDP2026 | NT | 2040 | TWh | 362 | Sub_sector | Households | Hot water | Households (hot water) | Energetic | households_hot_water_final_demand_ammonia | Ammonia | non-EU | Energy demand | 0 | FEC
CH | TYNDP2026 | NT | 2040 | TWh | 365 | Sub_sector | Households | Appliances | Households (appliances) | Energetic | households_appliances_final_demand_electricity | Electricity | non-EU | Energy demand | 9.2911 | FEC
CH | TYNDP2026 | NT | 2040 | TWh | 366 | Sub_sector | Households | Appliances | Households (appliances) | Energetic | households_appliances_final_demand_hydrogen | Hydrogen | non-EU | Energy demand | 0 | FEC
CH | TYNDP2026 | NT | 2040 | TWh | 367 | Sub_sector | Households | Appliances | Households (appliances) | Energetic | households_appliances_final_demand_methane | Methane | non-EU | Energy demand | 0.82727 | FEC
CH | TYNDP2026 | NT | 2040 | TWh | 368 | Sub_sector | Households | Appliances | Households (appliances) | Energetic | households_appliances_final_demand_heat | Heat | non-EU | Energy demand | 0 | FEC
CH | TYNDP2026 | NT | 2040 | TWh | 369 | Sub_sector | Households | Appliances | Households (appliances) | Energetic | households_appliances_final_demand_biomass | Biomass | non-EU | Energy demand | 0.070353 | FEC
CH | TYNDP2026 | NT | 2040 | TWh | 370 | Sub_sector | Households | Appliances | Households (appliances) | Energetic | households_appliances_final_demand_coal | Solids | non-EU | Energy demand | 0 | FEC
CH | TYNDP2026 | NT | 2040 | TWh | 371 | Sub_sector | Households | Appliances | Households (appliances) | Energetic | households_appliances_final_demand_oil | Liquids | non-EU | Energy demand | 0 | FEC
CH | TYNDP2026 | NT | 2040 | TWh | 372 | Sub_sector | Households | Appliances | Households (appliances) | Energetic | households_appliances_final_demand_other | Others | non-EU | Energy demand | 0 | FEC
CH | TYNDP2026 | NT | 2040 | TWh | 373 | Sub_sector | Households | Appliances | Households (appliances) | Energetic | households_appliances_final_demand_ammonia | Ammonia | non-EU | Energy demand | 0 | FEC
CH | TYNDP2026 | NT | 2040 | TWh | 375 | Sub_sector | Buildings | Space heating | Buildings (heat) | Energetic | buildings_heat_final_demand_electricity | Electricity | non-EU | Energy demand | 4.5409 | FEC
CH | TYNDP2026 | NT | 2040 | TWh | 376 | Sub_sector | Buildings | Space heating | Buildings (heat) | Energetic | buildings_heat_final_demand_hydrogen | Hydrogen | non-EU | Energy demand | 0 | FEC
CH | TYNDP2026 | NT | 2040 | TWh | 377 | Sub_sector | Buildings | Space heating | Buildings (heat) | Energetic | buildings_heat_final_demand_methane | Methane | non-EU | Energy demand | 2.0316 | FEC
CH | TYNDP2026 | NT | 2040 | TWh | 378 | Sub_sector | Buildings | Space heating | Buildings (heat) | Energetic | buildings_heat_final_demand_heat | Heat | non-EU | Energy demand | 2.3713 | FEC
CH | TYNDP2026 | NT | 2040 | TWh | 379 | Sub_sector | Buildings | Space heating | Buildings (heat) | Energetic | buildings_heat_final_demand_biomass | Biomass | non-EU | Energy demand | 1.9034 | FEC
CH | TYNDP2026 | NT | 2040 | TWh | 380 | Sub_sector | Buildings | Space heating | Buildings (heat) | Energetic | buildings_heat_final_demand_coal | Solids | non-EU | Energy demand | 0 | FEC
CH | TYNDP2026 | NT | 2040 | TWh | 381 | Sub_sector | Buildings | Space heating | Buildings (heat) | Energetic | buildings_heat_final_demand_oil | Liquids | non-EU | Energy demand | 0 | FEC
CH | TYNDP2026 | NT | 2040 | TWh | 382 | Sub_sector | Buildings | Space heating | Buildings (heat) | Energetic | buildings_heat_final_demand_other | Others | non-EU | Energy demand | 0.60819 | FEC
CH | TYNDP2026 | NT | 2040 | TWh | 383 | Sub_sector | Buildings | Space heating | Buildings (heat) | Energetic | buildings_heat_final_demand_ammonia | Ammonia | non-EU | Energy demand | 0 | FEC
CH | TYNDP2026 | NT | 2040 | TWh | 386 | Sub_sector | Buildings | Cooling | Buildings (cooling) | Energetic | buildings_cooling_final_demand_electricity | Electricity | non-EU | Energy demand | 1.4084 | FEC
CH | TYNDP2026 | NT | 2040 | TWh | 387 | Sub_sector | Buildings | Cooling | Buildings (cooling) | Energetic | buildings_cooling_final_demand_hydrogen | Hydrogen | non-EU | Energy demand | 0 | FEC
CH | TYNDP2026 | NT | 2040 | TWh | 388 | Sub_sector | Buildings | Cooling | Buildings (cooling) | Energetic | buildings_cooling_final_demand_methane | Methane | non-EU | Energy demand | 0.027247 | FEC
CH | TYNDP2026 | NT | 2040 | TWh | 389 | Sub_sector | Buildings | Cooling | Buildings (cooling) | Energetic | buildings_cooling_final_demand_heat | Heat | non-EU | Energy demand | 0 | FEC
CH | TYNDP2026 | NT | 2040 | TWh | 390 | Sub_sector | Buildings | Cooling | Buildings (cooling) | Energetic | buildings_cooling_final_demand_biomass | Biomass | non-EU | Energy demand | 0 | FEC
CH | TYNDP2026 | NT | 2040 | TWh | 391 | Sub_sector | Buildings | Cooling | Buildings (cooling) | Energetic | buildings_cooling_final_demand_coal | Solids | non-EU | Energy demand | 0 | FEC
CH | TYNDP2026 | NT | 2040 | TWh | 392 | Sub_sector | Buildings | Cooling | Buildings (cooling) | Energetic | buildings_cooling_final_demand_oil | Liquids | non-EU | Energy demand | 0 | FEC
CH | TYNDP2026 | NT | 2040 | TWh | 393 | Sub_sector | Buildings | Cooling | Buildings (cooling) | Energetic | buildings_cooling_final_demand_other | Others | non-EU | Energy demand | 0 | FEC
CH | TYNDP2026 | NT | 2040 | TWh | 394 | Sub_sector | Buildings | Cooling | Buildings (cooling) | Energetic | buildings_cooling_final_demand_ammonia | Ammonia | non-EU | Energy demand | 0 | FEC
CH | TYNDP2026 | NT | 2040 | TWh | 397 | Sub_sector | Buildings | Appliances | Buildings (appliances) | Energetic | buildings_appliances_final_demand_electricity | Electricity | non-EU | Energy demand | 8.291 | FEC
CH | TYNDP2026 | NT | 2040 | TWh | 398 | Sub_sector | Buildings | Appliances | Buildings (appliances) | Energetic | buildings_appliances_final_demand_hydrogen | Hydrogen | non-EU | Energy demand | 0 | FEC
CH | TYNDP2026 | NT | 2040 | TWh | 399 | Sub_sector | Buildings | Appliances | Buildings (appliances) | Energetic | buildings_appliances_final_demand_methane | Methane | non-EU | Energy demand | 0.9794 | FEC
CH | TYNDP2026 | NT | 2040 | TWh | 400 | Sub_sector | Buildings | Appliances | Buildings (appliances) | Energetic | buildings_appliances_final_demand_heat | Heat | non-EU | Energy demand | 0 | FEC
CH | TYNDP2026 | NT | 2040 | TWh | 401 | Sub_sector | Buildings | Appliances | Buildings (appliances) | Energetic | buildings_appliances_final_demand_biomass | Biomass | non-EU | Energy demand | 0 | FEC
CH | TYNDP2026 | NT | 2040 | TWh | 402 | Sub_sector | Buildings | Appliances | Buildings (appliances) | Energetic | buildings_appliances_final_demand_coal | Solids | non-EU | Energy demand | 0 | FEC
CH | TYNDP2026 | NT | 2040 | TWh | 403 | Sub_sector | Buildings | Appliances | Buildings (appliances) | Energetic | buildings_appliances_final_demand_oil | Liquids | non-EU | Energy demand | 0 | FEC
CH | TYNDP2026 | NT | 2040 | TWh | 404 | Sub_sector | Buildings | Appliances | Buildings (appliances) | Energetic | buildings_appliances_final_demand_other | Others | non-EU | Energy demand | 0 | FEC
CH | TYNDP2026 | NT | 2040 | TWh | 405 | Sub_sector | Buildings | Appliances | Buildings (appliances) | Energetic | buildings_appliances_final_demand_ammonia | Ammonia | non-EU | Energy demand | 0 | FEC
CH | TYNDP2026 | NT | 2040 | TWh | 407 | Sub_sector | Buildings | Datacenters | Datacenters & ICT | Energetic | datacentres_final_demand_electricity_energetic | Electricity | non-EU | Energy demand | 1.8764 | FEC
CH | TYNDP2026 | NT | 2040 | TWh | 408 | Sub_sector | Buildings | Datacenters | Datacenters & ICT | Energetic | datacentres_final_demand_hydrogen_energetic | Hydrogen | non-EU | Energy demand | 0 | FEC
CH | TYNDP2026 | NT | 2040 | TWh | 409 | Sub_sector | Buildings | Datacenters | Datacenters & ICT | Energetic | datacentres_final_demand_methane_energetic | Methane | non-EU | Energy demand | 0 | FEC
CH | TYNDP2026 | NT | 2040 | TWh | 410 | Sub_sector | Buildings | Datacenters | Datacenters & ICT | Energetic | datacentres_final_demand_heat_energetic | Heat | non-EU | Energy demand | 0 | FEC
CH | TYNDP2026 | NT | 2040 | TWh | 411 | Sub_sector | Buildings | Datacenters | Datacenters & ICT | Energetic | datacentres_final_demand_biomass_energetic | Biomass | non-EU | Energy demand | 0 | FEC
CH | TYNDP2026 | NT | 2040 | TWh | 412 | Sub_sector | Buildings | Datacenters | Datacenters & ICT | Energetic | datacentres_final_demand_coal_energetic | Solids | non-EU | Energy demand | 0 | FEC
CH | TYNDP2026 | NT | 2040 | TWh | 413 | Sub_sector | Buildings | Datacenters | Datacenters & ICT | Energetic | datacentres_final_demand_oil_energetic | Liquids | non-EU | Energy demand | 0 | FEC
CH | TYNDP2026 | NT | 2040 | TWh | 414 | Sub_sector | Buildings | Datacenters | Datacenters & ICT | Energetic | datacentres_final_demand_other_energetic | Others | non-EU | Energy demand | 0 | FEC
CH | TYNDP2026 | NT | 2040 | TWh | 415 | Sub_sector | Buildings | Datacenters | Datacenters & ICT | Energetic | datacentres_final_demand_ammonia_energetic | Ammonia | non-EU | Energy demand | 0 | FEC
CH | TYNDP2026 | NT | 2040 | TWh | 417 | Sub_sector | Transport | Others_Sector | Others_Sector | Energetic | other_final_demand_electricity_energetic | Electricity | non-EU | Energy demand | 0 | FEC
CH | TYNDP2026 | NT | 2040 | TWh | 418 | Sub_sector | Transport | Others_Sector | Others_Sector | Energetic | other_final_demand_hydrogen_energetic | Hydrogen | non-EU | Energy demand | 0 | FEC
CH | TYNDP2026 | NT | 2040 | TWh | 419 | Sub_sector | Transport | Pipeline Transport | Others_Sector | Energetic | other_final_demand_methane_energetic | Methane | non-EU | Energy demand | 0.15245 | FEC
CH | TYNDP2026 | NT | 2040 | TWh | 420 | Sub_sector | Transport | Others_Sector | Others_Sector | Energetic | other_final_demand_heat_energetic | Heat | non-EU | Energy demand | 0 | FEC
CH | TYNDP2026 | NT | 2040 | TWh | 421 | Sub_sector | Transport | Others_Sector | Others_Sector | Energetic | other_final_demand_biomass_energetic | Biomass | non-EU | Energy demand | 0 | FEC
CH | TYNDP2026 | NT | 2040 | TWh | 422 | Sub_sector | Transport | Others_Sector | Others_Sector | Energetic | other_final_demand_coal_energetic | Solids | non-EU | Energy demand | 0 | FEC
CH | TYNDP2026 | NT | 2040 | TWh | 423 | Sub_sector | Transport | Others_Sector | Others_Sector | Energetic | other_final_demand_oil_energetic | Liquids | non-EU | Energy demand | 0.76286 | FEC
CH | TYNDP2026 | NT | 2040 | TWh | 424 | Sub_sector | Others_Sector | Others_Sector | Others_Sector | Non-energetic | other_final_demand_oil_non_energetic | Liquids | non-EU | Energy demand | 0.11711 | not_included_in_FEC
CH | TYNDP2026 | NT | 2040 | TWh | 425 | Sub_sector | Transport | Others_Sector | Others_Sector | Energetic | other_final_demand_other_energetic | Others | non-EU | Energy demand | 0 | FEC
CH | TYNDP2026 | NT | 2040 | TWh | 426 | Sub_sector | Transport | Others_Sector | Others_Sector | Energetic | other_final_demand_ammonia_energetic | Ammonia | non-EU | Energy demand | 0 | FEC
CH | TYNDP2026 | NT | 2040 | TWh | 427 | Sub_sector | Industry | Surplus_Heat_in_Industry | Surplus_Heat_in_Industry | Energetic | final_demand_of_industry_unused_local_production_steam_hot_water | Heat | non-EU | Energy demand | 0 | FEC
CH | TYNDP2026 | NT | 2040 | TWh | 429 | Sub_sector | Agriculture | Total | Agriculture | Energetic | agriculture_final_demand_electricity_energetic | Electricity | non-EU | Energy demand | 0.65887 | FEC
CH | TYNDP2026 | NT | 2040 | TWh | 430 | Sub_sector | Agriculture | Total | Agriculture | Energetic | agriculture_final_demand_hydrogen_energetic | Hydrogen | non-EU | Energy demand | 0 | FEC
CH | TYNDP2026 | NT | 2040 | TWh | 431 | Sub_sector | Agriculture | Total | Agriculture | Energetic | agriculture_final_demand_methane_energetic | Methane | non-EU | Energy demand | 0.70684 | FEC
CH | TYNDP2026 | NT | 2040 | TWh | 432 | Sub_sector | Agriculture | Total | Agriculture | Energetic | agriculture_final_demand_heat_energetic | Heat | non-EU | Energy demand | 0 | FEC
CH | TYNDP2026 | NT | 2040 | TWh | 433 | Sub_sector | Agriculture | Total | Agriculture | Energetic | agriculture_final_demand_biomass_energetic | Biomass | non-EU | Energy demand | 0.55788 | FEC
CH | TYNDP2026 | NT | 2040 | TWh | 434 | Sub_sector | Agriculture | Total | Agriculture | Energetic | agriculture_final_demand_coal_energetic | Solids | non-EU | Energy demand | 0 | FEC
CH | TYNDP2026 | NT | 2040 | TWh | 435 | Sub_sector | Agriculture | Total | Agriculture | Energetic | agriculture_final_demand_oil_energetic | Liquids | non-EU | Energy demand | 0.28606 | FEC
CH | TYNDP2026 | NT | 2040 | TWh | 436 | Sub_sector | Agriculture | Total | Agriculture | Energetic | agriculture_final_demand_other_energetic | Others | non-EU | Energy demand | 0 | FEC
CH | TYNDP2026 | NT | 2040 | TWh | 437 | Sub_sector | Agriculture | Total | Agriculture | Energetic | agriculture_final_demand_ammonia_energetic | Ammonia | non-EU | Energy demand | 0 | FEC
CH | TYNDP2026 | NT | 2040 | TWh | 447 | Sub_sector | Buildings | Surplus Energy | Buildings | Energetic | GAP | Electricity | non-EU | Energy demand | 0 | FEC
CH | TYNDP2026 | NT | 2040 | TWh | 448 | Sub_sector | Buildings | Surplus Energy | Buildings | Energetic | GAP | Hydrogen | non-EU | Energy demand | 0 | FEC
CH | TYNDP2026 | NT | 2040 | TWh | 449 | Sub_sector | Buildings | Surplus Energy | Buildings | Energetic | GAP | Methane | non-EU | Energy demand | 0 | FEC
CH | TYNDP2026 | NT | 2040 | TWh | 450 | Sub_sector | Buildings | Surplus Energy | Buildings | Energetic | GAP | Heat | non-EU | Energy demand | 0 | FEC
CH | TYNDP2026 | NT | 2040 | TWh | 451 | Sub_sector | Buildings | Surplus Energy | Buildings | Energetic | GAP | Biomass | non-EU | Energy demand | 0.046706 | FEC
CH | TYNDP2026 | NT | 2040 | TWh | 452 | Sub_sector | Buildings | Surplus Energy | Buildings | Energetic | GAP | Solids | non-EU | Energy demand | 0 | FEC
CH | TYNDP2026 | NT | 2040 | TWh | 453 | Sub_sector | Buildings | Surplus Energy | Buildings | Energetic | GAP | Liquids | non-EU | Energy demand | 1.0999 | FEC
CH | TYNDP2026 | NT | 2040 | TWh | 454 | Sub_sector | Buildings | Surplus Energy | Buildings | Energetic | GAP | Others | non-EU | Energy demand | 0 | FEC
CH | TYNDP2026 | NT | 2040 | TWh | 455 | Sub_sector | Buildings | Surplus Energy | Buildings | Energetic | GAP | Ammonia | non-EU | Energy demand | 0 | FEC
CH | TYNDP2026 | NT | 2040 | TWh | 456 | Sub_sector | Households | Surplus Energy | Households | Energetic | GAP | Electricity | non-EU | Energy demand | 0 | FEC
CH | TYNDP2026 | NT | 2040 | TWh | 457 | Sub_sector | Households | Surplus Energy | Households | Energetic | GAP | Hydrogen | non-EU | Energy demand | 0 | FEC
CH | TYNDP2026 | NT | 2040 | TWh | 458 | Sub_sector | Households | Surplus Energy | Households | Energetic | GAP | Methane | non-EU | Energy demand | 0 | FEC
CH | TYNDP2026 | NT | 2040 | TWh | 459 | Sub_sector | Households | Surplus Energy | Households | Energetic | GAP | Heat | non-EU | Energy demand | 0 | FEC
CH | TYNDP2026 | NT | 2040 | TWh | 460 | Sub_sector | Households | Surplus Energy | Households | Energetic | GAP | Biomass | non-EU | Energy demand | 0 | FEC
CH | TYNDP2026 | NT | 2040 | TWh | 461 | Sub_sector | Households | Surplus Energy | Households | Energetic | GAP | Solids | non-EU | Energy demand | 0 | FEC
CH | TYNDP2026 | NT | 2040 | TWh | 462 | Sub_sector | Households | Surplus Energy | Households | Energetic | GAP | Liquids | non-EU | Energy demand | 0 | FEC
CH | TYNDP2026 | NT | 2040 | TWh | 463 | Sub_sector | Households | Surplus Energy | Households | Energetic | GAP | Others | non-EU | Energy demand | 0 | FEC
CH | TYNDP2026 | NT | 2040 | TWh | 464 | Sub_sector | Households | Surplus Energy | Households | Energetic | GAP | Ammonia | non-EU | Energy demand | 0 | FEC
CH | TYNDP2026 | NT | 2050 | TWh | 102 | Sub_sector | Industry | Aluminium | Industry (aluminium) | Energetic | industry_aluminium_demand_electricity_energetic | Electricity | non-EU | Energy demand | 0 | FEC
CH | TYNDP2026 | NT | 2050 | TWh | 103 | Sub_sector | Industry | Aluminium | Industry (aluminium) | Energetic | industry_aluminium_demand_hydrogen_energetic | Hydrogen | non-EU | Energy demand | 0 | FEC
CH | TYNDP2026 | NT | 2050 | TWh | 104 | Sub_sector | Industry | Aluminium | Industry (aluminium) | Energetic | industry_aluminium_demand_methane_energetic | Methane | non-EU | Energy demand | 0 | FEC
CH | TYNDP2026 | NT | 2050 | TWh | 105 | Sub_sector | Industry | Aluminium | Industry (aluminium) | Energetic | industry_aluminium_demand_heat_energetic | Heat | non-EU | Energy demand | 0 | FEC
CH | TYNDP2026 | NT | 2050 | TWh | 106 | Sub_sector | Industry | Aluminium | Industry (aluminium) | Energetic | industry_aluminium_demand_biomass_energetic | Biomass | non-EU | Energy demand | 0 | FEC
CH | TYNDP2026 | NT | 2050 | TWh | 107 | Sub_sector | Industry | Aluminium | Industry (aluminium) | Energetic | industry_aluminium_demand_coal_energetic | Solids | non-EU | Energy demand | 0 | FEC
CH | TYNDP2026 | NT | 2050 | TWh | 108 | Sub_sector | Industry | Aluminium | Industry (aluminium) | Energetic | industry_aluminium_demand_oil_energetic | Liquids | non-EU | Energy demand | 0 | FEC
CH | TYNDP2026 | NT | 2050 | TWh | 109 | Sub_sector | Industry | Aluminium | Industry (aluminium) | Energetic | industry_aluminium_demand_others_energetic | Others | non-EU | Energy demand | 0 | FEC
CH | TYNDP2026 | NT | 2050 | TWh | 110 | Sub_sector | Industry | Aluminium | Industry (aluminium) | Energetic | industry_ammonia_demand_others_energetic | Ammonia | non-EU | Energy demand | 0 | FEC
CH | TYNDP2026 | NT | 2050 | TWh | 112 | Sub_sector | Industry | Chemicals | Industry (chemicals, energetic) | Energetic | industry_chemical_demand_electricity_energetic | Electricity | non-EU | Energy demand | 3.0555 | FEC
CH | TYNDP2026 | NT | 2050 | TWh | 113 | Sub_sector | Industry | Chemicals | Industry (chemicals, energetic) | Energetic | industry_chemical_demand_hydrogen_energetic | Hydrogen | non-EU | Energy demand | 0 | FEC
CH | TYNDP2026 | NT | 2050 | TWh | 114 | Sub_sector | Industry | Chemicals | Industry (chemicals, energetic) | Energetic | industry_chemical_demand_methane_energetic | Methane | non-EU | Energy demand | 1.1723 | FEC
CH | TYNDP2026 | NT | 2050 | TWh | 115 | Sub_sector | Industry | Chemicals | Industry (chemicals, energetic) | Energetic | industry_chemical_demand_heat_energetic | Heat | non-EU | Energy demand | 2.2959 | FEC
CH | TYNDP2026 | NT | 2050 | TWh | 116 | Sub_sector | Industry | Chemicals | Industry (chemicals, energetic) | Energetic | industry_chemical_demand_biomass_energetic | Biomass | non-EU | Energy demand | 0 | FEC
CH | TYNDP2026 | NT | 2050 | TWh | 117 | Sub_sector | Industry | Chemicals | Industry (chemicals, energetic) | Energetic | industry_chemical_demand_coal_energetic | Solids | non-EU | Energy demand | 0 | FEC
CH | TYNDP2026 | NT | 2050 | TWh | 118 | Sub_sector | Industry | Chemicals | Industry (chemicals, energetic) | Energetic | industry_chemical_demand_oil_energetic | Liquids | non-EU | Energy demand | 0.21826 | FEC
CH | TYNDP2026 | NT | 2050 | TWh | 119 | Sub_sector | Industry | Chemicals | Industry (chemicals, energetic) | Energetic | industry_chemical_demand_others_energetic | Others | non-EU | Energy demand | 0 | FEC
CH | TYNDP2026 | NT | 2050 | TWh | 120 | Sub_sector | Industry | Chemicals | Industry (chemicals, energetic) | Energetic | industry_chemical_demand_ammonia_energetic | Ammonia | non-EU | Energy demand | 0 | FEC
CH | TYNDP2026 | NT | 2050 | TWh | 122 | Sub_sector | Industry | Chemicals | Industry (chemicals, non-energetic) | Non-energetic | industry_chemical_demand_electricity_non_energetic | Electricity | non-EU | Energy demand | 0 | not_included_in_FEC
CH | TYNDP2026 | NT | 2050 | TWh | 123 | Sub_sector | Industry | Chemicals | Industry (chemicals, non-energetic) | Non-energetic | industry_chemical_demand_hydrogen_non_energetic | Hydrogen | non-EU | Energy demand | 0 | not_included_in_FEC
CH | TYNDP2026 | NT | 2050 | TWh | 124 | Sub_sector | Industry | Chemicals | Industry (chemicals, non-energetic) | Non-energetic | industry_chemical_demand_methane_non_energetic | Methane | non-EU | Energy demand | 0 | not_included_in_FEC
CH | TYNDP2026 | NT | 2050 | TWh | 125 | Sub_sector | Industry | Chemicals | Industry (chemicals, non-energetic) | Non-energetic | industry_chemical_demand_heat_non_energetic | Heat | non-EU | Energy demand | 0 | not_included_in_FEC
CH | TYNDP2026 | NT | 2050 | TWh | 126 | Sub_sector | Industry | Chemicals | Industry (chemicals, non-energetic) | Non-energetic | industry_chemical_demand_biomass_non_energetic | Biomass | non-EU | Energy demand | 0.93995 | not_included_in_FEC
CH | TYNDP2026 | NT | 2050 | TWh | 127 | Sub_sector | Industry | Chemicals | Industry (chemicals, non-energetic) | Non-energetic | industry_chemical_demand_coal_non_energetic | Solids | non-EU | Energy demand | 0 | not_included_in_FEC
CH | TYNDP2026 | NT | 2050 | TWh | 128 | Sub_sector | Industry | Chemicals | Industry (chemicals, non-energetic) | Non-energetic | industry_chemical_demand_oil_non_energetic | Liquids | non-EU | Energy demand | 0 | not_included_in_FEC
CH | TYNDP2026 | NT | 2050 | TWh | 129 | Sub_sector | Industry | Chemicals | Industry (chemicals, non-energetic) | Non-energetic | industry_chemical_demand_others_non_energetic | Others | non-EU | Energy demand | 0 | not_included_in_FEC
CH | TYNDP2026 | NT | 2050 | TWh | 130 | Sub_sector | Industry | Chemicals | Industry (chemicals, non-energetic) | Non-energetic | industry_chemical_demand_ammonia_non_energetic | Ammonia | non-EU | Energy demand | 0 | not_included_in_FEC
CH | TYNDP2026 | NT | 2050 | TWh | 132 | Sub_sector | Industry | Fertilizers | Industry (fertilizers, energetic) | Energetic | industry_fertilizers_demand_electricity_energetic | Electricity | non-EU | Energy demand | 0 | FEC
CH | TYNDP2026 | NT | 2050 | TWh | 133 | Sub_sector | Industry | Fertilizers | Industry (fertilizers, energetic) | Energetic | industry_fertilizers_demand_hydrogen_energetic | Hydrogen | non-EU | Energy demand | 0 | FEC
CH | TYNDP2026 | NT | 2050 | TWh | 134 | Sub_sector | Industry | Fertilizers | Industry (fertilizers, energetic) | Energetic | industry_fertilizers_demand_methane_energetic | Methane | non-EU | Energy demand | 0 | FEC
CH | TYNDP2026 | NT | 2050 | TWh | 135 | Sub_sector | Industry | Fertilizers | Industry (fertilizers, energetic) | Energetic | industry_fertilizers_demand_heat_energetic | Heat | non-EU | Energy demand | 0 | FEC
CH | TYNDP2026 | NT | 2050 | TWh | 136 | Sub_sector | Industry | Fertilizers | Industry (fertilizers, energetic) | Energetic | industry_fertilizers_demand_biomass_energetic | Biomass | non-EU | Energy demand | 0 | FEC
CH | TYNDP2026 | NT | 2050 | TWh | 137 | Sub_sector | Industry | Fertilizers | Industry (fertilizers, energetic) | Energetic | industry_fertilizers_demand_coal_energetic | Solids | non-EU | Energy demand | 0 | FEC
CH | TYNDP2026 | NT | 2050 | TWh | 138 | Sub_sector | Industry | Fertilizers | Industry (fertilizers, energetic) | Energetic | industry_fertilizers_demand_oil_energetic | Liquids | non-EU | Energy demand | 0 | FEC
CH | TYNDP2026 | NT | 2050 | TWh | 139 | Sub_sector | Industry | Fertilizers | Industry (fertilizers, energetic) | Energetic | industry_fertilizers_demand_others_energetic | Others | non-EU | Energy demand | 0 | FEC
CH | TYNDP2026 | NT | 2050 | TWh | 140 | Sub_sector | Industry | Fertilizers | Industry (fertilizers, energetic) | Energetic | industry_fertilizers_demand_ammonia_energetic | Ammonia | non-EU | Energy demand | 0 | FEC
CH | TYNDP2026 | NT | 2050 | TWh | 142 | Sub_sector | Industry | Fertilizers | Industry (fertilizers, non-energetic) | Non-energetic | industry_fertilizers_demand_electricity_non_energetic | Electricity | non-EU | Energy demand | 0 | not_included_in_FEC
CH | TYNDP2026 | NT | 2050 | TWh | 143 | Sub_sector | Industry | Fertilizers | Industry (fertilizers, non-energetic) | Non-energetic | industry_fertilizers_demand_hydrogen_non_energetic | Hydrogen | non-EU | Energy demand | 0 | not_included_in_FEC
CH | TYNDP2026 | NT | 2050 | TWh | 144 | Sub_sector | Industry | Fertilizers | Industry (fertilizers, non-energetic) | Non-energetic | industry_fertilizers_demand_methane_non_energetic | Methane | non-EU | Energy demand | 0 | not_included_in_FEC
CH | TYNDP2026 | NT | 2050 | TWh | 145 | Sub_sector | Industry | Fertilizers | Industry (fertilizers, non-energetic) | Non-energetic | industry_fertilizers_demand_heat_non_energetic | Heat | non-EU | Energy demand | 0 | not_included_in_FEC
CH | TYNDP2026 | NT | 2050 | TWh | 146 | Sub_sector | Industry | Fertilizers | Industry (fertilizers, non-energetic) | Non-energetic | industry_fertilizers_demand_biomass_non_energetic | Biomass | non-EU | Energy demand | 0 | not_included_in_FEC
CH | TYNDP2026 | NT | 2050 | TWh | 147 | Sub_sector | Industry | Fertilizers | Industry (fertilizers, non-energetic) | Non-energetic | industry_fertilizers_demand_coal_non_energetic | Solids | non-EU | Energy demand | 0 | not_included_in_FEC
CH | TYNDP2026 | NT | 2050 | TWh | 148 | Sub_sector | Industry | Fertilizers | Industry (fertilizers, non-energetic) | Non-energetic | industry_fertilizers_demand_oil_non_energetic | Liquids | non-EU | Energy demand | 0 | not_included_in_FEC
CH | TYNDP2026 | NT | 2050 | TWh | 149 | Sub_sector | Industry | Fertilizers | Industry (fertilizers, non-energetic) | Non-energetic | industry_fertilizers_demand_others_non_energetic | Others | non-EU | Energy demand | 0 | not_included_in_FEC
CH | TYNDP2026 | NT | 2050 | TWh | 150 | Sub_sector | Industry | Fertilizers | Industry (fertilizers, non-energetic) | Non-energetic | industry_fertilizers_demand_ammonia_non_energetic | Ammonia | non-EU | Energy demand | 0 | not_included_in_FEC
CH | TYNDP2026 | NT | 2050 | TWh | 152 | Sub_sector | Industry | Food | Industry (food) | Energetic | industry_food_demand_electricity_energetic | Electricity | non-EU | Energy demand | 1.3939 | FEC
CH | TYNDP2026 | NT | 2050 | TWh | 153 | Sub_sector | Industry | Food | Industry (food) | Energetic | industry_food_demand_hydrogen_energetic | Hydrogen | non-EU | Energy demand | 0 | FEC
CH | TYNDP2026 | NT | 2050 | TWh | 154 | Sub_sector | Industry | Food | Industry (food) | Energetic | industry_food_demand_methane_energetic | Methane | non-EU | Energy demand | 1.3707 | FEC
CH | TYNDP2026 | NT | 2050 | TWh | 155 | Sub_sector | Industry | Food | Industry (food) | Energetic | industry_food_demand_heat_energetic | Heat | non-EU | Energy demand | 0.052546 | FEC
CH | TYNDP2026 | NT | 2050 | TWh | 156 | Sub_sector | Industry | Food | Industry (food) | Energetic | industry_food_demand_biomass_energetic | Biomass | non-EU | Energy demand | 0.0039253 | FEC
CH | TYNDP2026 | NT | 2050 | TWh | 157 | Sub_sector | Industry | Food | Industry (food) | Energetic | industry_food_demand_coal_energetic | Solids | non-EU | Energy demand | 0.0049171 | FEC
CH | TYNDP2026 | NT | 2050 | TWh | 158 | Sub_sector | Industry | Food | Industry (food) | Energetic | industry_food_demand_oil_energetic | Liquids | non-EU | Energy demand | 0.31625 | FEC
CH | TYNDP2026 | NT | 2050 | TWh | 159 | Sub_sector | Industry | Food | Industry (food) | Energetic | industry_food_demand_others_energetic | Others | non-EU | Energy demand | 0 | FEC
CH | TYNDP2026 | NT | 2050 | TWh | 160 | Sub_sector | Industry | Food | Industry (food) | Energetic | industry_food_demand_ammonia_energetic | Ammonia | non-EU | Energy demand | 0 | FEC
CH | TYNDP2026 | NT | 2050 | TWh | 162 | Sub_sector | Industry | Metals | Industry (metal) | Energetic | industry_metal_demand_electricity_energetic | Electricity | non-EU | Energy demand | 0.1979 | FEC
CH | TYNDP2026 | NT | 2050 | TWh | 163 | Sub_sector | Industry | Metals | Industry (metal) | Energetic | industry_metal_demand_hydrogen_energetic | Hydrogen | non-EU | Energy demand | 0 | FEC
CH | TYNDP2026 | NT | 2050 | TWh | 164 | Sub_sector | Industry | Metals | Industry (metal) | Energetic | industry_metal_demand_methane_energetic | Methane | non-EU | Energy demand | 0.24274 | FEC
CH | TYNDP2026 | NT | 2050 | TWh | 165 | Sub_sector | Industry | Metals | Industry (metal) | Energetic | industry_metal_demand_heat_energetic | Heat | non-EU | Energy demand | 0.00030028 | FEC
CH | TYNDP2026 | NT | 2050 | TWh | 166 | Sub_sector | Industry | Metals | Industry (metal) | Energetic | industry_metal_demand_biomass_energetic | Biomass | non-EU | Energy demand | 0 | FEC
CH | TYNDP2026 | NT | 2050 | TWh | 167 | Sub_sector | Industry | Metals | Industry (metal) | Energetic | industry_metal_demand_coal_energetic | Solids | non-EU | Energy demand | 0 | FEC
CH | TYNDP2026 | NT | 2050 | TWh | 168 | Sub_sector | Industry | Metals | Industry (metal) | Energetic | industry_metal_demand_oil_energetic | Liquids | non-EU | Energy demand | 0.0077344 | FEC
CH | TYNDP2026 | NT | 2050 | TWh | 169 | Sub_sector | Industry | Metals | Industry (metal) | Energetic | industry_metal_demand_others_energetic | Others | non-EU | Energy demand | 0 | FEC
CH | TYNDP2026 | NT | 2050 | TWh | 170 | Sub_sector | Industry | Metals | Industry (metal) | Energetic | industry_metal_demand_ammonia_energetic | Ammonia | non-EU | Energy demand | 0 | FEC
CH | TYNDP2026 | NT | 2050 | TWh | 172 | Sub_sector | Industry | Others | Industry (other, energetic) | Energetic | industry_other_demand_electricity_energetic | Electricity | non-EU | Energy demand | 5.2059 | FEC
CH | TYNDP2026 | NT | 2050 | TWh | 173 | Sub_sector | Industry | Others | Industry (other, energetic) | Energetic | industry_other_demand_hydrogen_energetic | Hydrogen | non-EU | Energy demand | 0 | FEC
CH | TYNDP2026 | NT | 2050 | TWh | 174 | Sub_sector | Industry | Others | Industry (other, energetic) | Energetic | industry_other_demand_methane_energetic | Methane | non-EU | Energy demand | 1.641 | FEC
CH | TYNDP2026 | NT | 2050 | TWh | 175 | Sub_sector | Industry | Others | Industry (other, energetic) | Energetic | industry_other_demand_heat_energetic | Heat | non-EU | Energy demand | 0.7922 | FEC
CH | TYNDP2026 | NT | 2050 | TWh | 176 | Sub_sector | Industry | Others | Industry (other, energetic) | Energetic | industry_other_demand_biomass_energetic | Biomass | non-EU | Energy demand | 3.6781 | FEC
CH | TYNDP2026 | NT | 2050 | TWh | 177 | Sub_sector | Industry | Others | Industry (other, energetic) | Energetic | industry_other_demand_coal_energetic | Solids | non-EU | Energy demand | 0 | FEC
CH | TYNDP2026 | NT | 2050 | TWh | 178 | Sub_sector | Industry | Others | Industry (other, energetic) | Energetic | industry_other_demand_oil_energetic | Liquids | non-EU | Energy demand | 0 | FEC
CH | TYNDP2026 | NT | 2050 | TWh | 179 | Sub_sector | Industry | Others | Industry (other, energetic) | Energetic | industry_other_demand_others_energetic | Others | non-EU | Energy demand | 0 | FEC
CH | TYNDP2026 | NT | 2050 | TWh | 180 | Sub_sector | Industry | Others | Industry (other, energetic) | Energetic | industry_other_demand_ammonia_energetic | Ammonia | non-EU | Energy demand | 0 | FEC
CH | TYNDP2026 | NT | 2050 | TWh | 182 | Sub_sector | Industry | Others | Industry (other, non-energetic) | Non-energetic | industry_other_demand_electricity_non_energetic | Electricity | non-EU | Energy demand | 0 | not_included_in_FEC
CH | TYNDP2026 | NT | 2050 | TWh | 183 | Sub_sector | Industry | Others | Industry (other, non-energetic) | Non-energetic | industry_other_demand_hydrogen_non_energetic | Hydrogen | non-EU | Energy demand | 0 | not_included_in_FEC
CH | TYNDP2026 | NT | 2050 | TWh | 184 | Sub_sector | Industry | Others | Industry (other, non-energetic) | Non-energetic | industry_other_demand_methane_non_energetic | Methane | non-EU | Energy demand | 0 | not_included_in_FEC
CH | TYNDP2026 | NT | 2050 | TWh | 185 | Sub_sector | Industry | Others | Industry (other, non-energetic) | Non-energetic | industry_other_demand_heat_non_energetic | Heat | non-EU | Energy demand | 0 | not_included_in_FEC
CH | TYNDP2026 | NT | 2050 | TWh | 186 | Sub_sector | Industry | Others | Industry (other, non-energetic) | Non-energetic | industry_other_demand_biomass_non_energetic | Biomass | non-EU | Energy demand | 0 | not_included_in_FEC
CH | TYNDP2026 | NT | 2050 | TWh | 187 | Sub_sector | Industry | Others | Industry (other, non-energetic) | Non-energetic | industry_other_demand_coal_non_energetic | Solids | non-EU | Energy demand | 0 | not_included_in_FEC
CH | TYNDP2026 | NT | 2050 | TWh | 188 | Sub_sector | Industry | Others | Industry (other, non-energetic) | Non-energetic | industry_other_demand_oil_non_energetic | Liquids | non-EU | Energy demand | 4.4391 | not_included_in_FEC
CH | TYNDP2026 | NT | 2050 | TWh | 189 | Sub_sector | Industry | Others | Industry (other, non-energetic) | Non-energetic | industry_other_demand_others_non_energetic | Others | non-EU | Energy demand | 0 | not_included_in_FEC
CH | TYNDP2026 | NT | 2050 | TWh | 190 | Sub_sector | Industry | Others | Industry (other, non-energetic) | Non-energetic | industry_other_demand_ammonia_non_energetic | Ammonia | non-EU | Energy demand | 0 | not_included_in_FEC
CH | TYNDP2026 | NT | 2050 | TWh | 192 | Sub_sector | Industry | Paper | Industry (paper) | Energetic | industry_paper_demand_electricity_energetic | Electricity | non-EU | Energy demand | 0.79523 | FEC
CH | TYNDP2026 | NT | 2050 | TWh | 193 | Sub_sector | Industry | Paper | Industry (paper) | Energetic | industry_paper_demand_hydrogen_energetic | Hydrogen | non-EU | Energy demand | 0 | FEC
CH | TYNDP2026 | NT | 2050 | TWh | 194 | Sub_sector | Industry | Paper | Industry (paper) | Energetic | industry_paper_demand_methane_energetic | Methane | non-EU | Energy demand | 0.26525 | FEC
CH | TYNDP2026 | NT | 2050 | TWh | 195 | Sub_sector | Industry | Paper | Industry (paper) | Energetic | industry_paper_demand_heat_energetic | Heat | non-EU | Energy demand | 0.40353 | FEC
CH | TYNDP2026 | NT | 2050 | TWh | 196 | Sub_sector | Industry | Paper | Industry (paper) | Energetic | industry_paper_demand_biomass_energetic | Biomass | non-EU | Energy demand | 0.20056 | FEC
CH | TYNDP2026 | NT | 2050 | TWh | 197 | Sub_sector | Industry | Paper | Industry (paper) | Energetic | industry_paper_demand_coal_energetic | Solids | non-EU | Energy demand | 0 | FEC
CH | TYNDP2026 | NT | 2050 | TWh | 198 | Sub_sector | Industry | Paper | Industry (paper) | Energetic | industry_paper_demand_oil_energetic | Liquids | non-EU | Energy demand | 0.051324 | FEC
CH | TYNDP2026 | NT | 2050 | TWh | 199 | Sub_sector | Industry | Paper | Industry (paper) | Energetic | industry_paper_demand_others_energetic | Others | non-EU | Energy demand | 0 | FEC
CH | TYNDP2026 | NT | 2050 | TWh | 200 | Sub_sector | Industry | Paper | Industry (paper) | Energetic | industry_paper_demand_ammonia_energetic | Ammonia | non-EU | Energy demand | 0 | FEC
CH | TYNDP2026 | NT | 2050 | TWh | 202 | Sub_sector | Industry | Refineries | Industry (refineries, energetic) | Energetic | industry_refinery_demand_electricity_energetic | Electricity | non-EU | Energy demand | 0 | not_included_in_FEC
CH | TYNDP2026 | NT | 2050 | TWh | 203 | Sub_sector | Industry | Refineries | Industry (refineries, energetic) | Energetic | industry_refinery_demand_hydrogen_energetic | Hydrogen | non-EU | Energy demand | 0 | not_included_in_FEC
CH | TYNDP2026 | NT | 2050 | TWh | 204 | Sub_sector | Industry | Refineries | Industry (refineries, energetic) | Energetic | industry_refinery_demand_methane_energetic | Methane | non-EU | Energy demand | 0 | not_included_in_FEC
CH | TYNDP2026 | NT | 2050 | TWh | 205 | Sub_sector | Industry | Refineries | Industry (refineries, energetic) | Energetic | industry_refinery_demand_heat_energetic | Heat | non-EU | Energy demand | 0 | not_included_in_FEC
CH | TYNDP2026 | NT | 2050 | TWh | 206 | Sub_sector | Industry | Refineries | Industry (refineries, energetic) | Energetic | industry_refinery_demand_biomass_energetic | Biomass | non-EU | Energy demand | 0 | not_included_in_FEC
CH | TYNDP2026 | NT | 2050 | TWh | 207 | Sub_sector | Industry | Refineries | Industry (refineries, energetic) | Energetic | industry_refinery_demand_coal_energetic | Solids | non-EU | Energy demand | 0 | not_included_in_FEC
CH | TYNDP2026 | NT | 2050 | TWh | 208 | Sub_sector | Industry | Refineries | Industry (refineries, energetic) | Energetic | industry_refinery_demand_oil_energetic | Liquids | non-EU | Energy demand | 0 | not_included_in_FEC
CH | TYNDP2026 | NT | 2050 | TWh | 209 | Sub_sector | Industry | Refineries | Industry (refineries, energetic) | Energetic | industry_refinery_demand_others_energetic | Others | non-EU | Energy demand | 0 | not_included_in_FEC
CH | TYNDP2026 | NT | 2050 | TWh | 210 | Sub_sector | Industry | Refineries | Industry (refineries, energetic) | Energetic | industry_refinery_demand_ammonia_energetic | Ammonia | non-EU | Energy demand | 0 | not_included_in_FEC
CH | TYNDP2026 | NT | 2050 | TWh | 212 | Sub_sector | Industry | Refineries | Industry (refineries, non-energetic) | Non-energetic | industry_refinery_demand_electricity_non_energetic | Electricity | non-EU | Energy demand | 0 | not_included_in_FEC
CH | TYNDP2026 | NT | 2050 | TWh | 213 | Sub_sector | Industry | Refineries | Industry (refineries, non-energetic) | Non-energetic | industry_refinery_demand_hydrogen_non_energetic | Hydrogen | non-EU | Energy demand | 0 | not_included_in_FEC
CH | TYNDP2026 | NT | 2050 | TWh | 214 | Sub_sector | Industry | Refineries | Industry (refineries, non-energetic) | Non-energetic | industry_refinery_demand_methane_non_energetic | Methane | non-EU | Energy demand | 0 | not_included_in_FEC
CH | TYNDP2026 | NT | 2050 | TWh | 215 | Sub_sector | Industry | Refineries | Industry (refineries, non-energetic) | Non-energetic | industry_refinery_demand_heat_non_energetic | Heat | non-EU | Energy demand | 0 | not_included_in_FEC
CH | TYNDP2026 | NT | 2050 | TWh | 216 | Sub_sector | Industry | Refineries | Industry (refineries, non-energetic) | Non-energetic | industry_refinery_demand_biomass_non_energetic | Biomass | non-EU | Energy demand | 0 | not_included_in_FEC
CH | TYNDP2026 | NT | 2050 | TWh | 217 | Sub_sector | Industry | Refineries | Industry (refineries, non-energetic) | Non-energetic | industry_refinery_demand_coal_non_energetic | Solids | non-EU | Energy demand | 0 | not_included_in_FEC
CH | TYNDP2026 | NT | 2050 | TWh | 218 | Sub_sector | Industry | Refineries | Industry (refineries, non-energetic) | Non-energetic | industry_refinery_demand_oil_non_energetic | Liquids | non-EU | Energy demand | 0 | not_included_in_FEC
CH | TYNDP2026 | NT | 2050 | TWh | 219 | Sub_sector | Industry | Refineries | Industry (refineries, non-energetic) | Non-energetic | industry_refinery_demand_others_non_energetic | Others | non-EU | Energy demand | 0 | not_included_in_FEC
CH | TYNDP2026 | NT | 2050 | TWh | 220 | Sub_sector | Industry | Refineries | Industry (refineries, non-energetic) | Non-energetic | industry_refinery_demand_ammonia_non_energetic | Ammonia | non-EU | Energy demand | 0 | not_included_in_FEC
CH | TYNDP2026 | NT | 2050 | TWh | 222 | Sub_sector | Industry | Steel | Industry (steel) | Energetic | industry_steel_demand_electricity_energetic | Electricity | non-EU | Energy demand | 1.1317 | FEC
CH | TYNDP2026 | NT | 2050 | TWh | 223 | Sub_sector | Industry | Steel | Industry (steel) | Energetic | industry_steel_demand_hydrogen_energetic | Hydrogen | non-EU | Energy demand | 0 | FEC
CH | TYNDP2026 | NT | 2050 | TWh | 224 | Sub_sector | Industry | Steel | Industry (steel) | Energetic | industry_steel_demand_methane_energetic | Methane | non-EU | Energy demand | 0.92244 | FEC
CH | TYNDP2026 | NT | 2050 | TWh | 225 | Sub_sector | Industry | Steel | Industry (steel) | Energetic | industry_steel_demand_heat_energetic | Heat | non-EU | Energy demand | 0 | FEC
CH | TYNDP2026 | NT | 2050 | TWh | 226 | Sub_sector | Industry | Steel | Industry (steel) | Energetic | industry_steel_demand_biomass_energetic | Biomass | non-EU | Energy demand | 0.031547 | FEC
CH | TYNDP2026 | NT | 2050 | TWh | 227 | Sub_sector | Industry | Steel | Industry (steel) | Energetic | industry_steel_demand_coal_energetic | Solids | non-EU | Energy demand | 0.084178 | FEC
CH | TYNDP2026 | NT | 2050 | TWh | 228 | Sub_sector | Industry | Steel | Industry (steel) | Energetic | industry_steel_demand_oil_energetic | Liquids | non-EU | Energy demand | 0.024239 | FEC
CH | TYNDP2026 | NT | 2050 | TWh | 229 | Sub_sector | Industry | Steel | Industry (steel) | Energetic | industry_steel_demand_others_energetic | Others | non-EU | Energy demand | 0 | FEC
CH | TYNDP2026 | NT | 2050 | TWh | 230 | Sub_sector | Industry | Steel | Industry (steel) | Energetic | industry_steel_demand_ammonia_energetic | Ammonia | non-EU | Energy demand | 0 | FEC
CH | TYNDP2026 | NT | 2050 | TWh | 232 | Sub_sector | Transport | Cars | Transport (cars) | Energetic | transport_cars_final_demand_electricity | Electricity | non-EU | Energy demand | 12.2152 | FEC
CH | TYNDP2026 | NT | 2050 | TWh | 233 | Sub_sector | Transport | Cars | Transport (cars) | Energetic | transport_cars_final_demand_hydrogen | Hydrogen | non-EU | Energy demand | 2.2779 | FEC
CH | TYNDP2026 | NT | 2050 | TWh | 234 | Sub_sector | Transport | Cars | Transport (cars) | Energetic | transport_cars_final_demand_methane | Methane | non-EU | Energy demand | 1.4097 | FEC
CH | TYNDP2026 | NT | 2050 | TWh | 235 | Sub_sector | Transport | Cars | Transport (cars) | Energetic | transport_cars_final_demand_heat | Heat | non-EU | Energy demand | 0 | FEC
CH | TYNDP2026 | NT | 2050 | TWh | 236 | Sub_sector | Transport | Cars | Transport (cars) | Energetic | transport_cars_final_demand_biomass | Biomass | non-EU | Energy demand | 0 | FEC
CH | TYNDP2026 | NT | 2050 | TWh | 237 | Sub_sector | Transport | Cars | Transport (cars) | Energetic | transport_cars_final_demand_coal | Solids | non-EU | Energy demand | 0 | FEC
CH | TYNDP2026 | NT | 2050 | TWh | 238 | Sub_sector | Transport | Cars | Transport (cars) | Energetic | transport_cars_final_demand_oil | Liquids | non-EU | Energy demand | 5.6917 | FEC
CH | TYNDP2026 | NT | 2050 | TWh | 239 | Sub_sector | Transport | Cars | Transport (cars) | Energetic | transport_cars_final_demand_other | Others | non-EU | Energy demand | 0 | FEC
CH | TYNDP2026 | NT | 2050 | TWh | 240 | Sub_sector | Transport | Cars | Transport (cars) | Energetic | transport_cars_final_demand_ammonia | Ammonia | non-EU | Energy demand | 0 | FEC
CH | TYNDP2026 | NT | 2050 | TWh | 242 | Sub_sector | Transport | Busses | Transport (busses) | Energetic | transport_busses_final_demand_electricity | Electricity | non-EU | Energy demand | 0.1478 | FEC
CH | TYNDP2026 | NT | 2050 | TWh | 243 | Sub_sector | Transport | Busses | Transport (busses) | Energetic | transport_busses_final_demand_hydrogen | Hydrogen | non-EU | Energy demand | 0.0046229 | FEC
CH | TYNDP2026 | NT | 2050 | TWh | 244 | Sub_sector | Transport | Busses | Transport (busses) | Energetic | transport_busses_final_demand_methane | Methane | non-EU | Energy demand | 0.21252 | FEC
CH | TYNDP2026 | NT | 2050 | TWh | 245 | Sub_sector | Transport | Busses | Transport (busses) | Energetic | transport_busses_final_demand_heat | Heat | non-EU | Energy demand | 0 | FEC
CH | TYNDP2026 | NT | 2050 | TWh | 246 | Sub_sector | Transport | Busses | Transport (busses) | Energetic | transport_busses_final_demand_biomass | Biomass | non-EU | Energy demand | 0 | FEC
CH | TYNDP2026 | NT | 2050 | TWh | 247 | Sub_sector | Transport | Busses | Transport (busses) | Energetic | transport_busses_final_demand_coal | Solids | non-EU | Energy demand | 0 | FEC
CH | TYNDP2026 | NT | 2050 | TWh | 248 | Sub_sector | Transport | Busses | Transport (busses) | Energetic | transport_busses_final_demand_oil | Liquids | non-EU | Energy demand | 0.8799 | FEC
CH | TYNDP2026 | NT | 2050 | TWh | 249 | Sub_sector | Transport | Busses | Transport (busses) | Energetic | transport_busses_final_demand_other | Others | non-EU | Energy demand | 0 | FEC
CH | TYNDP2026 | NT | 2050 | TWh | 250 | Sub_sector | Transport | Busses | Transport (busses) | Energetic | transport_busses_final_demand_ammonia | Ammonia | non-EU | Energy demand | 0 | FEC
CH | TYNDP2026 | NT | 2050 | TWh | 252 | Sub_sector | Transport | Trucks | Transport (trucks) | Energetic | transport_trucks_final_demand_electricity | Electricity | non-EU | Energy demand | 0.33935 | FEC
CH | TYNDP2026 | NT | 2050 | TWh | 253 | Sub_sector | Transport | Trucks | Transport (trucks) | Energetic | transport_trucks_final_demand_hydrogen | Hydrogen | non-EU | Energy demand | 1.9924 | FEC
CH | TYNDP2026 | NT | 2050 | TWh | 254 | Sub_sector | Transport | Trucks | Transport (trucks) | Energetic | transport_trucks_final_demand_methane | Methane | non-EU | Energy demand | 0.85453 | FEC
CH | TYNDP2026 | NT | 2050 | TWh | 255 | Sub_sector | Transport | Trucks | Transport (trucks) | Energetic | transport_trucks_final_demand_heat | Heat | non-EU | Energy demand | 0 | FEC
CH | TYNDP2026 | NT | 2050 | TWh | 256 | Sub_sector | Transport | Trucks | Transport (trucks) | Energetic | transport_trucks_final_demand_biomass | Biomass | non-EU | Energy demand | 0 | FEC
CH | TYNDP2026 | NT | 2050 | TWh | 257 | Sub_sector | Transport | Trucks | Transport (trucks) | Energetic | transport_trucks_final_demand_coal | Solids | non-EU | Energy demand | 0 | FEC
CH | TYNDP2026 | NT | 2050 | TWh | 258 | Sub_sector | Transport | Trucks | Transport (trucks) | Energetic | transport_trucks_final_demand_oil | Liquids | non-EU | Energy demand | 4.1725 | FEC
CH | TYNDP2026 | NT | 2050 | TWh | 259 | Sub_sector | Transport | Trucks | Transport (trucks) | Energetic | transport_trucks_final_demand_other | Others | non-EU | Energy demand | 0 | FEC
CH | TYNDP2026 | NT | 2050 | TWh | 260 | Sub_sector | Transport | Trucks | Transport (trucks) | Energetic | transport_trucks_final_demand_ammonia | Ammonia | non-EU | Energy demand | 0 | FEC
CH | TYNDP2026 | NT | 2050 | TWh | 262 | Sub_sector | Transport | Vans | Transport (vans) | Energetic | transport_vans_final_demand_electricity | Electricity | non-EU | Energy demand | 0.49324 | FEC
CH | TYNDP2026 | NT | 2050 | TWh | 263 | Sub_sector | Transport | Vans | Transport (vans) | Energetic | transport_vans_final_demand_hydrogen | Hydrogen | non-EU | Energy demand | 0 | FEC
CH | TYNDP2026 | NT | 2050 | TWh | 264 | Sub_sector | Transport | Vans | Transport (vans) | Energetic | transport_vans_final_demand_methane | Methane | non-EU | Energy demand | 0.007148 | FEC
CH | TYNDP2026 | NT | 2050 | TWh | 265 | Sub_sector | Transport | Vans | Transport (vans) | Energetic | transport_vans_final_demand_heat | Heat | non-EU | Energy demand | 0 | FEC
CH | TYNDP2026 | NT | 2050 | TWh | 266 | Sub_sector | Transport | Vans | Transport (vans) | Energetic | transport_vans_final_demand_biomass | Biomass | non-EU | Energy demand | 0 | FEC
CH | TYNDP2026 | NT | 2050 | TWh | 267 | Sub_sector | Transport | Vans | Transport (vans) | Energetic | transport_vans_final_demand_coal | Solids | non-EU | Energy demand | 0 | FEC
CH | TYNDP2026 | NT | 2050 | TWh | 268 | Sub_sector | Transport | Vans | Transport (vans) | Energetic | transport_vans_final_demand_oil | Liquids | non-EU | Energy demand | 2.1039 | FEC
CH | TYNDP2026 | NT | 2050 | TWh | 269 | Sub_sector | Transport | Vans | Transport (vans) | Energetic | transport_vans_final_demand_other | Others | non-EU | Energy demand | 0 | FEC
CH | TYNDP2026 | NT | 2050 | TWh | 270 | Sub_sector | Transport | Vans | Transport (vans) | Energetic | transport_vans_final_demand_ammonia | Ammonia | non-EU | Energy demand | 0 | FEC
CH | TYNDP2026 | NT | 2050 | TWh | 272 | Sub_sector | Transport | Freight trains | Transport (trains) | Energetic | transport_trains_final_demand_electricity | Electricity | non-EU | Energy demand | 3.6276 | FEC
CH | TYNDP2026 | NT | 2050 | TWh | 273 | Sub_sector | Transport | Freight trains | Transport (trains) | Energetic | transport_trains_final_demand_hydrogen | Hydrogen | non-EU | Energy demand | 0 | FEC
CH | TYNDP2026 | NT | 2050 | TWh | 274 | Sub_sector | Transport | Freight trains | Transport (trains) | Energetic | transport_trains_final_demand_methane | Methane | non-EU | Energy demand | 0 | FEC
CH | TYNDP2026 | NT | 2050 | TWh | 275 | Sub_sector | Transport | Freight trains | Transport (trains) | Energetic | transport_trains_final_demand_heat | Heat | non-EU | Energy demand | 0 | FEC
CH | TYNDP2026 | NT | 2050 | TWh | 276 | Sub_sector | Transport | Freight trains | Transport (trains) | Energetic | transport_trains_final_demand_biomass | Biomass | non-EU | Energy demand | 0 | FEC
CH | TYNDP2026 | NT | 2050 | TWh | 277 | Sub_sector | Transport | Freight trains | Transport (trains) | Energetic | transport_trains_final_demand_coal | Solids | non-EU | Energy demand | 0 | FEC
CH | TYNDP2026 | NT | 2050 | TWh | 278 | Sub_sector | Transport | Freight trains | Transport (trains) | Energetic | transport_trains_final_demand_oil | Liquids | non-EU | Energy demand | 0 | FEC
CH | TYNDP2026 | NT | 2050 | TWh | 279 | Sub_sector | Transport | Freight trains | Transport (trains) | Energetic | transport_trains_final_demand_other | Others | non-EU | Energy demand | 0 | FEC
CH | TYNDP2026 | NT | 2050 | TWh | 280 | Sub_sector | Transport | Freight trains | Transport (trains) | Energetic | transport_trains_final_demand_ammonia | Ammonia | non-EU | Energy demand | 0 | FEC
CH | TYNDP2026 | NT | 2050 | TWh | 282 | Sub_sector | Transport | Ships | Transport (ships) | Energetic | transport_ships_final_demand_electricity | Electricity | non-EU | Energy demand | 0 | FEC
CH | TYNDP2026 | NT | 2050 | TWh | 283 | Sub_sector | Transport | Ships | Transport (ships) | Energetic | transport_ships_final_demand_hydrogen | Hydrogen | non-EU | Energy demand | 0 | FEC
CH | TYNDP2026 | NT | 2050 | TWh | 284 | Sub_sector | Transport | Ships | Transport (ships) | Energetic | transport_ships_final_demand_methane | Methane | non-EU | Energy demand | 0 | FEC
CH | TYNDP2026 | NT | 2050 | TWh | 285 | Sub_sector | Transport | Ships | Transport (ships) | Energetic | transport_ships_final_demand_heat | Heat | non-EU | Energy demand | 0 | FEC
CH | TYNDP2026 | NT | 2050 | TWh | 286 | Sub_sector | Transport | Ships | Transport (ships) | Energetic | transport_ships_final_demand_biomass | Biomass | non-EU | Energy demand | 0 | FEC
CH | TYNDP2026 | NT | 2050 | TWh | 287 | Sub_sector | Transport | Ships | Transport (ships) | Energetic | transport_ships_final_demand_coal | Solids | non-EU | Energy demand | 0 | FEC
CH | TYNDP2026 | NT | 2050 | TWh | 288 | Sub_sector | Transport | Ships | Transport (ships) | Energetic | transport_ships_final_demand_oil | Liquids | non-EU | Energy demand | 0 | FEC
CH | TYNDP2026 | NT | 2050 | TWh | 289 | Sub_sector | Transport | Ships | Transport (ships) | Energetic | transport_ships_final_demand_other | Others | non-EU | Energy demand | 0 | FEC
CH | TYNDP2026 | NT | 2050 | TWh | 290 | Sub_sector | Transport | Ships | Transport (ships) | Energetic | transport_ships_final_demand_ammonia | Ammonia | non-EU | Energy demand | 0 | FEC
CH | TYNDP2026 | NT | 2050 | TWh | 292 | Sub_sector | Transport | Planes | Transport (planes) | Energetic | transport_planes_final_demand_electricity | Electricity | non-EU | Energy demand | 0 | FEC
CH | TYNDP2026 | NT | 2050 | TWh | 293 | Sub_sector | Transport | Planes | Transport (planes) | Energetic | transport_planes_final_demand_hydrogen | Hydrogen | non-EU | Energy demand | 0 | FEC
CH | TYNDP2026 | NT | 2050 | TWh | 294 | Sub_sector | Transport | Planes | Transport (planes) | Energetic | transport_planes_final_demand_methane | Methane | non-EU | Energy demand | 0 | FEC
CH | TYNDP2026 | NT | 2050 | TWh | 295 | Sub_sector | Transport | Planes | Transport (planes) | Energetic | transport_planes_final_demand_heat | Heat | non-EU | Energy demand | 0 | FEC
CH | TYNDP2026 | NT | 2050 | TWh | 296 | Sub_sector | Transport | Planes | Transport (planes) | Energetic | transport_planes_final_demand_biomass | Biomass | non-EU | Energy demand | 0 | FEC
CH | TYNDP2026 | NT | 2050 | TWh | 297 | Sub_sector | Transport | Planes | Transport (planes) | Energetic | transport_planes_final_demand_coal | Solids | non-EU | Energy demand | 0 | FEC
CH | TYNDP2026 | NT | 2050 | TWh | 298 | Sub_sector | Transport | Planes | Transport (planes) | Energetic | transport_planes_final_demand_oil | Liquids | non-EU | Energy demand | 0.58973 | FEC
CH | TYNDP2026 | NT | 2050 | TWh | 299 | Sub_sector | Transport | Planes | Transport (planes) | Energetic | transport_planes_final_demand_other | Others | non-EU | Energy demand | 0 | FEC
CH | TYNDP2026 | NT | 2050 | TWh | 300 | Sub_sector | Transport | Planes | Transport (planes) | Energetic | transport_planes_final_demand_ammonia | Ammonia | non-EU | Energy demand | 0 | FEC
CH | TYNDP2026 | NT | 2050 | TWh | 302 | Sub_sector | Transport | Others | Transport (others) | Energetic | transport_other_final_demand_electricity | Electricity | non-EU | Energy demand | 0 | FEC
CH | TYNDP2026 | NT | 2050 | TWh | 303 | Sub_sector | Transport | Others | Transport (others) | Energetic | transport_other_final_demand_hydrogen | Hydrogen | non-EU | Energy demand | 0 | FEC
CH | TYNDP2026 | NT | 2050 | TWh | 304 | Sub_sector | Transport | Others | Transport (others) | Energetic | transport_other_final_demand_methane | Methane | non-EU | Energy demand | 0 | FEC
CH | TYNDP2026 | NT | 2050 | TWh | 305 | Sub_sector | Transport | Others | Transport (others) | Energetic | transport_other_final_demand_heat | Heat | non-EU | Energy demand | 0 | FEC
CH | TYNDP2026 | NT | 2050 | TWh | 306 | Sub_sector | Transport | Others | Transport (others) | Energetic | transport_other_final_demand_biomass | Biomass | non-EU | Energy demand | 0 | FEC
CH | TYNDP2026 | NT | 2050 | TWh | 307 | Sub_sector | Transport | Others | Transport (others) | Energetic | transport_other_final_demand_coal | Solids | non-EU | Energy demand | 0 | FEC
CH | TYNDP2026 | NT | 2050 | TWh | 308 | Sub_sector | Transport | Others | Transport (others) | Energetic | transport_other_final_demand_oil | Liquids | non-EU | Energy demand | 0 | FEC
CH | TYNDP2026 | NT | 2050 | TWh | 309 | Sub_sector | Transport | Others | Transport (others) | Energetic | transport_other_final_demand_other | Others | non-EU | Energy demand | 0 | FEC
CH | TYNDP2026 | NT | 2050 | TWh | 310 | Sub_sector | Transport | Others | Transport (others) | Energetic | transport_other_final_demand_ammonia | Ammonia | non-EU | Energy demand | 0 | FEC
CH | TYNDP2026 | NT | 2050 | TWh | 312 | Sub_sector | International transport | International aviation | Transport (int. aviation) | Energetic | transport_int_aviation_final_demand_electricity | Electricity | non-EU | Energy demand | 0 | FEC
CH | TYNDP2026 | NT | 2050 | TWh | 313 | Sub_sector | International transport | International aviation | Transport (int. aviation) | Energetic | transport_int_aviation_final_demand_hydrogen | Hydrogen | non-EU | Energy demand | 0 | FEC
CH | TYNDP2026 | NT | 2050 | TWh | 314 | Sub_sector | International transport | International aviation | Transport (int. aviation) | Energetic | transport_int_aviation_final_demand_methane | Methane | non-EU | Energy demand | 0 | FEC
CH | TYNDP2026 | NT | 2050 | TWh | 315 | Sub_sector | International transport | International aviation | Transport (int. aviation) | Energetic | transport_int_aviation_final_demand_heat | Heat | non-EU | Energy demand | 0 | FEC
CH | TYNDP2026 | NT | 2050 | TWh | 316 | Sub_sector | International transport | International aviation | Transport (int. aviation) | Energetic | transport_int_aviation_final_demand_biofuels | Biomass | non-EU | Energy demand | 0 | FEC
CH | TYNDP2026 | NT | 2050 | TWh | 317 | Sub_sector | International transport | International aviation | Transport (int. aviation) | Energetic | transport_int_aviation_final_demand_coal | Solids | non-EU | Energy demand | 0 | FEC
CH | TYNDP2026 | NT | 2050 | TWh | 318 | Sub_sector | International transport | International aviation | Transport (int. aviation) | Energetic | transport_int_aviation_final_demand_oil | Liquids | non-EU | Energy demand | 16.8015 | FEC
CH | TYNDP2026 | NT | 2050 | TWh | 319 | Sub_sector | International transport | International aviation | Transport (int. aviation) | Energetic | transport_int_aviation_final_demand_other | Others | non-EU | Energy demand | 0 | FEC
CH | TYNDP2026 | NT | 2050 | TWh | 320 | Sub_sector | International transport | International aviation | Transport (int. aviation) | Energetic | transport_int_aviation_final_demand_ammonia | Ammonia | non-EU | Energy demand | 0 | FEC
CH | TYNDP2026 | NT | 2050 | TWh | 322 | Sub_sector | International transport | International shipping | Transport (int. shipping) | Energetic | transport_int_shipping_final_demand_electricity | Electricity | non-EU | Energy demand | 0 | not_included_in_FEC
CH | TYNDP2026 | NT | 2050 | TWh | 323 | Sub_sector | International transport | International shipping | Transport (int. shipping) | Energetic | transport_int_shipping_final_demand_hydrogen | Hydrogen | non-EU | Energy demand | 0 | not_included_in_FEC
CH | TYNDP2026 | NT | 2050 | TWh | 324 | Sub_sector | International transport | International shipping | Transport (int. shipping) | Energetic | transport_int_shipping_final_demand_methane | Methane | non-EU | Energy demand | 0 | not_included_in_FEC
CH | TYNDP2026 | NT | 2050 | TWh | 325 | Sub_sector | International transport | International shipping | Transport (int. shipping) | Energetic | transport_int_shipping_final_demand_heat | Heat | non-EU | Energy demand | 0 | not_included_in_FEC
CH | TYNDP2026 | NT | 2050 | TWh | 326 | Sub_sector | International transport | International shipping | Transport (int. shipping) | Energetic | transport_int_shipping_final_demand_biofuels | Biomass | non-EU | Energy demand | 0 | not_included_in_FEC
CH | TYNDP2026 | NT | 2050 | TWh | 327 | Sub_sector | International transport | International shipping | Transport (int. shipping) | Energetic | transport_int_shipping_final_demand_coal | Solids | non-EU | Energy demand | 0 | not_included_in_FEC
CH | TYNDP2026 | NT | 2050 | TWh | 328 | Sub_sector | International transport | International shipping | Transport (int. shipping) | Energetic | transport_int_shipping_final_demand_oil | Liquids | non-EU | Energy demand | 0 | not_included_in_FEC
CH | TYNDP2026 | NT | 2050 | TWh | 329 | Sub_sector | International transport | International shipping | Transport (int. shipping) | Energetic | transport_int_shipping_final_demand_other | Others | non-EU | Energy demand | 0 | not_included_in_FEC
CH | TYNDP2026 | NT | 2050 | TWh | 330 | Sub_sector | International transport | International shipping | Transport (int. shipping) | Energetic | transport_int_shipping_final_demand_ammonia | Ammonia | non-EU | Energy demand | 0 | not_included_in_FEC
CH | TYNDP2026 | NT | 2050 | TWh | 332 | Sub_sector | Households | Space heating | Households (heating) | Energetic | households_heating_final_demand_electricity | Electricity | non-EU | Energy demand | 7.2847 | FEC
CH | TYNDP2026 | NT | 2050 | TWh | 333 | Sub_sector | Households | Space heating | Households (heating) | Energetic | households_heating_final_demand_hydrogen | Hydrogen | non-EU | Energy demand | 0 | FEC
CH | TYNDP2026 | NT | 2050 | TWh | 334 | Sub_sector | Households | Space heating | Households (heating) | Energetic | households_heating_final_demand_methane | Methane | non-EU | Energy demand | 1.9602 | FEC
CH | TYNDP2026 | NT | 2050 | TWh | 335 | Sub_sector | Households | Space heating | Households (heating) | Energetic | households_heating_final_demand_heat | Heat | non-EU | Energy demand | 2.8453 | FEC
CH | TYNDP2026 | NT | 2050 | TWh | 336 | Sub_sector | Households | Space heating | Households (heating) | Energetic | households_heating_final_demand_biomass | Biomass | non-EU | Energy demand | 1.502 | FEC
CH | TYNDP2026 | NT | 2050 | TWh | 337 | Sub_sector | Households | Space heating | Households (heating) | Energetic | households_heating_final_demand_coal | Solids | non-EU | Energy demand | 0 | FEC
CH | TYNDP2026 | NT | 2050 | TWh | 338 | Sub_sector | Households | Space heating | Households (heating) | Energetic | households_heating_final_demand_oil | Liquids | non-EU | Energy demand | 0.483 | FEC
CH | TYNDP2026 | NT | 2050 | TWh | 339 | Sub_sector | Households | Space heating | Households (heating) | Energetic | households_heating_final_demand_other | Others | non-EU | Energy demand | 0 | FEC
CH | TYNDP2026 | NT | 2050 | TWh | 340 | Sub_sector | Households | Space heating | Households (heating) | Energetic | households_heating_final_demand_ammonia | Ammonia | non-EU | Energy demand | 0 | FEC
CH | TYNDP2026 | NT | 2050 | TWh | 343 | Sub_sector | Households | Cooling | Households (cooling) | Energetic | households_cooling_final_demand_electricity | Electricity | non-EU | Energy demand | 2.0873 | FEC
CH | TYNDP2026 | NT | 2050 | TWh | 344 | Sub_sector | Households | Cooling | Households (cooling) | Energetic | households_cooling_final_demand_hydrogen | Hydrogen | non-EU | Energy demand | 0 | FEC
CH | TYNDP2026 | NT | 2050 | TWh | 345 | Sub_sector | Households | Cooling | Households (cooling) | Energetic | households_cooling_final_demand_methane | Methane | non-EU | Energy demand | 0 | FEC
CH | TYNDP2026 | NT | 2050 | TWh | 346 | Sub_sector | Households | Cooling | Households (cooling) | Energetic | households_cooling_final_demand_heat | Heat | non-EU | Energy demand | 0 | FEC
CH | TYNDP2026 | NT | 2050 | TWh | 347 | Sub_sector | Households | Cooling | Households (cooling) | Energetic | households_cooling_final_demand_biomass | Biomass | non-EU | Energy demand | 0 | FEC
CH | TYNDP2026 | NT | 2050 | TWh | 348 | Sub_sector | Households | Cooling | Households (cooling) | Energetic | households_cooling_final_demand_coal | Solids | non-EU | Energy demand | 0 | FEC
CH | TYNDP2026 | NT | 2050 | TWh | 349 | Sub_sector | Households | Cooling | Households (cooling) | Energetic | households_cooling_final_demand_oil | Liquids | non-EU | Energy demand | 0 | FEC
CH | TYNDP2026 | NT | 2050 | TWh | 350 | Sub_sector | Households | Cooling | Households (cooling) | Energetic | households_cooling_final_demand_other | Others | non-EU | Energy demand | 0 | FEC
CH | TYNDP2026 | NT | 2050 | TWh | 351 | Sub_sector | Households | Cooling | Households (cooling) | Energetic | households_cooling_final_demand_ammonia | Ammonia | non-EU | Energy demand | 0 | FEC
CH | TYNDP2026 | NT | 2050 | TWh | 354 | Sub_sector | Households | Hot water | Households (hot water) | Energetic | households_hot_water_final_demand_electricity | Electricity | non-EU | Energy demand | 1.9542 | FEC
CH | TYNDP2026 | NT | 2050 | TWh | 355 | Sub_sector | Households | Hot water | Households (hot water) | Energetic | households_hot_water_final_demand_hydrogen | Hydrogen | non-EU | Energy demand | 0 | FEC
CH | TYNDP2026 | NT | 2050 | TWh | 356 | Sub_sector | Households | Hot water | Households (hot water) | Energetic | households_hot_water_final_demand_methane | Methane | non-EU | Energy demand | 0.57849 | FEC
CH | TYNDP2026 | NT | 2050 | TWh | 357 | Sub_sector | Households | Hot water | Households (hot water) | Energetic | households_hot_water_final_demand_heat | Heat | non-EU | Energy demand | 3.6133 | FEC
CH | TYNDP2026 | NT | 2050 | TWh | 358 | Sub_sector | Households | Hot water | Households (hot water) | Energetic | households_hot_water_final_demand_biomass | Biomass | non-EU | Energy demand | 0.38096 | FEC
CH | TYNDP2026 | NT | 2050 | TWh | 359 | Sub_sector | Households | Hot water | Households (hot water) | Energetic | households_hot_water_final_demand_coal | Solids | non-EU | Energy demand | 0 | FEC
CH | TYNDP2026 | NT | 2050 | TWh | 360 | Sub_sector | Households | Hot water | Households (hot water) | Energetic | households_hot_water_final_demand_oil | Liquids | non-EU | Energy demand | 0.1225 | FEC
CH | TYNDP2026 | NT | 2050 | TWh | 361 | Sub_sector | Households | Hot water | Households (hot water) | Energetic | households_hot_water_final_demand_other | Others | non-EU | Energy demand | 1.5559 | FEC
CH | TYNDP2026 | NT | 2050 | TWh | 362 | Sub_sector | Households | Hot water | Households (hot water) | Energetic | households_hot_water_final_demand_ammonia | Ammonia | non-EU | Energy demand | 0 | FEC
CH | TYNDP2026 | NT | 2050 | TWh | 365 | Sub_sector | Households | Appliances | Households (appliances) | Energetic | households_appliances_final_demand_electricity | Electricity | non-EU | Energy demand | 8.2075 | FEC
CH | TYNDP2026 | NT | 2050 | TWh | 366 | Sub_sector | Households | Appliances | Households (appliances) | Energetic | households_appliances_final_demand_hydrogen | Hydrogen | non-EU | Energy demand | 0 | FEC
CH | TYNDP2026 | NT | 2050 | TWh | 367 | Sub_sector | Households | Appliances | Households (appliances) | Energetic | households_appliances_final_demand_methane | Methane | non-EU | Energy demand | 0.69998 | FEC
CH | TYNDP2026 | NT | 2050 | TWh | 368 | Sub_sector | Households | Appliances | Households (appliances) | Energetic | households_appliances_final_demand_heat | Heat | non-EU | Energy demand | 0 | FEC
CH | TYNDP2026 | NT | 2050 | TWh | 369 | Sub_sector | Households | Appliances | Households (appliances) | Energetic | households_appliances_final_demand_biomass | Biomass | non-EU | Energy demand | 0.059528 | FEC
CH | TYNDP2026 | NT | 2050 | TWh | 370 | Sub_sector | Households | Appliances | Households (appliances) | Energetic | households_appliances_final_demand_coal | Solids | non-EU | Energy demand | 0 | FEC
CH | TYNDP2026 | NT | 2050 | TWh | 371 | Sub_sector | Households | Appliances | Households (appliances) | Energetic | households_appliances_final_demand_oil | Liquids | non-EU | Energy demand | 0 | FEC
CH | TYNDP2026 | NT | 2050 | TWh | 372 | Sub_sector | Households | Appliances | Households (appliances) | Energetic | households_appliances_final_demand_other | Others | non-EU | Energy demand | 0 | FEC
CH | TYNDP2026 | NT | 2050 | TWh | 373 | Sub_sector | Households | Appliances | Households (appliances) | Energetic | households_appliances_final_demand_ammonia | Ammonia | non-EU | Energy demand | 0 | FEC
CH | TYNDP2026 | NT | 2050 | TWh | 375 | Sub_sector | Buildings | Space heating | Buildings (heat) | Energetic | buildings_heat_final_demand_electricity | Electricity | non-EU | Energy demand | 3.8613 | FEC
CH | TYNDP2026 | NT | 2050 | TWh | 376 | Sub_sector | Buildings | Space heating | Buildings (heat) | Energetic | buildings_heat_final_demand_hydrogen | Hydrogen | non-EU | Energy demand | 0 | FEC
CH | TYNDP2026 | NT | 2050 | TWh | 377 | Sub_sector | Buildings | Space heating | Buildings (heat) | Energetic | buildings_heat_final_demand_methane | Methane | non-EU | Energy demand | 0.58766 | FEC
CH | TYNDP2026 | NT | 2050 | TWh | 378 | Sub_sector | Buildings | Space heating | Buildings (heat) | Energetic | buildings_heat_final_demand_heat | Heat | non-EU | Energy demand | 2.8316 | FEC
CH | TYNDP2026 | NT | 2050 | TWh | 379 | Sub_sector | Buildings | Space heating | Buildings (heat) | Energetic | buildings_heat_final_demand_biomass | Biomass | non-EU | Energy demand | 1.2744 | FEC
CH | TYNDP2026 | NT | 2050 | TWh | 380 | Sub_sector | Buildings | Space heating | Buildings (heat) | Energetic | buildings_heat_final_demand_coal | Solids | non-EU | Energy demand | 0 | FEC
CH | TYNDP2026 | NT | 2050 | TWh | 381 | Sub_sector | Buildings | Space heating | Buildings (heat) | Energetic | buildings_heat_final_demand_oil | Liquids | non-EU | Energy demand | 0 | FEC
CH | TYNDP2026 | NT | 2050 | TWh | 382 | Sub_sector | Buildings | Space heating | Buildings (heat) | Energetic | buildings_heat_final_demand_other | Others | non-EU | Energy demand | 0.81428 | FEC
CH | TYNDP2026 | NT | 2050 | TWh | 383 | Sub_sector | Buildings | Space heating | Buildings (heat) | Energetic | buildings_heat_final_demand_ammonia | Ammonia | non-EU | Energy demand | 0 | FEC
CH | TYNDP2026 | NT | 2050 | TWh | 386 | Sub_sector | Buildings | Cooling | Buildings (cooling) | Energetic | buildings_cooling_final_demand_electricity | Electricity | non-EU | Energy demand | 0.97119 | FEC
CH | TYNDP2026 | NT | 2050 | TWh | 387 | Sub_sector | Buildings | Cooling | Buildings (cooling) | Energetic | buildings_cooling_final_demand_hydrogen | Hydrogen | non-EU | Energy demand | 0 | FEC
CH | TYNDP2026 | NT | 2050 | TWh | 388 | Sub_sector | Buildings | Cooling | Buildings (cooling) | Energetic | buildings_cooling_final_demand_methane | Methane | non-EU | Energy demand | 0.018788 | FEC
CH | TYNDP2026 | NT | 2050 | TWh | 389 | Sub_sector | Buildings | Cooling | Buildings (cooling) | Energetic | buildings_cooling_final_demand_heat | Heat | non-EU | Energy demand | 0 | FEC
CH | TYNDP2026 | NT | 2050 | TWh | 390 | Sub_sector | Buildings | Cooling | Buildings (cooling) | Energetic | buildings_cooling_final_demand_biomass | Biomass | non-EU | Energy demand | 0 | FEC
CH | TYNDP2026 | NT | 2050 | TWh | 391 | Sub_sector | Buildings | Cooling | Buildings (cooling) | Energetic | buildings_cooling_final_demand_coal | Solids | non-EU | Energy demand | 0 | FEC
CH | TYNDP2026 | NT | 2050 | TWh | 392 | Sub_sector | Buildings | Cooling | Buildings (cooling) | Energetic | buildings_cooling_final_demand_oil | Liquids | non-EU | Energy demand | 0 | FEC
CH | TYNDP2026 | NT | 2050 | TWh | 393 | Sub_sector | Buildings | Cooling | Buildings (cooling) | Energetic | buildings_cooling_final_demand_other | Others | non-EU | Energy demand | 0 | FEC
CH | TYNDP2026 | NT | 2050 | TWh | 394 | Sub_sector | Buildings | Cooling | Buildings (cooling) | Energetic | buildings_cooling_final_demand_ammonia | Ammonia | non-EU | Energy demand | 0 | FEC
CH | TYNDP2026 | NT | 2050 | TWh | 397 | Sub_sector | Buildings | Appliances | Buildings (appliances) | Energetic | buildings_appliances_final_demand_electricity | Electricity | non-EU | Energy demand | 7.738 | FEC
CH | TYNDP2026 | NT | 2050 | TWh | 398 | Sub_sector | Buildings | Appliances | Buildings (appliances) | Energetic | buildings_appliances_final_demand_hydrogen | Hydrogen | non-EU | Energy demand | 0 | FEC
CH | TYNDP2026 | NT | 2050 | TWh | 399 | Sub_sector | Buildings | Appliances | Buildings (appliances) | Energetic | buildings_appliances_final_demand_methane | Methane | non-EU | Energy demand | 1.0261 | FEC
CH | TYNDP2026 | NT | 2050 | TWh | 400 | Sub_sector | Buildings | Appliances | Buildings (appliances) | Energetic | buildings_appliances_final_demand_heat | Heat | non-EU | Energy demand | 0 | FEC
CH | TYNDP2026 | NT | 2050 | TWh | 401 | Sub_sector | Buildings | Appliances | Buildings (appliances) | Energetic | buildings_appliances_final_demand_biomass | Biomass | non-EU | Energy demand | 0 | FEC
CH | TYNDP2026 | NT | 2050 | TWh | 402 | Sub_sector | Buildings | Appliances | Buildings (appliances) | Energetic | buildings_appliances_final_demand_coal | Solids | non-EU | Energy demand | 0 | FEC
CH | TYNDP2026 | NT | 2050 | TWh | 403 | Sub_sector | Buildings | Appliances | Buildings (appliances) | Energetic | buildings_appliances_final_demand_oil | Liquids | non-EU | Energy demand | 0 | FEC
CH | TYNDP2026 | NT | 2050 | TWh | 404 | Sub_sector | Buildings | Appliances | Buildings (appliances) | Energetic | buildings_appliances_final_demand_other | Others | non-EU | Energy demand | 0 | FEC
CH | TYNDP2026 | NT | 2050 | TWh | 405 | Sub_sector | Buildings | Appliances | Buildings (appliances) | Energetic | buildings_appliances_final_demand_ammonia | Ammonia | non-EU | Energy demand | 0 | FEC
CH | TYNDP2026 | NT | 2050 | TWh | 407 | Sub_sector | Buildings | Datacenters | Datacenters & ICT | Energetic | datacentres_final_demand_electricity_energetic | Electricity | non-EU | Energy demand | 1.8764 | FEC
CH | TYNDP2026 | NT | 2050 | TWh | 408 | Sub_sector | Buildings | Datacenters | Datacenters & ICT | Energetic | datacentres_final_demand_hydrogen_energetic | Hydrogen | non-EU | Energy demand | 0 | FEC
CH | TYNDP2026 | NT | 2050 | TWh | 409 | Sub_sector | Buildings | Datacenters | Datacenters & ICT | Energetic | datacentres_final_demand_methane_energetic | Methane | non-EU | Energy demand | 0 | FEC
CH | TYNDP2026 | NT | 2050 | TWh | 410 | Sub_sector | Buildings | Datacenters | Datacenters & ICT | Energetic | datacentres_final_demand_heat_energetic | Heat | non-EU | Energy demand | 0 | FEC
CH | TYNDP2026 | NT | 2050 | TWh | 411 | Sub_sector | Buildings | Datacenters | Datacenters & ICT | Energetic | datacentres_final_demand_biomass_energetic | Biomass | non-EU | Energy demand | 0 | FEC
CH | TYNDP2026 | NT | 2050 | TWh | 412 | Sub_sector | Buildings | Datacenters | Datacenters & ICT | Energetic | datacentres_final_demand_coal_energetic | Solids | non-EU | Energy demand | 0 | FEC
CH | TYNDP2026 | NT | 2050 | TWh | 413 | Sub_sector | Buildings | Datacenters | Datacenters & ICT | Energetic | datacentres_final_demand_oil_energetic | Liquids | non-EU | Energy demand | 0 | FEC
CH | TYNDP2026 | NT | 2050 | TWh | 414 | Sub_sector | Buildings | Datacenters | Datacenters & ICT | Energetic | datacentres_final_demand_other_energetic | Others | non-EU | Energy demand | 0 | FEC
CH | TYNDP2026 | NT | 2050 | TWh | 415 | Sub_sector | Buildings | Datacenters | Datacenters & ICT | Energetic | datacentres_final_demand_ammonia_energetic | Ammonia | non-EU | Energy demand | 0 | FEC
CH | TYNDP2026 | NT | 2050 | TWh | 417 | Sub_sector | Transport | Others_Sector | Others_Sector | Energetic | other_final_demand_electricity_energetic | Electricity | non-EU | Energy demand | 0 | FEC
CH | TYNDP2026 | NT | 2050 | TWh | 418 | Sub_sector | Transport | Others_Sector | Others_Sector | Energetic | other_final_demand_hydrogen_energetic | Hydrogen | non-EU | Energy demand | 0 | FEC
CH | TYNDP2026 | NT | 2050 | TWh | 419 | Sub_sector | Transport | Pipeline Transport | Others_Sector | Energetic | other_final_demand_methane_energetic | Methane | non-EU | Energy demand | 0.091275 | FEC
CH | TYNDP2026 | NT | 2050 | TWh | 420 | Sub_sector | Transport | Others_Sector | Others_Sector | Energetic | other_final_demand_heat_energetic | Heat | non-EU | Energy demand | 0 | FEC
CH | TYNDP2026 | NT | 2050 | TWh | 421 | Sub_sector | Transport | Others_Sector | Others_Sector | Energetic | other_final_demand_biomass_energetic | Biomass | non-EU | Energy demand | 0 | FEC
CH | TYNDP2026 | NT | 2050 | TWh | 422 | Sub_sector | Transport | Others_Sector | Others_Sector | Energetic | other_final_demand_coal_energetic | Solids | non-EU | Energy demand | 0 | FEC
CH | TYNDP2026 | NT | 2050 | TWh | 423 | Sub_sector | Transport | Others_Sector | Others_Sector | Energetic | other_final_demand_oil_energetic | Liquids | non-EU | Energy demand | 0.45675 | FEC
CH | TYNDP2026 | NT | 2050 | TWh | 424 | Sub_sector | Others_Sector | Others_Sector | Others_Sector | Non-energetic | other_final_demand_oil_non_energetic | Liquids | non-EU | Energy demand | 0.070116 | not_included_in_FEC
CH | TYNDP2026 | NT | 2050 | TWh | 425 | Sub_sector | Transport | Others_Sector | Others_Sector | Energetic | other_final_demand_other_energetic | Others | non-EU | Energy demand | 0 | FEC
CH | TYNDP2026 | NT | 2050 | TWh | 426 | Sub_sector | Transport | Others_Sector | Others_Sector | Energetic | other_final_demand_ammonia_energetic | Ammonia | non-EU | Energy demand | 0 | FEC
CH | TYNDP2026 | NT | 2050 | TWh | 427 | Sub_sector | Industry | Surplus_Heat_in_Industry | Surplus_Heat_in_Industry | Energetic | final_demand_of_industry_unused_local_production_steam_hot_water | Heat | non-EU | Energy demand | 0 | FEC
CH | TYNDP2026 | NT | 2050 | TWh | 429 | Sub_sector | Agriculture | Total | Agriculture | Energetic | agriculture_final_demand_electricity_energetic | Electricity | non-EU | Energy demand | 0.59115 | FEC
CH | TYNDP2026 | NT | 2050 | TWh | 430 | Sub_sector | Agriculture | Total | Agriculture | Energetic | agriculture_final_demand_hydrogen_energetic | Hydrogen | non-EU | Energy demand | 0 | FEC
CH | TYNDP2026 | NT | 2050 | TWh | 431 | Sub_sector | Agriculture | Total | Agriculture | Energetic | agriculture_final_demand_methane_energetic | Methane | non-EU | Energy demand | 0.64488 | FEC
CH | TYNDP2026 | NT | 2050 | TWh | 432 | Sub_sector | Agriculture | Total | Agriculture | Energetic | agriculture_final_demand_heat_energetic | Heat | non-EU | Energy demand | 0 | FEC
CH | TYNDP2026 | NT | 2050 | TWh | 433 | Sub_sector | Agriculture | Total | Agriculture | Energetic | agriculture_final_demand_biomass_energetic | Biomass | non-EU | Energy demand | 0.72983 | FEC
CH | TYNDP2026 | NT | 2050 | TWh | 434 | Sub_sector | Agriculture | Total | Agriculture | Energetic | agriculture_final_demand_coal_energetic | Solids | non-EU | Energy demand | 0 | FEC
CH | TYNDP2026 | NT | 2050 | TWh | 435 | Sub_sector | Agriculture | Total | Agriculture | Energetic | agriculture_final_demand_oil_energetic | Liquids | non-EU | Energy demand | 0.10606 | FEC
CH | TYNDP2026 | NT | 2050 | TWh | 436 | Sub_sector | Agriculture | Total | Agriculture | Energetic | agriculture_final_demand_other_energetic | Others | non-EU | Energy demand | 0 | FEC
CH | TYNDP2026 | NT | 2050 | TWh | 437 | Sub_sector | Agriculture | Total | Agriculture | Energetic | agriculture_final_demand_ammonia_energetic | Ammonia | non-EU | Energy demand | 0 | FEC
CH | TYNDP2026 | NT | 2050 | TWh | 447 | Sub_sector | Buildings | Surplus Energy | Buildings | Energetic | GAP | Electricity | non-EU | Energy demand | 0 | FEC
CH | TYNDP2026 | NT | 2050 | TWh | 448 | Sub_sector | Buildings | Surplus Energy | Buildings | Energetic | GAP | Hydrogen | non-EU | Energy demand | 0 | FEC
CH | TYNDP2026 | NT | 2050 | TWh | 449 | Sub_sector | Buildings | Surplus Energy | Buildings | Energetic | GAP | Methane | non-EU | Energy demand | 0 | FEC
CH | TYNDP2026 | NT | 2050 | TWh | 450 | Sub_sector | Buildings | Surplus Energy | Buildings | Energetic | GAP | Heat | non-EU | Energy demand | 0 | FEC
CH | TYNDP2026 | NT | 2050 | TWh | 451 | Sub_sector | Buildings | Surplus Energy | Buildings | Energetic | GAP | Biomass | non-EU | Energy demand | 0.048933 | FEC
CH | TYNDP2026 | NT | 2050 | TWh | 452 | Sub_sector | Buildings | Surplus Energy | Buildings | Energetic | GAP | Solids | non-EU | Energy demand | 0 | FEC
CH | TYNDP2026 | NT | 2050 | TWh | 453 | Sub_sector | Buildings | Surplus Energy | Buildings | Energetic | GAP | Liquids | non-EU | Energy demand | 1.1523 | FEC
CH | TYNDP2026 | NT | 2050 | TWh | 454 | Sub_sector | Buildings | Surplus Energy | Buildings | Energetic | GAP | Others | non-EU | Energy demand | 0 | FEC
CH | TYNDP2026 | NT | 2050 | TWh | 455 | Sub_sector | Buildings | Surplus Energy | Buildings | Energetic | GAP | Ammonia | non-EU | Energy demand | 0 | FEC
CH | TYNDP2026 | NT | 2050 | TWh | 456 | Sub_sector | Households | Surplus Energy | Households | Energetic | GAP | Electricity | non-EU | Energy demand | 0 | FEC
CH | TYNDP2026 | NT | 2050 | TWh | 457 | Sub_sector | Households | Surplus Energy | Households | Energetic | GAP | Hydrogen | non-EU | Energy demand | 0 | FEC
CH | TYNDP2026 | NT | 2050 | TWh | 458 | Sub_sector | Households | Surplus Energy | Households | Energetic | GAP | Methane | non-EU | Energy demand | 0 | FEC
CH | TYNDP2026 | NT | 2050 | TWh | 459 | Sub_sector | Households | Surplus Energy | Households | Energetic | GAP | Heat | non-EU | Energy demand | 0 | FEC
CH | TYNDP2026 | NT | 2050 | TWh | 460 | Sub_sector | Households | Surplus Energy | Households | Energetic | GAP | Biomass | non-EU | Energy demand | 0 | FEC
CH | TYNDP2026 | NT | 2050 | TWh | 461 | Sub_sector | Households | Surplus Energy | Households | Energetic | GAP | Solids | non-EU | Energy demand | 0 | FEC
CH | TYNDP2026 | NT | 2050 | TWh | 462 | Sub_sector | Households | Surplus Energy | Households | Energetic | GAP | Liquids | non-EU | Energy demand | 0 | FEC
CH | TYNDP2026 | NT | 2050 | TWh | 463 | Sub_sector | Households | Surplus Energy | Households | Energetic | GAP | Others | non-EU | Energy demand | 0 | FEC
CH | TYNDP2026 | NT | 2050 | TWh | 464 | Sub_sector | Households | Surplus Energy | Households | Energetic | GAP | Ammonia | non-EU | Energy demand | 0 | FEC
CH | TYNDP2026 | HEV | 2035 | TWh | 102 | Sub_sector | Industry | Aluminium | Industry (aluminium) | Energetic | industry_aluminium_demand_electricity_energetic | Electricity | non-EU | Energy demand | 0 | FEC
CH | TYNDP2026 | HEV | 2035 | TWh | 103 | Sub_sector | Industry | Aluminium | Industry (aluminium) | Energetic | industry_aluminium_demand_hydrogen_energetic | Hydrogen | non-EU | Energy demand | 0 | FEC
CH | TYNDP2026 | HEV | 2035 | TWh | 104 | Sub_sector | Industry | Aluminium | Industry (aluminium) | Energetic | industry_aluminium_demand_methane_energetic | Methane | non-EU | Energy demand | 0 | FEC
CH | TYNDP2026 | HEV | 2035 | TWh | 105 | Sub_sector | Industry | Aluminium | Industry (aluminium) | Energetic | industry_aluminium_demand_heat_energetic | Heat | non-EU | Energy demand | 0 | FEC
CH | TYNDP2026 | HEV | 2035 | TWh | 106 | Sub_sector | Industry | Aluminium | Industry (aluminium) | Energetic | industry_aluminium_demand_biomass_energetic | Biomass | non-EU | Energy demand | 0 | FEC
CH | TYNDP2026 | HEV | 2035 | TWh | 107 | Sub_sector | Industry | Aluminium | Industry (aluminium) | Energetic | industry_aluminium_demand_coal_energetic | Solids | non-EU | Energy demand | 0 | FEC
CH | TYNDP2026 | HEV | 2035 | TWh | 108 | Sub_sector | Industry | Aluminium | Industry (aluminium) | Energetic | industry_aluminium_demand_oil_energetic | Liquids | non-EU | Energy demand | 0 | FEC
CH | TYNDP2026 | HEV | 2035 | TWh | 109 | Sub_sector | Industry | Aluminium | Industry (aluminium) | Energetic | industry_aluminium_demand_others_energetic | Others | non-EU | Energy demand | 0 | FEC
CH | TYNDP2026 | HEV | 2035 | TWh | 110 | Sub_sector | Industry | Aluminium | Industry (aluminium) | Energetic | industry_ammonia_demand_others_energetic | Ammonia | non-EU | Energy demand | 0 | FEC
CH | TYNDP2026 | HEV | 2035 | TWh | 112 | Sub_sector | Industry | Chemicals | Industry (chemicals, energetic) | Energetic | industry_chemical_demand_electricity_energetic | Electricity | non-EU | Energy demand | 3.4837 | FEC
CH | TYNDP2026 | HEV | 2035 | TWh | 113 | Sub_sector | Industry | Chemicals | Industry (chemicals, energetic) | Energetic | industry_chemical_demand_hydrogen_energetic | Hydrogen | non-EU | Energy demand | 0 | FEC
CH | TYNDP2026 | HEV | 2035 | TWh | 114 | Sub_sector | Industry | Chemicals | Industry (chemicals, energetic) | Energetic | industry_chemical_demand_methane_energetic | Methane | non-EU | Energy demand | 3.4737 | FEC
CH | TYNDP2026 | HEV | 2035 | TWh | 115 | Sub_sector | Industry | Chemicals | Industry (chemicals, energetic) | Energetic | industry_chemical_demand_heat_energetic | Heat | non-EU | Energy demand | 0.69428 | FEC
CH | TYNDP2026 | HEV | 2035 | TWh | 116 | Sub_sector | Industry | Chemicals | Industry (chemicals, energetic) | Energetic | industry_chemical_demand_biomass_energetic | Biomass | non-EU | Energy demand | 0 | FEC
CH | TYNDP2026 | HEV | 2035 | TWh | 117 | Sub_sector | Industry | Chemicals | Industry (chemicals, energetic) | Energetic | industry_chemical_demand_coal_energetic | Solids | non-EU | Energy demand | 0 | FEC
CH | TYNDP2026 | HEV | 2035 | TWh | 118 | Sub_sector | Industry | Chemicals | Industry (chemicals, energetic) | Energetic | industry_chemical_demand_oil_energetic | Liquids | non-EU | Energy demand | 0.24885 | FEC
CH | TYNDP2026 | HEV | 2035 | TWh | 119 | Sub_sector | Industry | Chemicals | Industry (chemicals, energetic) | Energetic | industry_chemical_demand_others_energetic | Others | non-EU | Energy demand | 0 | FEC
CH | TYNDP2026 | HEV | 2035 | TWh | 120 | Sub_sector | Industry | Chemicals | Industry (chemicals, energetic) | Energetic | industry_chemical_demand_ammonia_energetic | Ammonia | non-EU | Energy demand | 0 | FEC
CH | TYNDP2026 | HEV | 2035 | TWh | 122 | Sub_sector | Industry | Chemicals | Industry (chemicals, non-energetic) | Non-energetic | industry_chemical_demand_electricity_non_energetic | Electricity | non-EU | Energy demand | 0 | not_included_in_FEC
CH | TYNDP2026 | HEV | 2035 | TWh | 123 | Sub_sector | Industry | Chemicals | Industry (chemicals, non-energetic) | Non-energetic | industry_chemical_demand_hydrogen_non_energetic | Hydrogen | non-EU | Energy demand | 0 | not_included_in_FEC
CH | TYNDP2026 | HEV | 2035 | TWh | 124 | Sub_sector | Industry | Chemicals | Industry (chemicals, non-energetic) | Non-energetic | industry_chemical_demand_methane_non_energetic | Methane | non-EU | Energy demand | 0 | not_included_in_FEC
CH | TYNDP2026 | HEV | 2035 | TWh | 125 | Sub_sector | Industry | Chemicals | Industry (chemicals, non-energetic) | Non-energetic | industry_chemical_demand_heat_non_energetic | Heat | non-EU | Energy demand | 0 | not_included_in_FEC
CH | TYNDP2026 | HEV | 2035 | TWh | 126 | Sub_sector | Industry | Chemicals | Industry (chemicals, non-energetic) | Non-energetic | industry_chemical_demand_biomass_non_energetic | Biomass | non-EU | Energy demand | 0 | not_included_in_FEC
CH | TYNDP2026 | HEV | 2035 | TWh | 127 | Sub_sector | Industry | Chemicals | Industry (chemicals, non-energetic) | Non-energetic | industry_chemical_demand_coal_non_energetic | Solids | non-EU | Energy demand | 0 | not_included_in_FEC
CH | TYNDP2026 | HEV | 2035 | TWh | 128 | Sub_sector | Industry | Chemicals | Industry (chemicals, non-energetic) | Non-energetic | industry_chemical_demand_oil_non_energetic | Liquids | non-EU | Energy demand | 1.0717 | not_included_in_FEC
CH | TYNDP2026 | HEV | 2035 | TWh | 129 | Sub_sector | Industry | Chemicals | Industry (chemicals, non-energetic) | Non-energetic | industry_chemical_demand_others_non_energetic | Others | non-EU | Energy demand | 0 | not_included_in_FEC
CH | TYNDP2026 | HEV | 2035 | TWh | 130 | Sub_sector | Industry | Chemicals | Industry (chemicals, non-energetic) | Non-energetic | industry_chemical_demand_ammonia_non_energetic | Ammonia | non-EU | Energy demand | 0 | not_included_in_FEC
CH | TYNDP2026 | HEV | 2035 | TWh | 132 | Sub_sector | Industry | Fertilizers | Industry (fertilizers, energetic) | Energetic | industry_fertilizers_demand_electricity_energetic | Electricity | non-EU | Energy demand | 0 | FEC
CH | TYNDP2026 | HEV | 2035 | TWh | 133 | Sub_sector | Industry | Fertilizers | Industry (fertilizers, energetic) | Energetic | industry_fertilizers_demand_hydrogen_energetic | Hydrogen | non-EU | Energy demand | 0 | FEC
CH | TYNDP2026 | HEV | 2035 | TWh | 134 | Sub_sector | Industry | Fertilizers | Industry (fertilizers, energetic) | Energetic | industry_fertilizers_demand_methane_energetic | Methane | non-EU | Energy demand | 0 | FEC
CH | TYNDP2026 | HEV | 2035 | TWh | 135 | Sub_sector | Industry | Fertilizers | Industry (fertilizers, energetic) | Energetic | industry_fertilizers_demand_heat_energetic | Heat | non-EU | Energy demand | 0 | FEC
CH | TYNDP2026 | HEV | 2035 | TWh | 136 | Sub_sector | Industry | Fertilizers | Industry (fertilizers, energetic) | Energetic | industry_fertilizers_demand_biomass_energetic | Biomass | non-EU | Energy demand | 0 | FEC
CH | TYNDP2026 | HEV | 2035 | TWh | 137 | Sub_sector | Industry | Fertilizers | Industry (fertilizers, energetic) | Energetic | industry_fertilizers_demand_coal_energetic | Solids | non-EU | Energy demand | 0 | FEC
CH | TYNDP2026 | HEV | 2035 | TWh | 138 | Sub_sector | Industry | Fertilizers | Industry (fertilizers, energetic) | Energetic | industry_fertilizers_demand_oil_energetic | Liquids | non-EU | Energy demand | 0 | FEC
CH | TYNDP2026 | HEV | 2035 | TWh | 139 | Sub_sector | Industry | Fertilizers | Industry (fertilizers, energetic) | Energetic | industry_fertilizers_demand_others_energetic | Others | non-EU | Energy demand | 0 | FEC
CH | TYNDP2026 | HEV | 2035 | TWh | 140 | Sub_sector | Industry | Fertilizers | Industry (fertilizers, energetic) | Energetic | industry_fertilizers_demand_ammonia_energetic | Ammonia | non-EU | Energy demand | 0 | FEC
CH | TYNDP2026 | HEV | 2035 | TWh | 142 | Sub_sector | Industry | Fertilizers | Industry (fertilizers, non-energetic) | Non-energetic | industry_fertilizers_demand_electricity_non_energetic | Electricity | non-EU | Energy demand | 0 | not_included_in_FEC
CH | TYNDP2026 | HEV | 2035 | TWh | 143 | Sub_sector | Industry | Fertilizers | Industry (fertilizers, non-energetic) | Non-energetic | industry_fertilizers_demand_hydrogen_non_energetic | Hydrogen | non-EU | Energy demand | 0 | not_included_in_FEC
CH | TYNDP2026 | HEV | 2035 | TWh | 144 | Sub_sector | Industry | Fertilizers | Industry (fertilizers, non-energetic) | Non-energetic | industry_fertilizers_demand_methane_non_energetic | Methane | non-EU | Energy demand | 0 | not_included_in_FEC
CH | TYNDP2026 | HEV | 2035 | TWh | 145 | Sub_sector | Industry | Fertilizers | Industry (fertilizers, non-energetic) | Non-energetic | industry_fertilizers_demand_heat_non_energetic | Heat | non-EU | Energy demand | 0 | not_included_in_FEC
CH | TYNDP2026 | HEV | 2035 | TWh | 146 | Sub_sector | Industry | Fertilizers | Industry (fertilizers, non-energetic) | Non-energetic | industry_fertilizers_demand_biomass_non_energetic | Biomass | non-EU | Energy demand | 0 | not_included_in_FEC
CH | TYNDP2026 | HEV | 2035 | TWh | 147 | Sub_sector | Industry | Fertilizers | Industry (fertilizers, non-energetic) | Non-energetic | industry_fertilizers_demand_coal_non_energetic | Solids | non-EU | Energy demand | 0 | not_included_in_FEC
CH | TYNDP2026 | HEV | 2035 | TWh | 148 | Sub_sector | Industry | Fertilizers | Industry (fertilizers, non-energetic) | Non-energetic | industry_fertilizers_demand_oil_non_energetic | Liquids | non-EU | Energy demand | 0 | not_included_in_FEC
CH | TYNDP2026 | HEV | 2035 | TWh | 149 | Sub_sector | Industry | Fertilizers | Industry (fertilizers, non-energetic) | Non-energetic | industry_fertilizers_demand_others_non_energetic | Others | non-EU | Energy demand | 0 | not_included_in_FEC
CH | TYNDP2026 | HEV | 2035 | TWh | 150 | Sub_sector | Industry | Fertilizers | Industry (fertilizers, non-energetic) | Non-energetic | industry_fertilizers_demand_ammonia_non_energetic | Ammonia | non-EU | Energy demand | 0 | not_included_in_FEC
CH | TYNDP2026 | HEV | 2035 | TWh | 152 | Sub_sector | Industry | Food | Industry (food) | Energetic | industry_food_demand_electricity_energetic | Electricity | non-EU | Energy demand | 2.0275 | FEC
CH | TYNDP2026 | HEV | 2035 | TWh | 153 | Sub_sector | Industry | Food | Industry (food) | Energetic | industry_food_demand_hydrogen_energetic | Hydrogen | non-EU | Energy demand | 0 | FEC
CH | TYNDP2026 | HEV | 2035 | TWh | 154 | Sub_sector | Industry | Food | Industry (food) | Energetic | industry_food_demand_methane_energetic | Methane | non-EU | Energy demand | 1.9938 | FEC
CH | TYNDP2026 | HEV | 2035 | TWh | 155 | Sub_sector | Industry | Food | Industry (food) | Energetic | industry_food_demand_heat_energetic | Heat | non-EU | Energy demand | 0.07643 | FEC
CH | TYNDP2026 | HEV | 2035 | TWh | 156 | Sub_sector | Industry | Food | Industry (food) | Energetic | industry_food_demand_biomass_energetic | Biomass | non-EU | Energy demand | 0.0057094 | FEC
CH | TYNDP2026 | HEV | 2035 | TWh | 157 | Sub_sector | Industry | Food | Industry (food) | Energetic | industry_food_demand_coal_energetic | Solids | non-EU | Energy demand | 0.007152 | FEC
CH | TYNDP2026 | HEV | 2035 | TWh | 158 | Sub_sector | Industry | Food | Industry (food) | Energetic | industry_food_demand_oil_energetic | Liquids | non-EU | Energy demand | 0.46 | FEC
CH | TYNDP2026 | HEV | 2035 | TWh | 159 | Sub_sector | Industry | Food | Industry (food) | Energetic | industry_food_demand_others_energetic | Others | non-EU | Energy demand | 0 | FEC
CH | TYNDP2026 | HEV | 2035 | TWh | 160 | Sub_sector | Industry | Food | Industry (food) | Energetic | industry_food_demand_ammonia_energetic | Ammonia | non-EU | Energy demand | 0 | FEC
CH | TYNDP2026 | HEV | 2035 | TWh | 162 | Sub_sector | Industry | Metals | Industry (metal) | Energetic | industry_metal_demand_electricity_energetic | Electricity | non-EU | Energy demand | 0.23662 | FEC
CH | TYNDP2026 | HEV | 2035 | TWh | 163 | Sub_sector | Industry | Metals | Industry (metal) | Energetic | industry_metal_demand_hydrogen_energetic | Hydrogen | non-EU | Energy demand | 0 | FEC
CH | TYNDP2026 | HEV | 2035 | TWh | 164 | Sub_sector | Industry | Metals | Industry (metal) | Energetic | industry_metal_demand_methane_energetic | Methane | non-EU | Energy demand | 0.29023 | FEC
CH | TYNDP2026 | HEV | 2035 | TWh | 165 | Sub_sector | Industry | Metals | Industry (metal) | Energetic | industry_metal_demand_heat_energetic | Heat | non-EU | Energy demand | 0.00035903 | FEC
CH | TYNDP2026 | HEV | 2035 | TWh | 166 | Sub_sector | Industry | Metals | Industry (metal) | Energetic | industry_metal_demand_biomass_energetic | Biomass | non-EU | Energy demand | 0 | FEC
CH | TYNDP2026 | HEV | 2035 | TWh | 167 | Sub_sector | Industry | Metals | Industry (metal) | Energetic | industry_metal_demand_coal_energetic | Solids | non-EU | Energy demand | 0 | FEC
CH | TYNDP2026 | HEV | 2035 | TWh | 168 | Sub_sector | Industry | Metals | Industry (metal) | Energetic | industry_metal_demand_oil_energetic | Liquids | non-EU | Energy demand | 0.0092476 | FEC
CH | TYNDP2026 | HEV | 2035 | TWh | 169 | Sub_sector | Industry | Metals | Industry (metal) | Energetic | industry_metal_demand_others_energetic | Others | non-EU | Energy demand | 0 | FEC
CH | TYNDP2026 | HEV | 2035 | TWh | 170 | Sub_sector | Industry | Metals | Industry (metal) | Energetic | industry_metal_demand_ammonia_energetic | Ammonia | non-EU | Energy demand | 0 | FEC
CH | TYNDP2026 | HEV | 2035 | TWh | 172 | Sub_sector | Industry | Others | Industry (other, energetic) | Energetic | industry_other_demand_electricity_energetic | Electricity | non-EU | Energy demand | 7.4743 | FEC
CH | TYNDP2026 | HEV | 2035 | TWh | 173 | Sub_sector | Industry | Others | Industry (other, energetic) | Energetic | industry_other_demand_hydrogen_energetic | Hydrogen | non-EU | Energy demand | 0 | FEC
CH | TYNDP2026 | HEV | 2035 | TWh | 174 | Sub_sector | Industry | Others | Industry (other, energetic) | Energetic | industry_other_demand_methane_energetic | Methane | non-EU | Energy demand | 0.56388 | FEC
CH | TYNDP2026 | HEV | 2035 | TWh | 175 | Sub_sector | Industry | Others | Industry (other, energetic) | Energetic | industry_other_demand_heat_energetic | Heat | non-EU | Energy demand | 2.3779 | FEC
CH | TYNDP2026 | HEV | 2035 | TWh | 176 | Sub_sector | Industry | Others | Industry (other, energetic) | Energetic | industry_other_demand_biomass_energetic | Biomass | non-EU | Energy demand | 4.629 | FEC
CH | TYNDP2026 | HEV | 2035 | TWh | 177 | Sub_sector | Industry | Others | Industry (other, energetic) | Energetic | industry_other_demand_coal_energetic | Solids | non-EU | Energy demand | 0.27846 | FEC
CH | TYNDP2026 | HEV | 2035 | TWh | 178 | Sub_sector | Industry | Others | Industry (other, energetic) | Energetic | industry_other_demand_oil_energetic | Liquids | non-EU | Energy demand | 0.52908 | FEC
CH | TYNDP2026 | HEV | 2035 | TWh | 179 | Sub_sector | Industry | Others | Industry (other, energetic) | Energetic | industry_other_demand_others_energetic | Others | non-EU | Energy demand | 0 | FEC
CH | TYNDP2026 | HEV | 2035 | TWh | 180 | Sub_sector | Industry | Others | Industry (other, energetic) | Energetic | industry_other_demand_ammonia_energetic | Ammonia | non-EU | Energy demand | 0 | FEC
CH | TYNDP2026 | HEV | 2035 | TWh | 182 | Sub_sector | Industry | Others | Industry (other, non-energetic) | Non-energetic | industry_other_demand_electricity_non_energetic | Electricity | non-EU | Energy demand | 0 | not_included_in_FEC
CH | TYNDP2026 | HEV | 2035 | TWh | 183 | Sub_sector | Industry | Others | Industry (other, non-energetic) | Non-energetic | industry_other_demand_hydrogen_non_energetic | Hydrogen | non-EU | Energy demand | 0 | not_included_in_FEC
CH | TYNDP2026 | HEV | 2035 | TWh | 184 | Sub_sector | Industry | Others | Industry (other, non-energetic) | Non-energetic | industry_other_demand_methane_non_energetic | Methane | non-EU | Energy demand | 0 | not_included_in_FEC
CH | TYNDP2026 | HEV | 2035 | TWh | 185 | Sub_sector | Industry | Others | Industry (other, non-energetic) | Non-energetic | industry_other_demand_heat_non_energetic | Heat | non-EU | Energy demand | 0 | not_included_in_FEC
CH | TYNDP2026 | HEV | 2035 | TWh | 186 | Sub_sector | Industry | Others | Industry (other, non-energetic) | Non-energetic | industry_other_demand_biomass_non_energetic | Biomass | non-EU | Energy demand | 0 | not_included_in_FEC
CH | TYNDP2026 | HEV | 2035 | TWh | 187 | Sub_sector | Industry | Others | Industry (other, non-energetic) | Non-energetic | industry_other_demand_coal_non_energetic | Solids | non-EU | Energy demand | 0 | not_included_in_FEC
CH | TYNDP2026 | HEV | 2035 | TWh | 188 | Sub_sector | Industry | Others | Industry (other, non-energetic) | Non-energetic | industry_other_demand_oil_non_energetic | Liquids | non-EU | Energy demand | 2.9711 | not_included_in_FEC
CH | TYNDP2026 | HEV | 2035 | TWh | 189 | Sub_sector | Industry | Others | Industry (other, non-energetic) | Non-energetic | industry_other_demand_others_non_energetic | Others | non-EU | Energy demand | 0 | not_included_in_FEC
CH | TYNDP2026 | HEV | 2035 | TWh | 190 | Sub_sector | Industry | Others | Industry (other, non-energetic) | Non-energetic | industry_other_demand_ammonia_non_energetic | Ammonia | non-EU | Energy demand | 0 | not_included_in_FEC
CH | TYNDP2026 | HEV | 2035 | TWh | 192 | Sub_sector | Industry | Paper | Industry (paper) | Energetic | industry_paper_demand_electricity_energetic | Electricity | non-EU | Energy demand | 1.1557 | FEC
CH | TYNDP2026 | HEV | 2035 | TWh | 193 | Sub_sector | Industry | Paper | Industry (paper) | Energetic | industry_paper_demand_hydrogen_energetic | Hydrogen | non-EU | Energy demand | 0 | FEC
CH | TYNDP2026 | HEV | 2035 | TWh | 194 | Sub_sector | Industry | Paper | Industry (paper) | Energetic | industry_paper_demand_methane_energetic | Methane | non-EU | Energy demand | 0.38547 | FEC
CH | TYNDP2026 | HEV | 2035 | TWh | 195 | Sub_sector | Industry | Paper | Industry (paper) | Energetic | industry_paper_demand_heat_energetic | Heat | non-EU | Energy demand | 0.58642 | FEC
CH | TYNDP2026 | HEV | 2035 | TWh | 196 | Sub_sector | Industry | Paper | Industry (paper) | Energetic | industry_paper_demand_biomass_energetic | Biomass | non-EU | Energy demand | 0.29146 | FEC
CH | TYNDP2026 | HEV | 2035 | TWh | 197 | Sub_sector | Industry | Paper | Industry (paper) | Energetic | industry_paper_demand_coal_energetic | Solids | non-EU | Energy demand | 0 | FEC
CH | TYNDP2026 | HEV | 2035 | TWh | 198 | Sub_sector | Industry | Paper | Industry (paper) | Energetic | industry_paper_demand_oil_energetic | Liquids | non-EU | Energy demand | 0.074586 | FEC
CH | TYNDP2026 | HEV | 2035 | TWh | 199 | Sub_sector | Industry | Paper | Industry (paper) | Energetic | industry_paper_demand_others_energetic | Others | non-EU | Energy demand | 0 | FEC
CH | TYNDP2026 | HEV | 2035 | TWh | 200 | Sub_sector | Industry | Paper | Industry (paper) | Energetic | industry_paper_demand_ammonia_energetic | Ammonia | non-EU | Energy demand | 0 | FEC
CH | TYNDP2026 | HEV | 2035 | TWh | 202 | Sub_sector | Industry | Refineries | Industry (refineries, energetic) | Energetic | industry_refinery_demand_electricity_energetic | Electricity | non-EU | Energy demand | 0 | not_included_in_FEC
CH | TYNDP2026 | HEV | 2035 | TWh | 203 | Sub_sector | Industry | Refineries | Industry (refineries, energetic) | Energetic | industry_refinery_demand_hydrogen_energetic | Hydrogen | non-EU | Energy demand | 0 | not_included_in_FEC
CH | TYNDP2026 | HEV | 2035 | TWh | 204 | Sub_sector | Industry | Refineries | Industry (refineries, energetic) | Energetic | industry_refinery_demand_methane_energetic | Methane | non-EU | Energy demand | 0 | not_included_in_FEC
CH | TYNDP2026 | HEV | 2035 | TWh | 205 | Sub_sector | Industry | Refineries | Industry (refineries, energetic) | Energetic | industry_refinery_demand_heat_energetic | Heat | non-EU | Energy demand | 0 | not_included_in_FEC
CH | TYNDP2026 | HEV | 2035 | TWh | 206 | Sub_sector | Industry | Refineries | Industry (refineries, energetic) | Energetic | industry_refinery_demand_biomass_energetic | Biomass | non-EU | Energy demand | 0 | not_included_in_FEC
CH | TYNDP2026 | HEV | 2035 | TWh | 207 | Sub_sector | Industry | Refineries | Industry (refineries, energetic) | Energetic | industry_refinery_demand_coal_energetic | Solids | non-EU | Energy demand | 0 | not_included_in_FEC
CH | TYNDP2026 | HEV | 2035 | TWh | 208 | Sub_sector | Industry | Refineries | Industry (refineries, energetic) | Energetic | industry_refinery_demand_oil_energetic | Liquids | non-EU | Energy demand | 1.5169 | not_included_in_FEC
CH | TYNDP2026 | HEV | 2035 | TWh | 209 | Sub_sector | Industry | Refineries | Industry (refineries, energetic) | Energetic | industry_refinery_demand_others_energetic | Others | non-EU | Energy demand | 0 | not_included_in_FEC
CH | TYNDP2026 | HEV | 2035 | TWh | 210 | Sub_sector | Industry | Refineries | Industry (refineries, energetic) | Energetic | industry_refinery_demand_ammonia_energetic | Ammonia | non-EU | Energy demand | 0 | not_included_in_FEC
CH | TYNDP2026 | HEV | 2035 | TWh | 212 | Sub_sector | Industry | Refineries | Industry (refineries, non-energetic) | Non-energetic | industry_refinery_demand_electricity_non_energetic | Electricity | non-EU | Energy demand | 0 | not_included_in_FEC
CH | TYNDP2026 | HEV | 2035 | TWh | 213 | Sub_sector | Industry | Refineries | Industry (refineries, non-energetic) | Non-energetic | industry_refinery_demand_hydrogen_non_energetic | Hydrogen | non-EU | Energy demand | 0 | not_included_in_FEC
CH | TYNDP2026 | HEV | 2035 | TWh | 214 | Sub_sector | Industry | Refineries | Industry (refineries, non-energetic) | Non-energetic | industry_refinery_demand_methane_non_energetic | Methane | non-EU | Energy demand | 0 | not_included_in_FEC
CH | TYNDP2026 | HEV | 2035 | TWh | 215 | Sub_sector | Industry | Refineries | Industry (refineries, non-energetic) | Non-energetic | industry_refinery_demand_heat_non_energetic | Heat | non-EU | Energy demand | 0 | not_included_in_FEC
CH | TYNDP2026 | HEV | 2035 | TWh | 216 | Sub_sector | Industry | Refineries | Industry (refineries, non-energetic) | Non-energetic | industry_refinery_demand_biomass_non_energetic | Biomass | non-EU | Energy demand | 0 | not_included_in_FEC
CH | TYNDP2026 | HEV | 2035 | TWh | 217 | Sub_sector | Industry | Refineries | Industry (refineries, non-energetic) | Non-energetic | industry_refinery_demand_coal_non_energetic | Solids | non-EU | Energy demand | 0 | not_included_in_FEC
CH | TYNDP2026 | HEV | 2035 | TWh | 218 | Sub_sector | Industry | Refineries | Industry (refineries, non-energetic) | Non-energetic | industry_refinery_demand_oil_non_energetic | Liquids | non-EU | Energy demand | 0 | not_included_in_FEC
CH | TYNDP2026 | HEV | 2035 | TWh | 219 | Sub_sector | Industry | Refineries | Industry (refineries, non-energetic) | Non-energetic | industry_refinery_demand_others_non_energetic | Others | non-EU | Energy demand | 0 | not_included_in_FEC
CH | TYNDP2026 | HEV | 2035 | TWh | 220 | Sub_sector | Industry | Refineries | Industry (refineries, non-energetic) | Non-energetic | industry_refinery_demand_ammonia_non_energetic | Ammonia | non-EU | Energy demand | 0 | not_included_in_FEC
CH | TYNDP2026 | HEV | 2035 | TWh | 222 | Sub_sector | Industry | Steel | Industry (steel) | Energetic | industry_steel_demand_electricity_energetic | Electricity | non-EU | Energy demand | 1.3369 | FEC
CH | TYNDP2026 | HEV | 2035 | TWh | 223 | Sub_sector | Industry | Steel | Industry (steel) | Energetic | industry_steel_demand_hydrogen_energetic | Hydrogen | non-EU | Energy demand | 0 | FEC
CH | TYNDP2026 | HEV | 2035 | TWh | 224 | Sub_sector | Industry | Steel | Industry (steel) | Energetic | industry_steel_demand_methane_energetic | Methane | non-EU | Energy demand | 1.0897 | FEC
CH | TYNDP2026 | HEV | 2035 | TWh | 225 | Sub_sector | Industry | Steel | Industry (steel) | Energetic | industry_steel_demand_heat_energetic | Heat | non-EU | Energy demand | 0 | FEC
CH | TYNDP2026 | HEV | 2035 | TWh | 226 | Sub_sector | Industry | Steel | Industry (steel) | Energetic | industry_steel_demand_biomass_energetic | Biomass | non-EU | Energy demand | 0.037267 | FEC
CH | TYNDP2026 | HEV | 2035 | TWh | 227 | Sub_sector | Industry | Steel | Industry (steel) | Energetic | industry_steel_demand_coal_energetic | Solids | non-EU | Energy demand | 0.09944 | FEC
CH | TYNDP2026 | HEV | 2035 | TWh | 228 | Sub_sector | Industry | Steel | Industry (steel) | Energetic | industry_steel_demand_oil_energetic | Liquids | non-EU | Energy demand | 0.028634 | FEC
CH | TYNDP2026 | HEV | 2035 | TWh | 229 | Sub_sector | Industry | Steel | Industry (steel) | Energetic | industry_steel_demand_others_energetic | Others | non-EU | Energy demand | 0 | FEC
CH | TYNDP2026 | HEV | 2035 | TWh | 230 | Sub_sector | Industry | Steel | Industry (steel) | Energetic | industry_steel_demand_ammonia_energetic | Ammonia | non-EU | Energy demand | 0 | FEC
CH | TYNDP2026 | HEV | 2035 | TWh | 232 | Sub_sector | Transport | Cars | Transport (cars) | Energetic | transport_cars_final_demand_electricity | Electricity | non-EU | Energy demand | 6.1242 | FEC
CH | TYNDP2026 | HEV | 2035 | TWh | 233 | Sub_sector | Transport | Cars | Transport (cars) | Energetic | transport_cars_final_demand_hydrogen | Hydrogen | non-EU | Energy demand | 0.64955 | FEC
CH | TYNDP2026 | HEV | 2035 | TWh | 234 | Sub_sector | Transport | Cars | Transport (cars) | Energetic | transport_cars_final_demand_methane | Methane | non-EU | Energy demand | 0.5838 | FEC
CH | TYNDP2026 | HEV | 2035 | TWh | 235 | Sub_sector | Transport | Cars | Transport (cars) | Energetic | transport_cars_final_demand_heat | Heat | non-EU | Energy demand | 0 | FEC
CH | TYNDP2026 | HEV | 2035 | TWh | 236 | Sub_sector | Transport | Cars | Transport (cars) | Energetic | transport_cars_final_demand_biomass | Biomass | non-EU | Energy demand | 0 | FEC
CH | TYNDP2026 | HEV | 2035 | TWh | 237 | Sub_sector | Transport | Cars | Transport (cars) | Energetic | transport_cars_final_demand_coal | Solids | non-EU | Energy demand | 0 | FEC
CH | TYNDP2026 | HEV | 2035 | TWh | 238 | Sub_sector | Transport | Cars | Transport (cars) | Energetic | transport_cars_final_demand_oil | Liquids | non-EU | Energy demand | 25.9881 | FEC
CH | TYNDP2026 | HEV | 2035 | TWh | 239 | Sub_sector | Transport | Cars | Transport (cars) | Energetic | transport_cars_final_demand_other | Others | non-EU | Energy demand | 0 | FEC
CH | TYNDP2026 | HEV | 2035 | TWh | 240 | Sub_sector | Transport | Cars | Transport (cars) | Energetic | transport_cars_final_demand_ammonia | Ammonia | non-EU | Energy demand | 0 | FEC
CH | TYNDP2026 | HEV | 2035 | TWh | 242 | Sub_sector | Transport | Busses | Transport (busses) | Energetic | transport_busses_final_demand_electricity | Electricity | non-EU | Energy demand | 0.091232 | FEC
CH | TYNDP2026 | HEV | 2035 | TWh | 243 | Sub_sector | Transport | Busses | Transport (busses) | Energetic | transport_busses_final_demand_hydrogen | Hydrogen | non-EU | Energy demand | 0.00036024 | FEC
CH | TYNDP2026 | HEV | 2035 | TWh | 244 | Sub_sector | Transport | Busses | Transport (busses) | Energetic | transport_busses_final_demand_methane | Methane | non-EU | Energy demand | 0.16072 | FEC
CH | TYNDP2026 | HEV | 2035 | TWh | 245 | Sub_sector | Transport | Busses | Transport (busses) | Energetic | transport_busses_final_demand_heat | Heat | non-EU | Energy demand | 0 | FEC
CH | TYNDP2026 | HEV | 2035 | TWh | 246 | Sub_sector | Transport | Busses | Transport (busses) | Energetic | transport_busses_final_demand_biomass | Biomass | non-EU | Energy demand | 0 | FEC
CH | TYNDP2026 | HEV | 2035 | TWh | 247 | Sub_sector | Transport | Busses | Transport (busses) | Energetic | transport_busses_final_demand_coal | Solids | non-EU | Energy demand | 0 | FEC
CH | TYNDP2026 | HEV | 2035 | TWh | 248 | Sub_sector | Transport | Busses | Transport (busses) | Energetic | transport_busses_final_demand_oil | Liquids | non-EU | Energy demand | 0.96229 | FEC
CH | TYNDP2026 | HEV | 2035 | TWh | 249 | Sub_sector | Transport | Busses | Transport (busses) | Energetic | transport_busses_final_demand_other | Others | non-EU | Energy demand | 0 | FEC
CH | TYNDP2026 | HEV | 2035 | TWh | 250 | Sub_sector | Transport | Busses | Transport (busses) | Energetic | transport_busses_final_demand_ammonia | Ammonia | non-EU | Energy demand | 0 | FEC
CH | TYNDP2026 | HEV | 2035 | TWh | 252 | Sub_sector | Transport | Trucks | Transport (trucks) | Energetic | transport_trucks_final_demand_electricity | Electricity | non-EU | Energy demand | 0.2264 | FEC
CH | TYNDP2026 | HEV | 2035 | TWh | 253 | Sub_sector | Transport | Trucks | Transport (trucks) | Energetic | transport_trucks_final_demand_hydrogen | Hydrogen | non-EU | Energy demand | 0.39612 | FEC
CH | TYNDP2026 | HEV | 2035 | TWh | 254 | Sub_sector | Transport | Trucks | Transport (trucks) | Energetic | transport_trucks_final_demand_methane | Methane | non-EU | Energy demand | 0.46924 | FEC
CH | TYNDP2026 | HEV | 2035 | TWh | 255 | Sub_sector | Transport | Trucks | Transport (trucks) | Energetic | transport_trucks_final_demand_heat | Heat | non-EU | Energy demand | 0 | FEC
CH | TYNDP2026 | HEV | 2035 | TWh | 256 | Sub_sector | Transport | Trucks | Transport (trucks) | Energetic | transport_trucks_final_demand_biomass | Biomass | non-EU | Energy demand | 0 | FEC
CH | TYNDP2026 | HEV | 2035 | TWh | 257 | Sub_sector | Transport | Trucks | Transport (trucks) | Energetic | transport_trucks_final_demand_coal | Solids | non-EU | Energy demand | 0 | FEC
CH | TYNDP2026 | HEV | 2035 | TWh | 258 | Sub_sector | Transport | Trucks | Transport (trucks) | Energetic | transport_trucks_final_demand_oil | Liquids | non-EU | Energy demand | 6.3537 | FEC
CH | TYNDP2026 | HEV | 2035 | TWh | 259 | Sub_sector | Transport | Trucks | Transport (trucks) | Energetic | transport_trucks_final_demand_other | Others | non-EU | Energy demand | 0 | FEC
CH | TYNDP2026 | HEV | 2035 | TWh | 260 | Sub_sector | Transport | Trucks | Transport (trucks) | Energetic | transport_trucks_final_demand_ammonia | Ammonia | non-EU | Energy demand | 0 | FEC
CH | TYNDP2026 | HEV | 2035 | TWh | 262 | Sub_sector | Transport | Vans | Transport (vans) | Energetic | transport_vans_final_demand_electricity | Electricity | non-EU | Energy demand | 0.22593 | FEC
CH | TYNDP2026 | HEV | 2035 | TWh | 263 | Sub_sector | Transport | Vans | Transport (vans) | Energetic | transport_vans_final_demand_hydrogen | Hydrogen | non-EU | Energy demand | 0.0076246 | FEC
CH | TYNDP2026 | HEV | 2035 | TWh | 264 | Sub_sector | Transport | Vans | Transport (vans) | Energetic | transport_vans_final_demand_methane | Methane | non-EU | Energy demand | 0.0056655 | FEC
CH | TYNDP2026 | HEV | 2035 | TWh | 265 | Sub_sector | Transport | Vans | Transport (vans) | Energetic | transport_vans_final_demand_heat | Heat | non-EU | Energy demand | 0 | FEC
CH | TYNDP2026 | HEV | 2035 | TWh | 266 | Sub_sector | Transport | Vans | Transport (vans) | Energetic | transport_vans_final_demand_biomass | Biomass | non-EU | Energy demand | 0 | FEC
CH | TYNDP2026 | HEV | 2035 | TWh | 267 | Sub_sector | Transport | Vans | Transport (vans) | Energetic | transport_vans_final_demand_coal | Solids | non-EU | Energy demand | 0 | FEC
CH | TYNDP2026 | HEV | 2035 | TWh | 268 | Sub_sector | Transport | Vans | Transport (vans) | Energetic | transport_vans_final_demand_oil | Liquids | non-EU | Energy demand | 2.499 | FEC
CH | TYNDP2026 | HEV | 2035 | TWh | 269 | Sub_sector | Transport | Vans | Transport (vans) | Energetic | transport_vans_final_demand_other | Others | non-EU | Energy demand | 0 | FEC
CH | TYNDP2026 | HEV | 2035 | TWh | 270 | Sub_sector | Transport | Vans | Transport (vans) | Energetic | transport_vans_final_demand_ammonia | Ammonia | non-EU | Energy demand | 0 | FEC
CH | TYNDP2026 | HEV | 2035 | TWh | 272 | Sub_sector | Transport | Freight trains | Transport (trains) | Energetic | transport_trains_final_demand_electricity | Electricity | non-EU | Energy demand | 3.0222 | FEC
CH | TYNDP2026 | HEV | 2035 | TWh | 273 | Sub_sector | Transport | Freight trains | Transport (trains) | Energetic | transport_trains_final_demand_hydrogen | Hydrogen | non-EU | Energy demand | 0 | FEC
CH | TYNDP2026 | HEV | 2035 | TWh | 274 | Sub_sector | Transport | Freight trains | Transport (trains) | Energetic | transport_trains_final_demand_methane | Methane | non-EU | Energy demand | 0 | FEC
CH | TYNDP2026 | HEV | 2035 | TWh | 275 | Sub_sector | Transport | Freight trains | Transport (trains) | Energetic | transport_trains_final_demand_heat | Heat | non-EU | Energy demand | 0 | FEC
CH | TYNDP2026 | HEV | 2035 | TWh | 276 | Sub_sector | Transport | Freight trains | Transport (trains) | Energetic | transport_trains_final_demand_biomass | Biomass | non-EU | Energy demand | 0 | FEC
CH | TYNDP2026 | HEV | 2035 | TWh | 277 | Sub_sector | Transport | Freight trains | Transport (trains) | Energetic | transport_trains_final_demand_coal | Solids | non-EU | Energy demand | 0 | FEC
CH | TYNDP2026 | HEV | 2035 | TWh | 278 | Sub_sector | Transport | Freight trains | Transport (trains) | Energetic | transport_trains_final_demand_oil | Liquids | non-EU | Energy demand | 0 | FEC
CH | TYNDP2026 | HEV | 2035 | TWh | 279 | Sub_sector | Transport | Freight trains | Transport (trains) | Energetic | transport_trains_final_demand_other | Others | non-EU | Energy demand | 0 | FEC
CH | TYNDP2026 | HEV | 2035 | TWh | 280 | Sub_sector | Transport | Freight trains | Transport (trains) | Energetic | transport_trains_final_demand_ammonia | Ammonia | non-EU | Energy demand | 0 | FEC
CH | TYNDP2026 | HEV | 2035 | TWh | 282 | Sub_sector | Transport | Ships | Transport (ships) | Energetic | transport_ships_final_demand_electricity | Electricity | non-EU | Energy demand | 0 | FEC
CH | TYNDP2026 | HEV | 2035 | TWh | 283 | Sub_sector | Transport | Ships | Transport (ships) | Energetic | transport_ships_final_demand_hydrogen | Hydrogen | non-EU | Energy demand | 0 | FEC
CH | TYNDP2026 | HEV | 2035 | TWh | 284 | Sub_sector | Transport | Ships | Transport (ships) | Energetic | transport_ships_final_demand_methane | Methane | non-EU | Energy demand | 0 | FEC
CH | TYNDP2026 | HEV | 2035 | TWh | 285 | Sub_sector | Transport | Ships | Transport (ships) | Energetic | transport_ships_final_demand_heat | Heat | non-EU | Energy demand | 0 | FEC
CH | TYNDP2026 | HEV | 2035 | TWh | 286 | Sub_sector | Transport | Ships | Transport (ships) | Energetic | transport_ships_final_demand_biomass | Biomass | non-EU | Energy demand | 0 | FEC
CH | TYNDP2026 | HEV | 2035 | TWh | 287 | Sub_sector | Transport | Ships | Transport (ships) | Energetic | transport_ships_final_demand_coal | Solids | non-EU | Energy demand | 0 | FEC
CH | TYNDP2026 | HEV | 2035 | TWh | 288 | Sub_sector | Transport | Ships | Transport (ships) | Energetic | transport_ships_final_demand_oil | Liquids | non-EU | Energy demand | 0 | FEC
CH | TYNDP2026 | HEV | 2035 | TWh | 289 | Sub_sector | Transport | Ships | Transport (ships) | Energetic | transport_ships_final_demand_other | Others | non-EU | Energy demand | 0 | FEC
CH | TYNDP2026 | HEV | 2035 | TWh | 290 | Sub_sector | Transport | Ships | Transport (ships) | Energetic | transport_ships_final_demand_ammonia | Ammonia | non-EU | Energy demand | 0 | FEC
CH | TYNDP2026 | HEV | 2035 | TWh | 292 | Sub_sector | Transport | Planes | Transport (planes) | Energetic | transport_planes_final_demand_electricity | Electricity | non-EU | Energy demand | 0 | FEC
CH | TYNDP2026 | HEV | 2035 | TWh | 293 | Sub_sector | Transport | Planes | Transport (planes) | Energetic | transport_planes_final_demand_hydrogen | Hydrogen | non-EU | Energy demand | 0 | FEC
CH | TYNDP2026 | HEV | 2035 | TWh | 294 | Sub_sector | Transport | Planes | Transport (planes) | Energetic | transport_planes_final_demand_methane | Methane | non-EU | Energy demand | 0 | FEC
CH | TYNDP2026 | HEV | 2035 | TWh | 295 | Sub_sector | Transport | Planes | Transport (planes) | Energetic | transport_planes_final_demand_heat | Heat | non-EU | Energy demand | 0 | FEC
CH | TYNDP2026 | HEV | 2035 | TWh | 296 | Sub_sector | Transport | Planes | Transport (planes) | Energetic | transport_planes_final_demand_biomass | Biomass | non-EU | Energy demand | 0 | FEC
CH | TYNDP2026 | HEV | 2035 | TWh | 297 | Sub_sector | Transport | Planes | Transport (planes) | Energetic | transport_planes_final_demand_coal | Solids | non-EU | Energy demand | 0 | FEC
CH | TYNDP2026 | HEV | 2035 | TWh | 298 | Sub_sector | Transport | Planes | Transport (planes) | Energetic | transport_planes_final_demand_oil | Liquids | non-EU | Energy demand | 0.56418 | FEC
CH | TYNDP2026 | HEV | 2035 | TWh | 299 | Sub_sector | Transport | Planes | Transport (planes) | Energetic | transport_planes_final_demand_other | Others | non-EU | Energy demand | 0 | FEC
CH | TYNDP2026 | HEV | 2035 | TWh | 300 | Sub_sector | Transport | Planes | Transport (planes) | Energetic | transport_planes_final_demand_ammonia | Ammonia | non-EU | Energy demand | 0 | FEC
CH | TYNDP2026 | HEV | 2035 | TWh | 302 | Sub_sector | Transport | Others | Transport (others) | Energetic | transport_other_final_demand_electricity | Electricity | non-EU | Energy demand | 0 | FEC
CH | TYNDP2026 | HEV | 2035 | TWh | 303 | Sub_sector | Transport | Others | Transport (others) | Energetic | transport_other_final_demand_hydrogen | Hydrogen | non-EU | Energy demand | 0 | FEC
CH | TYNDP2026 | HEV | 2035 | TWh | 304 | Sub_sector | Transport | Others | Transport (others) | Energetic | transport_other_final_demand_methane | Methane | non-EU | Energy demand | 0 | FEC
CH | TYNDP2026 | HEV | 2035 | TWh | 305 | Sub_sector | Transport | Others | Transport (others) | Energetic | transport_other_final_demand_heat | Heat | non-EU | Energy demand | 0 | FEC
CH | TYNDP2026 | HEV | 2035 | TWh | 306 | Sub_sector | Transport | Others | Transport (others) | Energetic | transport_other_final_demand_biomass | Biomass | non-EU | Energy demand | 0 | FEC
CH | TYNDP2026 | HEV | 2035 | TWh | 307 | Sub_sector | Transport | Others | Transport (others) | Energetic | transport_other_final_demand_coal | Solids | non-EU | Energy demand | 0 | FEC
CH | TYNDP2026 | HEV | 2035 | TWh | 308 | Sub_sector | Transport | Others | Transport (others) | Energetic | transport_other_final_demand_oil | Liquids | non-EU | Energy demand | 0 | FEC
CH | TYNDP2026 | HEV | 2035 | TWh | 309 | Sub_sector | Transport | Others | Transport (others) | Energetic | transport_other_final_demand_other | Others | non-EU | Energy demand | 0 | FEC
CH | TYNDP2026 | HEV | 2035 | TWh | 310 | Sub_sector | Transport | Others | Transport (others) | Energetic | transport_other_final_demand_ammonia | Ammonia | non-EU | Energy demand | 0 | FEC
CH | TYNDP2026 | HEV | 2035 | TWh | 312 | Sub_sector | International transport | International aviation | Transport (int. aviation) | Energetic | transport_int_aviation_final_demand_electricity | Electricity | non-EU | Energy demand | 0 | FEC
CH | TYNDP2026 | HEV | 2035 | TWh | 313 | Sub_sector | International transport | International aviation | Transport (int. aviation) | Energetic | transport_int_aviation_final_demand_hydrogen | Hydrogen | non-EU | Energy demand | 0 | FEC
CH | TYNDP2026 | HEV | 2035 | TWh | 314 | Sub_sector | International transport | International aviation | Transport (int. aviation) | Energetic | transport_int_aviation_final_demand_methane | Methane | non-EU | Energy demand | 0 | FEC
CH | TYNDP2026 | HEV | 2035 | TWh | 315 | Sub_sector | International transport | International aviation | Transport (int. aviation) | Energetic | transport_int_aviation_final_demand_heat | Heat | non-EU | Energy demand | 0 | FEC
CH | TYNDP2026 | HEV | 2035 | TWh | 316 | Sub_sector | International transport | International aviation | Transport (int. aviation) | Energetic | transport_int_aviation_final_demand_biofuels | Biomass | non-EU | Energy demand | 0 | FEC
CH | TYNDP2026 | HEV | 2035 | TWh | 317 | Sub_sector | International transport | International aviation | Transport (int. aviation) | Energetic | transport_int_aviation_final_demand_coal | Solids | non-EU | Energy demand | 0 | FEC
CH | TYNDP2026 | HEV | 2035 | TWh | 318 | Sub_sector | International transport | International aviation | Transport (int. aviation) | Energetic | transport_int_aviation_final_demand_oil | Liquids | non-EU | Energy demand | 22.1136 | FEC
CH | TYNDP2026 | HEV | 2035 | TWh | 319 | Sub_sector | International transport | International aviation | Transport (int. aviation) | Energetic | transport_int_aviation_final_demand_other | Others | non-EU | Energy demand | 0 | FEC
CH | TYNDP2026 | HEV | 2035 | TWh | 320 | Sub_sector | International transport | International aviation | Transport (int. aviation) | Energetic | transport_int_aviation_final_demand_ammonia | Ammonia | non-EU | Energy demand | 0 | FEC
CH | TYNDP2026 | HEV | 2035 | TWh | 322 | Sub_sector | International transport | International shipping | Transport (int. shipping) | Energetic | transport_int_shipping_final_demand_electricity | Electricity | non-EU | Energy demand | 0 | not_included_in_FEC
CH | TYNDP2026 | HEV | 2035 | TWh | 323 | Sub_sector | International transport | International shipping | Transport (int. shipping) | Energetic | transport_int_shipping_final_demand_hydrogen | Hydrogen | non-EU | Energy demand | 0 | not_included_in_FEC
CH | TYNDP2026 | HEV | 2035 | TWh | 324 | Sub_sector | International transport | International shipping | Transport (int. shipping) | Energetic | transport_int_shipping_final_demand_methane | Methane | non-EU | Energy demand | 0 | not_included_in_FEC
CH | TYNDP2026 | HEV | 2035 | TWh | 325 | Sub_sector | International transport | International shipping | Transport (int. shipping) | Energetic | transport_int_shipping_final_demand_heat | Heat | non-EU | Energy demand | 0 | not_included_in_FEC
CH | TYNDP2026 | HEV | 2035 | TWh | 326 | Sub_sector | International transport | International shipping | Transport (int. shipping) | Energetic | transport_int_shipping_final_demand_biofuels | Biomass | non-EU | Energy demand | 0 | not_included_in_FEC
CH | TYNDP2026 | HEV | 2035 | TWh | 327 | Sub_sector | International transport | International shipping | Transport (int. shipping) | Energetic | transport_int_shipping_final_demand_coal | Solids | non-EU | Energy demand | 0 | not_included_in_FEC
CH | TYNDP2026 | HEV | 2035 | TWh | 328 | Sub_sector | International transport | International shipping | Transport (int. shipping) | Energetic | transport_int_shipping_final_demand_oil | Liquids | non-EU | Energy demand | 0 | not_included_in_FEC
CH | TYNDP2026 | HEV | 2035 | TWh | 329 | Sub_sector | International transport | International shipping | Transport (int. shipping) | Energetic | transport_int_shipping_final_demand_other | Others | non-EU | Energy demand | 0 | not_included_in_FEC
CH | TYNDP2026 | HEV | 2035 | TWh | 330 | Sub_sector | International transport | International shipping | Transport (int. shipping) | Energetic | transport_int_shipping_final_demand_ammonia | Ammonia | non-EU | Energy demand | 0 | not_included_in_FEC
CH | TYNDP2026 | HEV | 2035 | TWh | 332 | Sub_sector | Households | Space heating | Households (heating) | Energetic | households_heating_final_demand_electricity | Electricity | non-EU | Energy demand | 5.3821 | FEC
CH | TYNDP2026 | HEV | 2035 | TWh | 333 | Sub_sector | Households | Space heating | Households (heating) | Energetic | households_heating_final_demand_hydrogen | Hydrogen | non-EU | Energy demand | 0 | FEC
CH | TYNDP2026 | HEV | 2035 | TWh | 334 | Sub_sector | Households | Space heating | Households (heating) | Energetic | households_heating_final_demand_methane | Methane | non-EU | Energy demand | 7.666 | FEC
CH | TYNDP2026 | HEV | 2035 | TWh | 335 | Sub_sector | Households | Space heating | Households (heating) | Energetic | households_heating_final_demand_heat | Heat | non-EU | Energy demand | 1.5963 | FEC
CH | TYNDP2026 | HEV | 2035 | TWh | 336 | Sub_sector | Households | Space heating | Households (heating) | Energetic | households_heating_final_demand_biomass | Biomass | non-EU | Energy demand | 3.3042 | FEC
CH | TYNDP2026 | HEV | 2035 | TWh | 337 | Sub_sector | Households | Space heating | Households (heating) | Energetic | households_heating_final_demand_coal | Solids | non-EU | Energy demand | 0 | FEC
CH | TYNDP2026 | HEV | 2035 | TWh | 338 | Sub_sector | Households | Space heating | Households (heating) | Energetic | households_heating_final_demand_oil | Liquids | non-EU | Energy demand | 4.6592 | FEC
CH | TYNDP2026 | HEV | 2035 | TWh | 339 | Sub_sector | Households | Space heating | Households (heating) | Energetic | households_heating_final_demand_other | Others | non-EU | Energy demand | 0 | FEC
CH | TYNDP2026 | HEV | 2035 | TWh | 340 | Sub_sector | Households | Space heating | Households (heating) | Energetic | households_heating_final_demand_ammonia | Ammonia | non-EU | Energy demand | 0 | FEC
CH | TYNDP2026 | HEV | 2035 | TWh | 343 | Sub_sector | Households | Cooling | Households (cooling) | Energetic | households_cooling_final_demand_electricity | Electricity | non-EU | Energy demand | 1.7997 | FEC
CH | TYNDP2026 | HEV | 2035 | TWh | 344 | Sub_sector | Households | Cooling | Households (cooling) | Energetic | households_cooling_final_demand_hydrogen | Hydrogen | non-EU | Energy demand | 0 | FEC
CH | TYNDP2026 | HEV | 2035 | TWh | 345 | Sub_sector | Households | Cooling | Households (cooling) | Energetic | households_cooling_final_demand_methane | Methane | non-EU | Energy demand | 0 | FEC
CH | TYNDP2026 | HEV | 2035 | TWh | 346 | Sub_sector | Households | Cooling | Households (cooling) | Energetic | households_cooling_final_demand_heat | Heat | non-EU | Energy demand | 0 | FEC
CH | TYNDP2026 | HEV | 2035 | TWh | 347 | Sub_sector | Households | Cooling | Households (cooling) | Energetic | households_cooling_final_demand_biomass | Biomass | non-EU | Energy demand | 0 | FEC
CH | TYNDP2026 | HEV | 2035 | TWh | 348 | Sub_sector | Households | Cooling | Households (cooling) | Energetic | households_cooling_final_demand_coal | Solids | non-EU | Energy demand | 0 | FEC
CH | TYNDP2026 | HEV | 2035 | TWh | 349 | Sub_sector | Households | Cooling | Households (cooling) | Energetic | households_cooling_final_demand_oil | Liquids | non-EU | Energy demand | 0 | FEC
CH | TYNDP2026 | HEV | 2035 | TWh | 350 | Sub_sector | Households | Cooling | Households (cooling) | Energetic | households_cooling_final_demand_other | Others | non-EU | Energy demand | 0 | FEC
CH | TYNDP2026 | HEV | 2035 | TWh | 351 | Sub_sector | Households | Cooling | Households (cooling) | Energetic | households_cooling_final_demand_ammonia | Ammonia | non-EU | Energy demand | 0 | FEC
CH | TYNDP2026 | HEV | 2035 | TWh | 354 | Sub_sector | Households | Hot water | Households (hot water) | Energetic | households_hot_water_final_demand_electricity | Electricity | non-EU | Energy demand | 1.4678 | FEC
CH | TYNDP2026 | HEV | 2035 | TWh | 355 | Sub_sector | Households | Hot water | Households (hot water) | Energetic | households_hot_water_final_demand_hydrogen | Hydrogen | non-EU | Energy demand | 0 | FEC
CH | TYNDP2026 | HEV | 2035 | TWh | 356 | Sub_sector | Households | Hot water | Households (hot water) | Energetic | households_hot_water_final_demand_methane | Methane | non-EU | Energy demand | 1.9356 | FEC
CH | TYNDP2026 | HEV | 2035 | TWh | 357 | Sub_sector | Households | Hot water | Households (hot water) | Energetic | households_hot_water_final_demand_heat | Heat | non-EU | Energy demand | 2.4361 | FEC
CH | TYNDP2026 | HEV | 2035 | TWh | 358 | Sub_sector | Households | Hot water | Households (hot water) | Energetic | households_hot_water_final_demand_biomass | Biomass | non-EU | Energy demand | 0.86651 | FEC
CH | TYNDP2026 | HEV | 2035 | TWh | 359 | Sub_sector | Households | Hot water | Households (hot water) | Energetic | households_hot_water_final_demand_coal | Solids | non-EU | Energy demand | 0 | FEC
CH | TYNDP2026 | HEV | 2035 | TWh | 360 | Sub_sector | Households | Hot water | Households (hot water) | Energetic | households_hot_water_final_demand_oil | Liquids | non-EU | Energy demand | 1.3107 | FEC
CH | TYNDP2026 | HEV | 2035 | TWh | 361 | Sub_sector | Households | Hot water | Households (hot water) | Energetic | households_hot_water_final_demand_other | Others | non-EU | Energy demand | 1.1278 | FEC
CH | TYNDP2026 | HEV | 2035 | TWh | 362 | Sub_sector | Households | Hot water | Households (hot water) | Energetic | households_hot_water_final_demand_ammonia | Ammonia | non-EU | Energy demand | 0 | FEC
CH | TYNDP2026 | HEV | 2035 | TWh | 365 | Sub_sector | Households | Appliances | Households (appliances) | Energetic | households_appliances_final_demand_electricity | Electricity | non-EU | Energy demand | 10.9466 | FEC
CH | TYNDP2026 | HEV | 2035 | TWh | 366 | Sub_sector | Households | Appliances | Households (appliances) | Energetic | households_appliances_final_demand_hydrogen | Hydrogen | non-EU | Energy demand | 0 | FEC
CH | TYNDP2026 | HEV | 2035 | TWh | 367 | Sub_sector | Households | Appliances | Households (appliances) | Energetic | households_appliances_final_demand_methane | Methane | non-EU | Energy demand | 0.55001 | FEC
CH | TYNDP2026 | HEV | 2035 | TWh | 368 | Sub_sector | Households | Appliances | Households (appliances) | Energetic | households_appliances_final_demand_heat | Heat | non-EU | Energy demand | 0 | FEC
CH | TYNDP2026 | HEV | 2035 | TWh | 369 | Sub_sector | Households | Appliances | Households (appliances) | Energetic | households_appliances_final_demand_biomass | Biomass | non-EU | Energy demand | 0.074185 | FEC
CH | TYNDP2026 | HEV | 2035 | TWh | 370 | Sub_sector | Households | Appliances | Households (appliances) | Energetic | households_appliances_final_demand_coal | Solids | non-EU | Energy demand | 0 | FEC
CH | TYNDP2026 | HEV | 2035 | TWh | 371 | Sub_sector | Households | Appliances | Households (appliances) | Energetic | households_appliances_final_demand_oil | Liquids | non-EU | Energy demand | 0 | FEC
CH | TYNDP2026 | HEV | 2035 | TWh | 372 | Sub_sector | Households | Appliances | Households (appliances) | Energetic | households_appliances_final_demand_other | Others | non-EU | Energy demand | 0 | FEC
CH | TYNDP2026 | HEV | 2035 | TWh | 373 | Sub_sector | Households | Appliances | Households (appliances) | Energetic | households_appliances_final_demand_ammonia | Ammonia | non-EU | Energy demand | 0 | FEC
CH | TYNDP2026 | HEV | 2035 | TWh | 375 | Sub_sector | Buildings | Space heating | Buildings (heat) | Energetic | buildings_heat_final_demand_electricity | Electricity | non-EU | Energy demand | 5.6847 | FEC
CH | TYNDP2026 | HEV | 2035 | TWh | 376 | Sub_sector | Buildings | Space heating | Buildings (heat) | Energetic | buildings_heat_final_demand_hydrogen | Hydrogen | non-EU | Energy demand | 0 | FEC
CH | TYNDP2026 | HEV | 2035 | TWh | 377 | Sub_sector | Buildings | Space heating | Buildings (heat) | Energetic | buildings_heat_final_demand_methane | Methane | non-EU | Energy demand | 1.5072 | FEC
CH | TYNDP2026 | HEV | 2035 | TWh | 378 | Sub_sector | Buildings | Space heating | Buildings (heat) | Energetic | buildings_heat_final_demand_heat | Heat | non-EU | Energy demand | 2.4737 | FEC
CH | TYNDP2026 | HEV | 2035 | TWh | 379 | Sub_sector | Buildings | Space heating | Buildings (heat) | Energetic | buildings_heat_final_demand_biomass | Biomass | non-EU | Energy demand | 1.9614 | FEC
CH | TYNDP2026 | HEV | 2035 | TWh | 380 | Sub_sector | Buildings | Space heating | Buildings (heat) | Energetic | buildings_heat_final_demand_coal | Solids | non-EU | Energy demand | 0 | FEC
CH | TYNDP2026 | HEV | 2035 | TWh | 381 | Sub_sector | Buildings | Space heating | Buildings (heat) | Energetic | buildings_heat_final_demand_oil | Liquids | non-EU | Energy demand | 0.46148 | FEC
CH | TYNDP2026 | HEV | 2035 | TWh | 382 | Sub_sector | Buildings | Space heating | Buildings (heat) | Energetic | buildings_heat_final_demand_other | Others | non-EU | Energy demand | 0.54058 | FEC
CH | TYNDP2026 | HEV | 2035 | TWh | 383 | Sub_sector | Buildings | Space heating | Buildings (heat) | Energetic | buildings_heat_final_demand_ammonia | Ammonia | non-EU | Energy demand | 0 | FEC
CH | TYNDP2026 | HEV | 2035 | TWh | 386 | Sub_sector | Buildings | Cooling | Buildings (cooling) | Energetic | buildings_cooling_final_demand_electricity | Electricity | non-EU | Energy demand | 1.3959 | FEC
CH | TYNDP2026 | HEV | 2035 | TWh | 387 | Sub_sector | Buildings | Cooling | Buildings (cooling) | Energetic | buildings_cooling_final_demand_hydrogen | Hydrogen | non-EU | Energy demand | 0 | FEC
CH | TYNDP2026 | HEV | 2035 | TWh | 388 | Sub_sector | Buildings | Cooling | Buildings (cooling) | Energetic | buildings_cooling_final_demand_methane | Methane | non-EU | Energy demand | 0.027004 | FEC
CH | TYNDP2026 | HEV | 2035 | TWh | 389 | Sub_sector | Buildings | Cooling | Buildings (cooling) | Energetic | buildings_cooling_final_demand_heat | Heat | non-EU | Energy demand | 0 | FEC
CH | TYNDP2026 | HEV | 2035 | TWh | 390 | Sub_sector | Buildings | Cooling | Buildings (cooling) | Energetic | buildings_cooling_final_demand_biomass | Biomass | non-EU | Energy demand | 0 | FEC
CH | TYNDP2026 | HEV | 2035 | TWh | 391 | Sub_sector | Buildings | Cooling | Buildings (cooling) | Energetic | buildings_cooling_final_demand_coal | Solids | non-EU | Energy demand | 0 | FEC
CH | TYNDP2026 | HEV | 2035 | TWh | 392 | Sub_sector | Buildings | Cooling | Buildings (cooling) | Energetic | buildings_cooling_final_demand_oil | Liquids | non-EU | Energy demand | 0 | FEC
CH | TYNDP2026 | HEV | 2035 | TWh | 393 | Sub_sector | Buildings | Cooling | Buildings (cooling) | Energetic | buildings_cooling_final_demand_other | Others | non-EU | Energy demand | 0 | FEC
CH | TYNDP2026 | HEV | 2035 | TWh | 394 | Sub_sector | Buildings | Cooling | Buildings (cooling) | Energetic | buildings_cooling_final_demand_ammonia | Ammonia | non-EU | Energy demand | 0 | FEC
CH | TYNDP2026 | HEV | 2035 | TWh | 397 | Sub_sector | Buildings | Appliances | Buildings (appliances) | Energetic | buildings_appliances_final_demand_electricity | Electricity | non-EU | Energy demand | 9.0708 | FEC
CH | TYNDP2026 | HEV | 2035 | TWh | 398 | Sub_sector | Buildings | Appliances | Buildings (appliances) | Energetic | buildings_appliances_final_demand_hydrogen | Hydrogen | non-EU | Energy demand | 0 | FEC
CH | TYNDP2026 | HEV | 2035 | TWh | 399 | Sub_sector | Buildings | Appliances | Buildings (appliances) | Energetic | buildings_appliances_final_demand_methane | Methane | non-EU | Energy demand | 1.0259 | FEC
CH | TYNDP2026 | HEV | 2035 | TWh | 400 | Sub_sector | Buildings | Appliances | Buildings (appliances) | Energetic | buildings_appliances_final_demand_heat | Heat | non-EU | Energy demand | 0 | FEC
CH | TYNDP2026 | HEV | 2035 | TWh | 401 | Sub_sector | Buildings | Appliances | Buildings (appliances) | Energetic | buildings_appliances_final_demand_biomass | Biomass | non-EU | Energy demand | 0 | FEC
CH | TYNDP2026 | HEV | 2035 | TWh | 402 | Sub_sector | Buildings | Appliances | Buildings (appliances) | Energetic | buildings_appliances_final_demand_coal | Solids | non-EU | Energy demand | 0 | FEC
CH | TYNDP2026 | HEV | 2035 | TWh | 403 | Sub_sector | Buildings | Appliances | Buildings (appliances) | Energetic | buildings_appliances_final_demand_oil | Liquids | non-EU | Energy demand | 0 | FEC
CH | TYNDP2026 | HEV | 2035 | TWh | 404 | Sub_sector | Buildings | Appliances | Buildings (appliances) | Energetic | buildings_appliances_final_demand_other | Others | non-EU | Energy demand | 0 | FEC
CH | TYNDP2026 | HEV | 2035 | TWh | 405 | Sub_sector | Buildings | Appliances | Buildings (appliances) | Energetic | buildings_appliances_final_demand_ammonia | Ammonia | non-EU | Energy demand | 0 | FEC
CH | TYNDP2026 | HEV | 2035 | TWh | 407 | Sub_sector | Buildings | Datacenters | Datacenters & ICT | Energetic | datacentres_final_demand_electricity_energetic | Electricity | non-EU | Energy demand | 2.0171 | FEC
CH | TYNDP2026 | HEV | 2035 | TWh | 408 | Sub_sector | Buildings | Datacenters | Datacenters & ICT | Energetic | datacentres_final_demand_hydrogen_energetic | Hydrogen | non-EU | Energy demand | 0 | FEC
CH | TYNDP2026 | HEV | 2035 | TWh | 409 | Sub_sector | Buildings | Datacenters | Datacenters & ICT | Energetic | datacentres_final_demand_methane_energetic | Methane | non-EU | Energy demand | 0 | FEC
CH | TYNDP2026 | HEV | 2035 | TWh | 410 | Sub_sector | Buildings | Datacenters | Datacenters & ICT | Energetic | datacentres_final_demand_heat_energetic | Heat | non-EU | Energy demand | 0 | FEC
CH | TYNDP2026 | HEV | 2035 | TWh | 411 | Sub_sector | Buildings | Datacenters | Datacenters & ICT | Energetic | datacentres_final_demand_biomass_energetic | Biomass | non-EU | Energy demand | 0 | FEC
CH | TYNDP2026 | HEV | 2035 | TWh | 412 | Sub_sector | Buildings | Datacenters | Datacenters & ICT | Energetic | datacentres_final_demand_coal_energetic | Solids | non-EU | Energy demand | 0 | FEC
CH | TYNDP2026 | HEV | 2035 | TWh | 413 | Sub_sector | Buildings | Datacenters | Datacenters & ICT | Energetic | datacentres_final_demand_oil_energetic | Liquids | non-EU | Energy demand | 0 | FEC
CH | TYNDP2026 | HEV | 2035 | TWh | 414 | Sub_sector | Buildings | Datacenters | Datacenters & ICT | Energetic | datacentres_final_demand_other_energetic | Others | non-EU | Energy demand | 0 | FEC
CH | TYNDP2026 | HEV | 2035 | TWh | 415 | Sub_sector | Buildings | Datacenters | Datacenters & ICT | Energetic | datacentres_final_demand_ammonia_energetic | Ammonia | non-EU | Energy demand | 0 | FEC
CH | TYNDP2026 | HEV | 2035 | TWh | 417 | Sub_sector | Transport | Others_Sector | Others_Sector | Energetic | other_final_demand_electricity_energetic | Electricity | non-EU | Energy demand | 0 | FEC
CH | TYNDP2026 | HEV | 2035 | TWh | 418 | Sub_sector | Transport | Others_Sector | Others_Sector | Energetic | other_final_demand_hydrogen_energetic | Hydrogen | non-EU | Energy demand | 0 | FEC
CH | TYNDP2026 | HEV | 2035 | TWh | 419 | Sub_sector | Transport | Pipeline Transport | Others_Sector | Energetic | other_final_demand_methane_energetic | Methane | non-EU | Energy demand | 0.19702 | FEC
CH | TYNDP2026 | HEV | 2035 | TWh | 420 | Sub_sector | Transport | Others_Sector | Others_Sector | Energetic | other_final_demand_heat_energetic | Heat | non-EU | Energy demand | 0 | FEC
CH | TYNDP2026 | HEV | 2035 | TWh | 421 | Sub_sector | Transport | Others_Sector | Others_Sector | Energetic | other_final_demand_biomass_energetic | Biomass | non-EU | Energy demand | 0 | FEC
CH | TYNDP2026 | HEV | 2035 | TWh | 422 | Sub_sector | Transport | Others_Sector | Others_Sector | Energetic | other_final_demand_coal_energetic | Solids | non-EU | Energy demand | 0 | FEC
CH | TYNDP2026 | HEV | 2035 | TWh | 423 | Sub_sector | Transport | Others_Sector | Others_Sector | Energetic | other_final_demand_oil_energetic | Liquids | non-EU | Energy demand | 0.98588 | FEC
CH | TYNDP2026 | HEV | 2035 | TWh | 424 | Sub_sector | Others_Sector | Others_Sector | Others_Sector | Non-energetic | other_final_demand_oil_non_energetic | Liquids | non-EU | Energy demand | 0.15134 | not_included_in_FEC
CH | TYNDP2026 | HEV | 2035 | TWh | 425 | Sub_sector | Transport | Others_Sector | Others_Sector | Energetic | other_final_demand_other_energetic | Others | non-EU | Energy demand | 0 | FEC
CH | TYNDP2026 | HEV | 2035 | TWh | 426 | Sub_sector | Transport | Others_Sector | Others_Sector | Energetic | other_final_demand_ammonia_energetic | Ammonia | non-EU | Energy demand | 0 | FEC
CH | TYNDP2026 | HEV | 2035 | TWh | 427 | Sub_sector | Industry | Surplus_Heat_in_Industry | Surplus_Heat_in_Industry | Energetic | final_demand_of_industry_unused_local_production_steam_hot_water | Heat | non-EU | Energy demand | 0 | FEC
CH | TYNDP2026 | HEV | 2035 | TWh | 429 | Sub_sector | Agriculture | Total | Agriculture | Energetic | agriculture_final_demand_electricity_energetic | Electricity | non-EU | Energy demand | 0.69483 | FEC
CH | TYNDP2026 | HEV | 2035 | TWh | 430 | Sub_sector | Agriculture | Total | Agriculture | Energetic | agriculture_final_demand_hydrogen_energetic | Hydrogen | non-EU | Energy demand | 0 | FEC
CH | TYNDP2026 | HEV | 2035 | TWh | 431 | Sub_sector | Agriculture | Total | Agriculture | Energetic | agriculture_final_demand_methane_energetic | Methane | non-EU | Energy demand | 0.65116 | FEC
CH | TYNDP2026 | HEV | 2035 | TWh | 432 | Sub_sector | Agriculture | Total | Agriculture | Energetic | agriculture_final_demand_heat_energetic | Heat | non-EU | Energy demand | 0 | FEC
CH | TYNDP2026 | HEV | 2035 | TWh | 433 | Sub_sector | Agriculture | Total | Agriculture | Energetic | agriculture_final_demand_biomass_energetic | Biomass | non-EU | Energy demand | 0.49018 | FEC
CH | TYNDP2026 | HEV | 2035 | TWh | 434 | Sub_sector | Agriculture | Total | Agriculture | Energetic | agriculture_final_demand_coal_energetic | Solids | non-EU | Energy demand | 0 | FEC
CH | TYNDP2026 | HEV | 2035 | TWh | 435 | Sub_sector | Agriculture | Total | Agriculture | Energetic | agriculture_final_demand_oil_energetic | Liquids | non-EU | Energy demand | 0.13511 | FEC
CH | TYNDP2026 | HEV | 2035 | TWh | 436 | Sub_sector | Agriculture | Total | Agriculture | Energetic | agriculture_final_demand_other_energetic | Others | non-EU | Energy demand | 0 | FEC
CH | TYNDP2026 | HEV | 2035 | TWh | 437 | Sub_sector | Agriculture | Total | Agriculture | Energetic | agriculture_final_demand_ammonia_energetic | Ammonia | non-EU | Energy demand | 0 | FEC
CH | TYNDP2026 | HEV | 2035 | TWh | 447 | Sub_sector | Buildings | Surplus Energy | Buildings | Energetic | GAP | Electricity | non-EU | Energy demand | 0 | FEC
CH | TYNDP2026 | HEV | 2035 | TWh | 448 | Sub_sector | Buildings | Surplus Energy | Buildings | Energetic | GAP | Hydrogen | non-EU | Energy demand | 0 | FEC
CH | TYNDP2026 | HEV | 2035 | TWh | 449 | Sub_sector | Buildings | Surplus Energy | Buildings | Energetic | GAP | Methane | non-EU | Energy demand | 0 | FEC
CH | TYNDP2026 | HEV | 2035 | TWh | 450 | Sub_sector | Buildings | Surplus Energy | Buildings | Energetic | GAP | Heat | non-EU | Energy demand | 0 | FEC
CH | TYNDP2026 | HEV | 2035 | TWh | 451 | Sub_sector | Buildings | Surplus Energy | Buildings | Energetic | GAP | Biomass | non-EU | Energy demand | 0.048923 | FEC
CH | TYNDP2026 | HEV | 2035 | TWh | 452 | Sub_sector | Buildings | Surplus Energy | Buildings | Energetic | GAP | Solids | non-EU | Energy demand | 0 | FEC
CH | TYNDP2026 | HEV | 2035 | TWh | 453 | Sub_sector | Buildings | Surplus Energy | Buildings | Energetic | GAP | Liquids | non-EU | Energy demand | 1.1521 | FEC
CH | TYNDP2026 | HEV | 2035 | TWh | 454 | Sub_sector | Buildings | Surplus Energy | Buildings | Energetic | GAP | Others | non-EU | Energy demand | 0 | FEC
CH | TYNDP2026 | HEV | 2035 | TWh | 455 | Sub_sector | Buildings | Surplus Energy | Buildings | Energetic | GAP | Ammonia | non-EU | Energy demand | 0 | FEC
CH | TYNDP2026 | HEV | 2035 | TWh | 456 | Sub_sector | Households | Surplus Energy | Households | Energetic | GAP | Electricity | non-EU | Energy demand | 0 | FEC
CH | TYNDP2026 | HEV | 2035 | TWh | 457 | Sub_sector | Households | Surplus Energy | Households | Energetic | GAP | Hydrogen | non-EU | Energy demand | 0 | FEC
CH | TYNDP2026 | HEV | 2035 | TWh | 458 | Sub_sector | Households | Surplus Energy | Households | Energetic | GAP | Methane | non-EU | Energy demand | 0 | FEC
CH | TYNDP2026 | HEV | 2035 | TWh | 459 | Sub_sector | Households | Surplus Energy | Households | Energetic | GAP | Heat | non-EU | Energy demand | 0 | FEC
CH | TYNDP2026 | HEV | 2035 | TWh | 460 | Sub_sector | Households | Surplus Energy | Households | Energetic | GAP | Biomass | non-EU | Energy demand | 0 | FEC
CH | TYNDP2026 | HEV | 2035 | TWh | 461 | Sub_sector | Households | Surplus Energy | Households | Energetic | GAP | Solids | non-EU | Energy demand | 0 | FEC
CH | TYNDP2026 | HEV | 2035 | TWh | 462 | Sub_sector | Households | Surplus Energy | Households | Energetic | GAP | Liquids | non-EU | Energy demand | 0 | FEC
CH | TYNDP2026 | HEV | 2035 | TWh | 463 | Sub_sector | Households | Surplus Energy | Households | Energetic | GAP | Others | non-EU | Energy demand | 0 | FEC
CH | TYNDP2026 | HEV | 2035 | TWh | 464 | Sub_sector | Households | Surplus Energy | Households | Energetic | GAP | Ammonia | non-EU | Energy demand | 0 | FEC
CH | TYNDP2026 | HEV | 2040 | TWh | 102 | Sub_sector | Industry | Aluminium | Industry (aluminium) | Energetic | industry_aluminium_demand_electricity_energetic | Electricity | non-EU | Energy demand | 0 | FEC
CH | TYNDP2026 | HEV | 2040 | TWh | 103 | Sub_sector | Industry | Aluminium | Industry (aluminium) | Energetic | industry_aluminium_demand_hydrogen_energetic | Hydrogen | non-EU | Energy demand | 0 | FEC
CH | TYNDP2026 | HEV | 2040 | TWh | 104 | Sub_sector | Industry | Aluminium | Industry (aluminium) | Energetic | industry_aluminium_demand_methane_energetic | Methane | non-EU | Energy demand | 0 | FEC
CH | TYNDP2026 | HEV | 2040 | TWh | 105 | Sub_sector | Industry | Aluminium | Industry (aluminium) | Energetic | industry_aluminium_demand_heat_energetic | Heat | non-EU | Energy demand | 0 | FEC
CH | TYNDP2026 | HEV | 2040 | TWh | 106 | Sub_sector | Industry | Aluminium | Industry (aluminium) | Energetic | industry_aluminium_demand_biomass_energetic | Biomass | non-EU | Energy demand | 0 | FEC
CH | TYNDP2026 | HEV | 2040 | TWh | 107 | Sub_sector | Industry | Aluminium | Industry (aluminium) | Energetic | industry_aluminium_demand_coal_energetic | Solids | non-EU | Energy demand | 0 | FEC
CH | TYNDP2026 | HEV | 2040 | TWh | 108 | Sub_sector | Industry | Aluminium | Industry (aluminium) | Energetic | industry_aluminium_demand_oil_energetic | Liquids | non-EU | Energy demand | 0 | FEC
CH | TYNDP2026 | HEV | 2040 | TWh | 109 | Sub_sector | Industry | Aluminium | Industry (aluminium) | Energetic | industry_aluminium_demand_others_energetic | Others | non-EU | Energy demand | 0 | FEC
CH | TYNDP2026 | HEV | 2040 | TWh | 110 | Sub_sector | Industry | Aluminium | Industry (aluminium) | Energetic | industry_ammonia_demand_others_energetic | Ammonia | non-EU | Energy demand | 0 | FEC
CH | TYNDP2026 | HEV | 2040 | TWh | 112 | Sub_sector | Industry | Chemicals | Industry (chemicals, energetic) | Energetic | industry_chemical_demand_electricity_energetic | Electricity | non-EU | Energy demand | 3.4074 | FEC
CH | TYNDP2026 | HEV | 2040 | TWh | 113 | Sub_sector | Industry | Chemicals | Industry (chemicals, energetic) | Energetic | industry_chemical_demand_hydrogen_energetic | Hydrogen | non-EU | Energy demand | 0 | FEC
CH | TYNDP2026 | HEV | 2040 | TWh | 114 | Sub_sector | Industry | Chemicals | Industry (chemicals, energetic) | Energetic | industry_chemical_demand_methane_energetic | Methane | non-EU | Energy demand | 2.6259 | FEC
CH | TYNDP2026 | HEV | 2040 | TWh | 115 | Sub_sector | Industry | Chemicals | Industry (chemicals, energetic) | Energetic | industry_chemical_demand_heat_energetic | Heat | non-EU | Energy demand | 1.1817 | FEC
CH | TYNDP2026 | HEV | 2040 | TWh | 116 | Sub_sector | Industry | Chemicals | Industry (chemicals, energetic) | Energetic | industry_chemical_demand_biomass_energetic | Biomass | non-EU | Energy demand | 0.34466 | FEC
CH | TYNDP2026 | HEV | 2040 | TWh | 117 | Sub_sector | Industry | Chemicals | Industry (chemicals, energetic) | Energetic | industry_chemical_demand_coal_energetic | Solids | non-EU | Energy demand | 0 | FEC
CH | TYNDP2026 | HEV | 2040 | TWh | 118 | Sub_sector | Industry | Chemicals | Industry (chemicals, energetic) | Energetic | industry_chemical_demand_oil_energetic | Liquids | non-EU | Energy demand | 0.14237 | FEC
CH | TYNDP2026 | HEV | 2040 | TWh | 119 | Sub_sector | Industry | Chemicals | Industry (chemicals, energetic) | Energetic | industry_chemical_demand_others_energetic | Others | non-EU | Energy demand | 0 | FEC
CH | TYNDP2026 | HEV | 2040 | TWh | 120 | Sub_sector | Industry | Chemicals | Industry (chemicals, energetic) | Energetic | industry_chemical_demand_ammonia_energetic | Ammonia | non-EU | Energy demand | 0 | FEC
CH | TYNDP2026 | HEV | 2040 | TWh | 122 | Sub_sector | Industry | Chemicals | Industry (chemicals, non-energetic) | Non-energetic | industry_chemical_demand_electricity_non_energetic | Electricity | non-EU | Energy demand | 0 | not_included_in_FEC
CH | TYNDP2026 | HEV | 2040 | TWh | 123 | Sub_sector | Industry | Chemicals | Industry (chemicals, non-energetic) | Non-energetic | industry_chemical_demand_hydrogen_non_energetic | Hydrogen | non-EU | Energy demand | 0 | not_included_in_FEC
CH | TYNDP2026 | HEV | 2040 | TWh | 124 | Sub_sector | Industry | Chemicals | Industry (chemicals, non-energetic) | Non-energetic | industry_chemical_demand_methane_non_energetic | Methane | non-EU | Energy demand | 0 | not_included_in_FEC
CH | TYNDP2026 | HEV | 2040 | TWh | 125 | Sub_sector | Industry | Chemicals | Industry (chemicals, non-energetic) | Non-energetic | industry_chemical_demand_heat_non_energetic | Heat | non-EU | Energy demand | 0 | not_included_in_FEC
CH | TYNDP2026 | HEV | 2040 | TWh | 126 | Sub_sector | Industry | Chemicals | Industry (chemicals, non-energetic) | Non-energetic | industry_chemical_demand_biomass_non_energetic | Biomass | non-EU | Energy demand | 0 | not_included_in_FEC
CH | TYNDP2026 | HEV | 2040 | TWh | 127 | Sub_sector | Industry | Chemicals | Industry (chemicals, non-energetic) | Non-energetic | industry_chemical_demand_coal_non_energetic | Solids | non-EU | Energy demand | 0 | not_included_in_FEC
CH | TYNDP2026 | HEV | 2040 | TWh | 128 | Sub_sector | Industry | Chemicals | Industry (chemicals, non-energetic) | Non-energetic | industry_chemical_demand_oil_non_energetic | Liquids | non-EU | Energy demand | 1.0482 | not_included_in_FEC
CH | TYNDP2026 | HEV | 2040 | TWh | 129 | Sub_sector | Industry | Chemicals | Industry (chemicals, non-energetic) | Non-energetic | industry_chemical_demand_others_non_energetic | Others | non-EU | Energy demand | 0 | not_included_in_FEC
CH | TYNDP2026 | HEV | 2040 | TWh | 130 | Sub_sector | Industry | Chemicals | Industry (chemicals, non-energetic) | Non-energetic | industry_chemical_demand_ammonia_non_energetic | Ammonia | non-EU | Energy demand | 0 | not_included_in_FEC
CH | TYNDP2026 | HEV | 2040 | TWh | 132 | Sub_sector | Industry | Fertilizers | Industry (fertilizers, energetic) | Energetic | industry_fertilizers_demand_electricity_energetic | Electricity | non-EU | Energy demand | 0 | FEC
CH | TYNDP2026 | HEV | 2040 | TWh | 133 | Sub_sector | Industry | Fertilizers | Industry (fertilizers, energetic) | Energetic | industry_fertilizers_demand_hydrogen_energetic | Hydrogen | non-EU | Energy demand | 0 | FEC
CH | TYNDP2026 | HEV | 2040 | TWh | 134 | Sub_sector | Industry | Fertilizers | Industry (fertilizers, energetic) | Energetic | industry_fertilizers_demand_methane_energetic | Methane | non-EU | Energy demand | 0 | FEC
CH | TYNDP2026 | HEV | 2040 | TWh | 135 | Sub_sector | Industry | Fertilizers | Industry (fertilizers, energetic) | Energetic | industry_fertilizers_demand_heat_energetic | Heat | non-EU | Energy demand | 0 | FEC
CH | TYNDP2026 | HEV | 2040 | TWh | 136 | Sub_sector | Industry | Fertilizers | Industry (fertilizers, energetic) | Energetic | industry_fertilizers_demand_biomass_energetic | Biomass | non-EU | Energy demand | 0 | FEC
CH | TYNDP2026 | HEV | 2040 | TWh | 137 | Sub_sector | Industry | Fertilizers | Industry (fertilizers, energetic) | Energetic | industry_fertilizers_demand_coal_energetic | Solids | non-EU | Energy demand | 0 | FEC
CH | TYNDP2026 | HEV | 2040 | TWh | 138 | Sub_sector | Industry | Fertilizers | Industry (fertilizers, energetic) | Energetic | industry_fertilizers_demand_oil_energetic | Liquids | non-EU | Energy demand | 0 | FEC
CH | TYNDP2026 | HEV | 2040 | TWh | 139 | Sub_sector | Industry | Fertilizers | Industry (fertilizers, energetic) | Energetic | industry_fertilizers_demand_others_energetic | Others | non-EU | Energy demand | 0 | FEC
CH | TYNDP2026 | HEV | 2040 | TWh | 140 | Sub_sector | Industry | Fertilizers | Industry (fertilizers, energetic) | Energetic | industry_fertilizers_demand_ammonia_energetic | Ammonia | non-EU | Energy demand | 0 | FEC
CH | TYNDP2026 | HEV | 2040 | TWh | 142 | Sub_sector | Industry | Fertilizers | Industry (fertilizers, non-energetic) | Non-energetic | industry_fertilizers_demand_electricity_non_energetic | Electricity | non-EU | Energy demand | 0 | not_included_in_FEC
CH | TYNDP2026 | HEV | 2040 | TWh | 143 | Sub_sector | Industry | Fertilizers | Industry (fertilizers, non-energetic) | Non-energetic | industry_fertilizers_demand_hydrogen_non_energetic | Hydrogen | non-EU | Energy demand | 0 | not_included_in_FEC
CH | TYNDP2026 | HEV | 2040 | TWh | 144 | Sub_sector | Industry | Fertilizers | Industry (fertilizers, non-energetic) | Non-energetic | industry_fertilizers_demand_methane_non_energetic | Methane | non-EU | Energy demand | 0 | not_included_in_FEC
CH | TYNDP2026 | HEV | 2040 | TWh | 145 | Sub_sector | Industry | Fertilizers | Industry (fertilizers, non-energetic) | Non-energetic | industry_fertilizers_demand_heat_non_energetic | Heat | non-EU | Energy demand | 0 | not_included_in_FEC
CH | TYNDP2026 | HEV | 2040 | TWh | 146 | Sub_sector | Industry | Fertilizers | Industry (fertilizers, non-energetic) | Non-energetic | industry_fertilizers_demand_biomass_non_energetic | Biomass | non-EU | Energy demand | 0 | not_included_in_FEC
CH | TYNDP2026 | HEV | 2040 | TWh | 147 | Sub_sector | Industry | Fertilizers | Industry (fertilizers, non-energetic) | Non-energetic | industry_fertilizers_demand_coal_non_energetic | Solids | non-EU | Energy demand | 0 | not_included_in_FEC
CH | TYNDP2026 | HEV | 2040 | TWh | 148 | Sub_sector | Industry | Fertilizers | Industry (fertilizers, non-energetic) | Non-energetic | industry_fertilizers_demand_oil_non_energetic | Liquids | non-EU | Energy demand | 0 | not_included_in_FEC
CH | TYNDP2026 | HEV | 2040 | TWh | 149 | Sub_sector | Industry | Fertilizers | Industry (fertilizers, non-energetic) | Non-energetic | industry_fertilizers_demand_others_non_energetic | Others | non-EU | Energy demand | 0 | not_included_in_FEC
CH | TYNDP2026 | HEV | 2040 | TWh | 150 | Sub_sector | Industry | Fertilizers | Industry (fertilizers, non-energetic) | Non-energetic | industry_fertilizers_demand_ammonia_non_energetic | Ammonia | non-EU | Energy demand | 0 | not_included_in_FEC
CH | TYNDP2026 | HEV | 2040 | TWh | 152 | Sub_sector | Industry | Food | Industry (food) | Energetic | industry_food_demand_electricity_energetic | Electricity | non-EU | Energy demand | 1.8502 | FEC
CH | TYNDP2026 | HEV | 2040 | TWh | 153 | Sub_sector | Industry | Food | Industry (food) | Energetic | industry_food_demand_hydrogen_energetic | Hydrogen | non-EU | Energy demand | 0 | FEC
CH | TYNDP2026 | HEV | 2040 | TWh | 154 | Sub_sector | Industry | Food | Industry (food) | Energetic | industry_food_demand_methane_energetic | Methane | non-EU | Energy demand | 1.8195 | FEC
CH | TYNDP2026 | HEV | 2040 | TWh | 155 | Sub_sector | Industry | Food | Industry (food) | Energetic | industry_food_demand_heat_energetic | Heat | non-EU | Energy demand | 0.069747 | FEC
CH | TYNDP2026 | HEV | 2040 | TWh | 156 | Sub_sector | Industry | Food | Industry (food) | Energetic | industry_food_demand_biomass_energetic | Biomass | non-EU | Energy demand | 0.0052102 | FEC
CH | TYNDP2026 | HEV | 2040 | TWh | 157 | Sub_sector | Industry | Food | Industry (food) | Energetic | industry_food_demand_coal_energetic | Solids | non-EU | Energy demand | 0.0065267 | FEC
CH | TYNDP2026 | HEV | 2040 | TWh | 158 | Sub_sector | Industry | Food | Industry (food) | Energetic | industry_food_demand_oil_energetic | Liquids | non-EU | Energy demand | 0.41978 | FEC
CH | TYNDP2026 | HEV | 2040 | TWh | 159 | Sub_sector | Industry | Food | Industry (food) | Energetic | industry_food_demand_others_energetic | Others | non-EU | Energy demand | 0 | FEC
CH | TYNDP2026 | HEV | 2040 | TWh | 160 | Sub_sector | Industry | Food | Industry (food) | Energetic | industry_food_demand_ammonia_energetic | Ammonia | non-EU | Energy demand | 0 | FEC
CH | TYNDP2026 | HEV | 2040 | TWh | 162 | Sub_sector | Industry | Metals | Industry (metal) | Energetic | industry_metal_demand_electricity_energetic | Electricity | non-EU | Energy demand | 0.21511 | FEC
CH | TYNDP2026 | HEV | 2040 | TWh | 163 | Sub_sector | Industry | Metals | Industry (metal) | Energetic | industry_metal_demand_hydrogen_energetic | Hydrogen | non-EU | Energy demand | 0 | FEC
CH | TYNDP2026 | HEV | 2040 | TWh | 164 | Sub_sector | Industry | Metals | Industry (metal) | Energetic | industry_metal_demand_methane_energetic | Methane | non-EU | Energy demand | 0.26385 | FEC
CH | TYNDP2026 | HEV | 2040 | TWh | 165 | Sub_sector | Industry | Metals | Industry (metal) | Energetic | industry_metal_demand_heat_energetic | Heat | non-EU | Energy demand | 0.00032639 | FEC
CH | TYNDP2026 | HEV | 2040 | TWh | 166 | Sub_sector | Industry | Metals | Industry (metal) | Energetic | industry_metal_demand_biomass_energetic | Biomass | non-EU | Energy demand | 0 | FEC
CH | TYNDP2026 | HEV | 2040 | TWh | 167 | Sub_sector | Industry | Metals | Industry (metal) | Energetic | industry_metal_demand_coal_energetic | Solids | non-EU | Energy demand | 0 | FEC
CH | TYNDP2026 | HEV | 2040 | TWh | 168 | Sub_sector | Industry | Metals | Industry (metal) | Energetic | industry_metal_demand_oil_energetic | Liquids | non-EU | Energy demand | 0.0084069 | FEC
CH | TYNDP2026 | HEV | 2040 | TWh | 169 | Sub_sector | Industry | Metals | Industry (metal) | Energetic | industry_metal_demand_others_energetic | Others | non-EU | Energy demand | 0 | FEC
CH | TYNDP2026 | HEV | 2040 | TWh | 170 | Sub_sector | Industry | Metals | Industry (metal) | Energetic | industry_metal_demand_ammonia_energetic | Ammonia | non-EU | Energy demand | 0 | FEC
CH | TYNDP2026 | HEV | 2040 | TWh | 172 | Sub_sector | Industry | Others | Industry (other, energetic) | Energetic | industry_other_demand_electricity_energetic | Electricity | non-EU | Energy demand | 6.5955 | FEC
CH | TYNDP2026 | HEV | 2040 | TWh | 173 | Sub_sector | Industry | Others | Industry (other, energetic) | Energetic | industry_other_demand_hydrogen_energetic | Hydrogen | non-EU | Energy demand | 0 | FEC
CH | TYNDP2026 | HEV | 2040 | TWh | 174 | Sub_sector | Industry | Others | Industry (other, energetic) | Energetic | industry_other_demand_methane_energetic | Methane | non-EU | Energy demand | 0 | FEC
CH | TYNDP2026 | HEV | 2040 | TWh | 175 | Sub_sector | Industry | Others | Industry (other, energetic) | Energetic | industry_other_demand_heat_energetic | Heat | non-EU | Energy demand | 2.153 | FEC
CH | TYNDP2026 | HEV | 2040 | TWh | 176 | Sub_sector | Industry | Others | Industry (other, energetic) | Energetic | industry_other_demand_biomass_energetic | Biomass | non-EU | Energy demand | 4.4406 | FEC
CH | TYNDP2026 | HEV | 2040 | TWh | 177 | Sub_sector | Industry | Others | Industry (other, energetic) | Energetic | industry_other_demand_coal_energetic | Solids | non-EU | Energy demand | 0 | FEC
CH | TYNDP2026 | HEV | 2040 | TWh | 178 | Sub_sector | Industry | Others | Industry (other, energetic) | Energetic | industry_other_demand_oil_energetic | Liquids | non-EU | Energy demand | 0.26721 | FEC
CH | TYNDP2026 | HEV | 2040 | TWh | 179 | Sub_sector | Industry | Others | Industry (other, energetic) | Energetic | industry_other_demand_others_energetic | Others | non-EU | Energy demand | 0 | FEC
CH | TYNDP2026 | HEV | 2040 | TWh | 180 | Sub_sector | Industry | Others | Industry (other, energetic) | Energetic | industry_other_demand_ammonia_energetic | Ammonia | non-EU | Energy demand | 0 | FEC
CH | TYNDP2026 | HEV | 2040 | TWh | 182 | Sub_sector | Industry | Others | Industry (other, non-energetic) | Non-energetic | industry_other_demand_electricity_non_energetic | Electricity | non-EU | Energy demand | 0 | not_included_in_FEC
CH | TYNDP2026 | HEV | 2040 | TWh | 183 | Sub_sector | Industry | Others | Industry (other, non-energetic) | Non-energetic | industry_other_demand_hydrogen_non_energetic | Hydrogen | non-EU | Energy demand | 0 | not_included_in_FEC
CH | TYNDP2026 | HEV | 2040 | TWh | 184 | Sub_sector | Industry | Others | Industry (other, non-energetic) | Non-energetic | industry_other_demand_methane_non_energetic | Methane | non-EU | Energy demand | 0 | not_included_in_FEC
CH | TYNDP2026 | HEV | 2040 | TWh | 185 | Sub_sector | Industry | Others | Industry (other, non-energetic) | Non-energetic | industry_other_demand_heat_non_energetic | Heat | non-EU | Energy demand | 0 | not_included_in_FEC
CH | TYNDP2026 | HEV | 2040 | TWh | 186 | Sub_sector | Industry | Others | Industry (other, non-energetic) | Non-energetic | industry_other_demand_biomass_non_energetic | Biomass | non-EU | Energy demand | 0 | not_included_in_FEC
CH | TYNDP2026 | HEV | 2040 | TWh | 187 | Sub_sector | Industry | Others | Industry (other, non-energetic) | Non-energetic | industry_other_demand_coal_non_energetic | Solids | non-EU | Energy demand | 0 | not_included_in_FEC
CH | TYNDP2026 | HEV | 2040 | TWh | 188 | Sub_sector | Industry | Others | Industry (other, non-energetic) | Non-energetic | industry_other_demand_oil_non_energetic | Liquids | non-EU | Energy demand | 4.1944 | not_included_in_FEC
CH | TYNDP2026 | HEV | 2040 | TWh | 189 | Sub_sector | Industry | Others | Industry (other, non-energetic) | Non-energetic | industry_other_demand_others_non_energetic | Others | non-EU | Energy demand | 0 | not_included_in_FEC
CH | TYNDP2026 | HEV | 2040 | TWh | 190 | Sub_sector | Industry | Others | Industry (other, non-energetic) | Non-energetic | industry_other_demand_ammonia_non_energetic | Ammonia | non-EU | Energy demand | 0 | not_included_in_FEC
CH | TYNDP2026 | HEV | 2040 | TWh | 192 | Sub_sector | Industry | Paper | Industry (paper) | Energetic | industry_paper_demand_electricity_energetic | Electricity | non-EU | Energy demand | 1.0607 | FEC
CH | TYNDP2026 | HEV | 2040 | TWh | 193 | Sub_sector | Industry | Paper | Industry (paper) | Energetic | industry_paper_demand_hydrogen_energetic | Hydrogen | non-EU | Energy demand | 0 | FEC
CH | TYNDP2026 | HEV | 2040 | TWh | 194 | Sub_sector | Industry | Paper | Industry (paper) | Energetic | industry_paper_demand_methane_energetic | Methane | non-EU | Energy demand | 0.35378 | FEC
CH | TYNDP2026 | HEV | 2040 | TWh | 195 | Sub_sector | Industry | Paper | Industry (paper) | Energetic | industry_paper_demand_heat_energetic | Heat | non-EU | Energy demand | 0.53822 | FEC
CH | TYNDP2026 | HEV | 2040 | TWh | 196 | Sub_sector | Industry | Paper | Industry (paper) | Energetic | industry_paper_demand_biomass_energetic | Biomass | non-EU | Energy demand | 0.2675 | FEC
CH | TYNDP2026 | HEV | 2040 | TWh | 197 | Sub_sector | Industry | Paper | Industry (paper) | Energetic | industry_paper_demand_coal_energetic | Solids | non-EU | Energy demand | 0 | FEC
CH | TYNDP2026 | HEV | 2040 | TWh | 198 | Sub_sector | Industry | Paper | Industry (paper) | Energetic | industry_paper_demand_oil_energetic | Liquids | non-EU | Energy demand | 0.068456 | FEC
CH | TYNDP2026 | HEV | 2040 | TWh | 199 | Sub_sector | Industry | Paper | Industry (paper) | Energetic | industry_paper_demand_others_energetic | Others | non-EU | Energy demand | 0 | FEC
CH | TYNDP2026 | HEV | 2040 | TWh | 200 | Sub_sector | Industry | Paper | Industry (paper) | Energetic | industry_paper_demand_ammonia_energetic | Ammonia | non-EU | Energy demand | 0 | FEC
CH | TYNDP2026 | HEV | 2040 | TWh | 202 | Sub_sector | Industry | Refineries | Industry (refineries, energetic) | Energetic | industry_refinery_demand_electricity_energetic | Electricity | non-EU | Energy demand | 0 | not_included_in_FEC
CH | TYNDP2026 | HEV | 2040 | TWh | 203 | Sub_sector | Industry | Refineries | Industry (refineries, energetic) | Energetic | industry_refinery_demand_hydrogen_energetic | Hydrogen | non-EU | Energy demand | 0 | not_included_in_FEC
CH | TYNDP2026 | HEV | 2040 | TWh | 204 | Sub_sector | Industry | Refineries | Industry (refineries, energetic) | Energetic | industry_refinery_demand_methane_energetic | Methane | non-EU | Energy demand | 1.259 | not_included_in_FEC
CH | TYNDP2026 | HEV | 2040 | TWh | 205 | Sub_sector | Industry | Refineries | Industry (refineries, energetic) | Energetic | industry_refinery_demand_heat_energetic | Heat | non-EU | Energy demand | 0 | not_included_in_FEC
CH | TYNDP2026 | HEV | 2040 | TWh | 206 | Sub_sector | Industry | Refineries | Industry (refineries, energetic) | Energetic | industry_refinery_demand_biomass_energetic | Biomass | non-EU | Energy demand | 0 | not_included_in_FEC
CH | TYNDP2026 | HEV | 2040 | TWh | 207 | Sub_sector | Industry | Refineries | Industry (refineries, energetic) | Energetic | industry_refinery_demand_coal_energetic | Solids | non-EU | Energy demand | 0 | not_included_in_FEC
CH | TYNDP2026 | HEV | 2040 | TWh | 208 | Sub_sector | Industry | Refineries | Industry (refineries, energetic) | Energetic | industry_refinery_demand_oil_energetic | Liquids | non-EU | Energy demand | 0 | not_included_in_FEC
CH | TYNDP2026 | HEV | 2040 | TWh | 209 | Sub_sector | Industry | Refineries | Industry (refineries, energetic) | Energetic | industry_refinery_demand_others_energetic | Others | non-EU | Energy demand | 0 | not_included_in_FEC
CH | TYNDP2026 | HEV | 2040 | TWh | 210 | Sub_sector | Industry | Refineries | Industry (refineries, energetic) | Energetic | industry_refinery_demand_ammonia_energetic | Ammonia | non-EU | Energy demand | 0 | not_included_in_FEC
CH | TYNDP2026 | HEV | 2040 | TWh | 212 | Sub_sector | Industry | Refineries | Industry (refineries, non-energetic) | Non-energetic | industry_refinery_demand_electricity_non_energetic | Electricity | non-EU | Energy demand | 0 | not_included_in_FEC
CH | TYNDP2026 | HEV | 2040 | TWh | 213 | Sub_sector | Industry | Refineries | Industry (refineries, non-energetic) | Non-energetic | industry_refinery_demand_hydrogen_non_energetic | Hydrogen | non-EU | Energy demand | 0 | not_included_in_FEC
CH | TYNDP2026 | HEV | 2040 | TWh | 214 | Sub_sector | Industry | Refineries | Industry (refineries, non-energetic) | Non-energetic | industry_refinery_demand_methane_non_energetic | Methane | non-EU | Energy demand | 0 | not_included_in_FEC
CH | TYNDP2026 | HEV | 2040 | TWh | 215 | Sub_sector | Industry | Refineries | Industry (refineries, non-energetic) | Non-energetic | industry_refinery_demand_heat_non_energetic | Heat | non-EU | Energy demand | 0 | not_included_in_FEC
CH | TYNDP2026 | HEV | 2040 | TWh | 216 | Sub_sector | Industry | Refineries | Industry (refineries, non-energetic) | Non-energetic | industry_refinery_demand_biomass_non_energetic | Biomass | non-EU | Energy demand | 0 | not_included_in_FEC
CH | TYNDP2026 | HEV | 2040 | TWh | 217 | Sub_sector | Industry | Refineries | Industry (refineries, non-energetic) | Non-energetic | industry_refinery_demand_coal_non_energetic | Solids | non-EU | Energy demand | 0 | not_included_in_FEC
CH | TYNDP2026 | HEV | 2040 | TWh | 218 | Sub_sector | Industry | Refineries | Industry (refineries, non-energetic) | Non-energetic | industry_refinery_demand_oil_non_energetic | Liquids | non-EU | Energy demand | 0 | not_included_in_FEC
CH | TYNDP2026 | HEV | 2040 | TWh | 219 | Sub_sector | Industry | Refineries | Industry (refineries, non-energetic) | Non-energetic | industry_refinery_demand_others_non_energetic | Others | non-EU | Energy demand | 0 | not_included_in_FEC
CH | TYNDP2026 | HEV | 2040 | TWh | 220 | Sub_sector | Industry | Refineries | Industry (refineries, non-energetic) | Non-energetic | industry_refinery_demand_ammonia_non_energetic | Ammonia | non-EU | Energy demand | 0 | not_included_in_FEC
CH | TYNDP2026 | HEV | 2040 | TWh | 222 | Sub_sector | Industry | Steel | Industry (steel) | Energetic | industry_steel_demand_electricity_energetic | Electricity | non-EU | Energy demand | 1.2834 | FEC
CH | TYNDP2026 | HEV | 2040 | TWh | 223 | Sub_sector | Industry | Steel | Industry (steel) | Energetic | industry_steel_demand_hydrogen_energetic | Hydrogen | non-EU | Energy demand | 0 | FEC
CH | TYNDP2026 | HEV | 2040 | TWh | 224 | Sub_sector | Industry | Steel | Industry (steel) | Energetic | industry_steel_demand_methane_energetic | Methane | non-EU | Energy demand | 1.0461 | FEC
CH | TYNDP2026 | HEV | 2040 | TWh | 225 | Sub_sector | Industry | Steel | Industry (steel) | Energetic | industry_steel_demand_heat_energetic | Heat | non-EU | Energy demand | 0 | FEC
CH | TYNDP2026 | HEV | 2040 | TWh | 226 | Sub_sector | Industry | Steel | Industry (steel) | Energetic | industry_steel_demand_biomass_energetic | Biomass | non-EU | Energy demand | 0.035776 | FEC
CH | TYNDP2026 | HEV | 2040 | TWh | 227 | Sub_sector | Industry | Steel | Industry (steel) | Energetic | industry_steel_demand_coal_energetic | Solids | non-EU | Energy demand | 0.095463 | FEC
CH | TYNDP2026 | HEV | 2040 | TWh | 228 | Sub_sector | Industry | Steel | Industry (steel) | Energetic | industry_steel_demand_oil_energetic | Liquids | non-EU | Energy demand | 0.027488 | FEC
CH | TYNDP2026 | HEV | 2040 | TWh | 229 | Sub_sector | Industry | Steel | Industry (steel) | Energetic | industry_steel_demand_others_energetic | Others | non-EU | Energy demand | 0 | FEC
CH | TYNDP2026 | HEV | 2040 | TWh | 230 | Sub_sector | Industry | Steel | Industry (steel) | Energetic | industry_steel_demand_ammonia_energetic | Ammonia | non-EU | Energy demand | 0 | FEC
CH | TYNDP2026 | HEV | 2040 | TWh | 232 | Sub_sector | Transport | Cars | Transport (cars) | Energetic | transport_cars_final_demand_electricity | Electricity | non-EU | Energy demand | 9.4031 | FEC
CH | TYNDP2026 | HEV | 2040 | TWh | 233 | Sub_sector | Transport | Cars | Transport (cars) | Energetic | transport_cars_final_demand_hydrogen | Hydrogen | non-EU | Energy demand | 1.414 | FEC
CH | TYNDP2026 | HEV | 2040 | TWh | 234 | Sub_sector | Transport | Cars | Transport (cars) | Energetic | transport_cars_final_demand_methane | Methane | non-EU | Energy demand | 1.0015 | FEC
CH | TYNDP2026 | HEV | 2040 | TWh | 235 | Sub_sector | Transport | Cars | Transport (cars) | Energetic | transport_cars_final_demand_heat | Heat | non-EU | Energy demand | 0 | FEC
CH | TYNDP2026 | HEV | 2040 | TWh | 236 | Sub_sector | Transport | Cars | Transport (cars) | Energetic | transport_cars_final_demand_biomass | Biomass | non-EU | Energy demand | 0 | FEC
CH | TYNDP2026 | HEV | 2040 | TWh | 237 | Sub_sector | Transport | Cars | Transport (cars) | Energetic | transport_cars_final_demand_coal | Solids | non-EU | Energy demand | 0 | FEC
CH | TYNDP2026 | HEV | 2040 | TWh | 238 | Sub_sector | Transport | Cars | Transport (cars) | Energetic | transport_cars_final_demand_oil | Liquids | non-EU | Energy demand | 16.0271 | FEC
CH | TYNDP2026 | HEV | 2040 | TWh | 239 | Sub_sector | Transport | Cars | Transport (cars) | Energetic | transport_cars_final_demand_other | Others | non-EU | Energy demand | 0 | FEC
CH | TYNDP2026 | HEV | 2040 | TWh | 240 | Sub_sector | Transport | Cars | Transport (cars) | Energetic | transport_cars_final_demand_ammonia | Ammonia | non-EU | Energy demand | 0 | FEC
CH | TYNDP2026 | HEV | 2040 | TWh | 242 | Sub_sector | Transport | Busses | Transport (busses) | Energetic | transport_busses_final_demand_electricity | Electricity | non-EU | Energy demand | 0.11876 | FEC
CH | TYNDP2026 | HEV | 2040 | TWh | 243 | Sub_sector | Transport | Busses | Transport (busses) | Energetic | transport_busses_final_demand_hydrogen | Hydrogen | non-EU | Energy demand | 0.00086805 | FEC
CH | TYNDP2026 | HEV | 2040 | TWh | 244 | Sub_sector | Transport | Busses | Transport (busses) | Energetic | transport_busses_final_demand_methane | Methane | non-EU | Energy demand | 0.18138 | FEC
CH | TYNDP2026 | HEV | 2040 | TWh | 245 | Sub_sector | Transport | Busses | Transport (busses) | Energetic | transport_busses_final_demand_heat | Heat | non-EU | Energy demand | 0 | FEC
CH | TYNDP2026 | HEV | 2040 | TWh | 246 | Sub_sector | Transport | Busses | Transport (busses) | Energetic | transport_busses_final_demand_biomass | Biomass | non-EU | Energy demand | 0 | FEC
CH | TYNDP2026 | HEV | 2040 | TWh | 247 | Sub_sector | Transport | Busses | Transport (busses) | Energetic | transport_busses_final_demand_coal | Solids | non-EU | Energy demand | 0 | FEC
CH | TYNDP2026 | HEV | 2040 | TWh | 248 | Sub_sector | Transport | Busses | Transport (busses) | Energetic | transport_busses_final_demand_oil | Liquids | non-EU | Energy demand | 0.96644 | FEC
CH | TYNDP2026 | HEV | 2040 | TWh | 249 | Sub_sector | Transport | Busses | Transport (busses) | Energetic | transport_busses_final_demand_other | Others | non-EU | Energy demand | 0 | FEC
CH | TYNDP2026 | HEV | 2040 | TWh | 250 | Sub_sector | Transport | Busses | Transport (busses) | Energetic | transport_busses_final_demand_ammonia | Ammonia | non-EU | Energy demand | 0 | FEC
CH | TYNDP2026 | HEV | 2040 | TWh | 252 | Sub_sector | Transport | Trucks | Transport (trucks) | Energetic | transport_trucks_final_demand_electricity | Electricity | non-EU | Energy demand | 0.26614 | FEC
CH | TYNDP2026 | HEV | 2040 | TWh | 253 | Sub_sector | Transport | Trucks | Transport (trucks) | Energetic | transport_trucks_final_demand_hydrogen | Hydrogen | non-EU | Energy demand | 0.62065 | FEC
CH | TYNDP2026 | HEV | 2040 | TWh | 254 | Sub_sector | Transport | Trucks | Transport (trucks) | Energetic | transport_trucks_final_demand_methane | Methane | non-EU | Energy demand | 0.69256 | FEC
CH | TYNDP2026 | HEV | 2040 | TWh | 255 | Sub_sector | Transport | Trucks | Transport (trucks) | Energetic | transport_trucks_final_demand_heat | Heat | non-EU | Energy demand | 0 | FEC
CH | TYNDP2026 | HEV | 2040 | TWh | 256 | Sub_sector | Transport | Trucks | Transport (trucks) | Energetic | transport_trucks_final_demand_biomass | Biomass | non-EU | Energy demand | 0 | FEC
CH | TYNDP2026 | HEV | 2040 | TWh | 257 | Sub_sector | Transport | Trucks | Transport (trucks) | Energetic | transport_trucks_final_demand_coal | Solids | non-EU | Energy demand | 0 | FEC
CH | TYNDP2026 | HEV | 2040 | TWh | 258 | Sub_sector | Transport | Trucks | Transport (trucks) | Energetic | transport_trucks_final_demand_oil | Liquids | non-EU | Energy demand | 6.0529 | FEC
CH | TYNDP2026 | HEV | 2040 | TWh | 259 | Sub_sector | Transport | Trucks | Transport (trucks) | Energetic | transport_trucks_final_demand_other | Others | non-EU | Energy demand | 0 | FEC
CH | TYNDP2026 | HEV | 2040 | TWh | 260 | Sub_sector | Transport | Trucks | Transport (trucks) | Energetic | transport_trucks_final_demand_ammonia | Ammonia | non-EU | Energy demand | 0 | FEC
CH | TYNDP2026 | HEV | 2040 | TWh | 262 | Sub_sector | Transport | Vans | Transport (vans) | Energetic | transport_vans_final_demand_electricity | Electricity | non-EU | Energy demand | 0.092694 | FEC
CH | TYNDP2026 | HEV | 2040 | TWh | 263 | Sub_sector | Transport | Vans | Transport (vans) | Energetic | transport_vans_final_demand_hydrogen | Hydrogen | non-EU | Energy demand | 0.003466 | FEC
CH | TYNDP2026 | HEV | 2040 | TWh | 264 | Sub_sector | Transport | Vans | Transport (vans) | Energetic | transport_vans_final_demand_methane | Methane | non-EU | Energy demand | 0 | FEC
CH | TYNDP2026 | HEV | 2040 | TWh | 265 | Sub_sector | Transport | Vans | Transport (vans) | Energetic | transport_vans_final_demand_heat | Heat | non-EU | Energy demand | 0 | FEC
CH | TYNDP2026 | HEV | 2040 | TWh | 266 | Sub_sector | Transport | Vans | Transport (vans) | Energetic | transport_vans_final_demand_biomass | Biomass | non-EU | Energy demand | 0 | FEC
CH | TYNDP2026 | HEV | 2040 | TWh | 267 | Sub_sector | Transport | Vans | Transport (vans) | Energetic | transport_vans_final_demand_coal | Solids | non-EU | Energy demand | 0 | FEC
CH | TYNDP2026 | HEV | 2040 | TWh | 268 | Sub_sector | Transport | Vans | Transport (vans) | Energetic | transport_vans_final_demand_oil | Liquids | non-EU | Energy demand | 1.0255 | FEC
CH | TYNDP2026 | HEV | 2040 | TWh | 269 | Sub_sector | Transport | Vans | Transport (vans) | Energetic | transport_vans_final_demand_other | Others | non-EU | Energy demand | 0 | FEC
CH | TYNDP2026 | HEV | 2040 | TWh | 270 | Sub_sector | Transport | Vans | Transport (vans) | Energetic | transport_vans_final_demand_ammonia | Ammonia | non-EU | Energy demand | 0 | FEC
CH | TYNDP2026 | HEV | 2040 | TWh | 272 | Sub_sector | Transport | Freight trains | Transport (trains) | Energetic | transport_trains_final_demand_electricity | Electricity | non-EU | Energy demand | 3.3523 | FEC
CH | TYNDP2026 | HEV | 2040 | TWh | 273 | Sub_sector | Transport | Freight trains | Transport (trains) | Energetic | transport_trains_final_demand_hydrogen | Hydrogen | non-EU | Energy demand | 0 | FEC
CH | TYNDP2026 | HEV | 2040 | TWh | 274 | Sub_sector | Transport | Freight trains | Transport (trains) | Energetic | transport_trains_final_demand_methane | Methane | non-EU | Energy demand | 0 | FEC
CH | TYNDP2026 | HEV | 2040 | TWh | 275 | Sub_sector | Transport | Freight trains | Transport (trains) | Energetic | transport_trains_final_demand_heat | Heat | non-EU | Energy demand | 0 | FEC
CH | TYNDP2026 | HEV | 2040 | TWh | 276 | Sub_sector | Transport | Freight trains | Transport (trains) | Energetic | transport_trains_final_demand_biomass | Biomass | non-EU | Energy demand | 0 | FEC
CH | TYNDP2026 | HEV | 2040 | TWh | 277 | Sub_sector | Transport | Freight trains | Transport (trains) | Energetic | transport_trains_final_demand_coal | Solids | non-EU | Energy demand | 0 | FEC
CH | TYNDP2026 | HEV | 2040 | TWh | 278 | Sub_sector | Transport | Freight trains | Transport (trains) | Energetic | transport_trains_final_demand_oil | Liquids | non-EU | Energy demand | 0 | FEC
CH | TYNDP2026 | HEV | 2040 | TWh | 279 | Sub_sector | Transport | Freight trains | Transport (trains) | Energetic | transport_trains_final_demand_other | Others | non-EU | Energy demand | 0 | FEC
CH | TYNDP2026 | HEV | 2040 | TWh | 280 | Sub_sector | Transport | Freight trains | Transport (trains) | Energetic | transport_trains_final_demand_ammonia | Ammonia | non-EU | Energy demand | 0 | FEC
CH | TYNDP2026 | HEV | 2040 | TWh | 282 | Sub_sector | Transport | Ships | Transport (ships) | Energetic | transport_ships_final_demand_electricity | Electricity | non-EU | Energy demand | 0 | FEC
CH | TYNDP2026 | HEV | 2040 | TWh | 283 | Sub_sector | Transport | Ships | Transport (ships) | Energetic | transport_ships_final_demand_hydrogen | Hydrogen | non-EU | Energy demand | 0 | FEC
CH | TYNDP2026 | HEV | 2040 | TWh | 284 | Sub_sector | Transport | Ships | Transport (ships) | Energetic | transport_ships_final_demand_methane | Methane | non-EU | Energy demand | 0 | FEC
CH | TYNDP2026 | HEV | 2040 | TWh | 285 | Sub_sector | Transport | Ships | Transport (ships) | Energetic | transport_ships_final_demand_heat | Heat | non-EU | Energy demand | 0 | FEC
CH | TYNDP2026 | HEV | 2040 | TWh | 286 | Sub_sector | Transport | Ships | Transport (ships) | Energetic | transport_ships_final_demand_biomass | Biomass | non-EU | Energy demand | 0 | FEC
CH | TYNDP2026 | HEV | 2040 | TWh | 287 | Sub_sector | Transport | Ships | Transport (ships) | Energetic | transport_ships_final_demand_coal | Solids | non-EU | Energy demand | 0 | FEC
CH | TYNDP2026 | HEV | 2040 | TWh | 288 | Sub_sector | Transport | Ships | Transport (ships) | Energetic | transport_ships_final_demand_oil | Liquids | non-EU | Energy demand | 0.00037371 | FEC
CH | TYNDP2026 | HEV | 2040 | TWh | 289 | Sub_sector | Transport | Ships | Transport (ships) | Energetic | transport_ships_final_demand_other | Others | non-EU | Energy demand | 0 | FEC
CH | TYNDP2026 | HEV | 2040 | TWh | 290 | Sub_sector | Transport | Ships | Transport (ships) | Energetic | transport_ships_final_demand_ammonia | Ammonia | non-EU | Energy demand | 0 | FEC
CH | TYNDP2026 | HEV | 2040 | TWh | 292 | Sub_sector | Transport | Planes | Transport (planes) | Energetic | transport_planes_final_demand_electricity | Electricity | non-EU | Energy demand | 0 | FEC
CH | TYNDP2026 | HEV | 2040 | TWh | 293 | Sub_sector | Transport | Planes | Transport (planes) | Energetic | transport_planes_final_demand_hydrogen | Hydrogen | non-EU | Energy demand | 0 | FEC
CH | TYNDP2026 | HEV | 2040 | TWh | 294 | Sub_sector | Transport | Planes | Transport (planes) | Energetic | transport_planes_final_demand_methane | Methane | non-EU | Energy demand | 0 | FEC
CH | TYNDP2026 | HEV | 2040 | TWh | 295 | Sub_sector | Transport | Planes | Transport (planes) | Energetic | transport_planes_final_demand_heat | Heat | non-EU | Energy demand | 0 | FEC
CH | TYNDP2026 | HEV | 2040 | TWh | 296 | Sub_sector | Transport | Planes | Transport (planes) | Energetic | transport_planes_final_demand_biomass | Biomass | non-EU | Energy demand | 0 | FEC
CH | TYNDP2026 | HEV | 2040 | TWh | 297 | Sub_sector | Transport | Planes | Transport (planes) | Energetic | transport_planes_final_demand_coal | Solids | non-EU | Energy demand | 0 | FEC
CH | TYNDP2026 | HEV | 2040 | TWh | 298 | Sub_sector | Transport | Planes | Transport (planes) | Energetic | transport_planes_final_demand_oil | Liquids | non-EU | Energy demand | 0.59465 | FEC
CH | TYNDP2026 | HEV | 2040 | TWh | 299 | Sub_sector | Transport | Planes | Transport (planes) | Energetic | transport_planes_final_demand_other | Others | non-EU | Energy demand | 0 | FEC
CH | TYNDP2026 | HEV | 2040 | TWh | 300 | Sub_sector | Transport | Planes | Transport (planes) | Energetic | transport_planes_final_demand_ammonia | Ammonia | non-EU | Energy demand | 0 | FEC
CH | TYNDP2026 | HEV | 2040 | TWh | 302 | Sub_sector | Transport | Others | Transport (others) | Energetic | transport_other_final_demand_electricity | Electricity | non-EU | Energy demand | 0 | FEC
CH | TYNDP2026 | HEV | 2040 | TWh | 303 | Sub_sector | Transport | Others | Transport (others) | Energetic | transport_other_final_demand_hydrogen | Hydrogen | non-EU | Energy demand | 0 | FEC
CH | TYNDP2026 | HEV | 2040 | TWh | 304 | Sub_sector | Transport | Others | Transport (others) | Energetic | transport_other_final_demand_methane | Methane | non-EU | Energy demand | 0 | FEC
CH | TYNDP2026 | HEV | 2040 | TWh | 305 | Sub_sector | Transport | Others | Transport (others) | Energetic | transport_other_final_demand_heat | Heat | non-EU | Energy demand | 0 | FEC
CH | TYNDP2026 | HEV | 2040 | TWh | 306 | Sub_sector | Transport | Others | Transport (others) | Energetic | transport_other_final_demand_biomass | Biomass | non-EU | Energy demand | 0 | FEC
CH | TYNDP2026 | HEV | 2040 | TWh | 307 | Sub_sector | Transport | Others | Transport (others) | Energetic | transport_other_final_demand_coal | Solids | non-EU | Energy demand | 0 | FEC
CH | TYNDP2026 | HEV | 2040 | TWh | 308 | Sub_sector | Transport | Others | Transport (others) | Energetic | transport_other_final_demand_oil | Liquids | non-EU | Energy demand | 0 | FEC
CH | TYNDP2026 | HEV | 2040 | TWh | 309 | Sub_sector | Transport | Others | Transport (others) | Energetic | transport_other_final_demand_other | Others | non-EU | Energy demand | 0 | FEC
CH | TYNDP2026 | HEV | 2040 | TWh | 310 | Sub_sector | Transport | Others | Transport (others) | Energetic | transport_other_final_demand_ammonia | Ammonia | non-EU | Energy demand | 0 | FEC
CH | TYNDP2026 | HEV | 2040 | TWh | 312 | Sub_sector | International transport | International aviation | Transport (int. aviation) | Energetic | transport_int_aviation_final_demand_electricity | Electricity | non-EU | Energy demand | 0 | FEC
CH | TYNDP2026 | HEV | 2040 | TWh | 313 | Sub_sector | International transport | International aviation | Transport (int. aviation) | Energetic | transport_int_aviation_final_demand_hydrogen | Hydrogen | non-EU | Energy demand | 0 | FEC
CH | TYNDP2026 | HEV | 2040 | TWh | 314 | Sub_sector | International transport | International aviation | Transport (int. aviation) | Energetic | transport_int_aviation_final_demand_methane | Methane | non-EU | Energy demand | 0 | FEC
CH | TYNDP2026 | HEV | 2040 | TWh | 315 | Sub_sector | International transport | International aviation | Transport (int. aviation) | Energetic | transport_int_aviation_final_demand_heat | Heat | non-EU | Energy demand | 0 | FEC
CH | TYNDP2026 | HEV | 2040 | TWh | 316 | Sub_sector | International transport | International aviation | Transport (int. aviation) | Energetic | transport_int_aviation_final_demand_biofuels | Biomass | non-EU | Energy demand | 0 | FEC
CH | TYNDP2026 | HEV | 2040 | TWh | 317 | Sub_sector | International transport | International aviation | Transport (int. aviation) | Energetic | transport_int_aviation_final_demand_coal | Solids | non-EU | Energy demand | 0 | FEC
CH | TYNDP2026 | HEV | 2040 | TWh | 318 | Sub_sector | International transport | International aviation | Transport (int. aviation) | Energetic | transport_int_aviation_final_demand_oil | Liquids | non-EU | Energy demand | 20.3474 | FEC
CH | TYNDP2026 | HEV | 2040 | TWh | 319 | Sub_sector | International transport | International aviation | Transport (int. aviation) | Energetic | transport_int_aviation_final_demand_other | Others | non-EU | Energy demand | 0 | FEC
CH | TYNDP2026 | HEV | 2040 | TWh | 320 | Sub_sector | International transport | International aviation | Transport (int. aviation) | Energetic | transport_int_aviation_final_demand_ammonia | Ammonia | non-EU | Energy demand | 0 | FEC
CH | TYNDP2026 | HEV | 2040 | TWh | 322 | Sub_sector | International transport | International shipping | Transport (int. shipping) | Energetic | transport_int_shipping_final_demand_electricity | Electricity | non-EU | Energy demand | 0 | not_included_in_FEC
CH | TYNDP2026 | HEV | 2040 | TWh | 323 | Sub_sector | International transport | International shipping | Transport (int. shipping) | Energetic | transport_int_shipping_final_demand_hydrogen | Hydrogen | non-EU | Energy demand | 0 | not_included_in_FEC
CH | TYNDP2026 | HEV | 2040 | TWh | 324 | Sub_sector | International transport | International shipping | Transport (int. shipping) | Energetic | transport_int_shipping_final_demand_methane | Methane | non-EU | Energy demand | 0 | not_included_in_FEC
CH | TYNDP2026 | HEV | 2040 | TWh | 325 | Sub_sector | International transport | International shipping | Transport (int. shipping) | Energetic | transport_int_shipping_final_demand_heat | Heat | non-EU | Energy demand | 0 | not_included_in_FEC
CH | TYNDP2026 | HEV | 2040 | TWh | 326 | Sub_sector | International transport | International shipping | Transport (int. shipping) | Energetic | transport_int_shipping_final_demand_biofuels | Biomass | non-EU | Energy demand | 0 | not_included_in_FEC
CH | TYNDP2026 | HEV | 2040 | TWh | 327 | Sub_sector | International transport | International shipping | Transport (int. shipping) | Energetic | transport_int_shipping_final_demand_coal | Solids | non-EU | Energy demand | 0 | not_included_in_FEC
CH | TYNDP2026 | HEV | 2040 | TWh | 328 | Sub_sector | International transport | International shipping | Transport (int. shipping) | Energetic | transport_int_shipping_final_demand_oil | Liquids | non-EU | Energy demand | 0 | not_included_in_FEC
CH | TYNDP2026 | HEV | 2040 | TWh | 329 | Sub_sector | International transport | International shipping | Transport (int. shipping) | Energetic | transport_int_shipping_final_demand_other | Others | non-EU | Energy demand | 0 | not_included_in_FEC
CH | TYNDP2026 | HEV | 2040 | TWh | 330 | Sub_sector | International transport | International shipping | Transport (int. shipping) | Energetic | transport_int_shipping_final_demand_ammonia | Ammonia | non-EU | Energy demand | 0 | not_included_in_FEC
CH | TYNDP2026 | HEV | 2040 | TWh | 332 | Sub_sector | Households | Space heating | Households (heating) | Energetic | households_heating_final_demand_electricity | Electricity | non-EU | Energy demand | 6.1827 | FEC
CH | TYNDP2026 | HEV | 2040 | TWh | 333 | Sub_sector | Households | Space heating | Households (heating) | Energetic | households_heating_final_demand_hydrogen | Hydrogen | non-EU | Energy demand | 0 | FEC
CH | TYNDP2026 | HEV | 2040 | TWh | 334 | Sub_sector | Households | Space heating | Households (heating) | Energetic | households_heating_final_demand_methane | Methane | non-EU | Energy demand | 5.7777 | FEC
CH | TYNDP2026 | HEV | 2040 | TWh | 335 | Sub_sector | Households | Space heating | Households (heating) | Energetic | households_heating_final_demand_heat | Heat | non-EU | Energy demand | 2.0768 | FEC
CH | TYNDP2026 | HEV | 2040 | TWh | 336 | Sub_sector | Households | Space heating | Households (heating) | Energetic | households_heating_final_demand_biomass | Biomass | non-EU | Energy demand | 2.3596 | FEC
CH | TYNDP2026 | HEV | 2040 | TWh | 337 | Sub_sector | Households | Space heating | Households (heating) | Energetic | households_heating_final_demand_coal | Solids | non-EU | Energy demand | 0 | FEC
CH | TYNDP2026 | HEV | 2040 | TWh | 338 | Sub_sector | Households | Space heating | Households (heating) | Energetic | households_heating_final_demand_oil | Liquids | non-EU | Energy demand | 3.2147 | FEC
CH | TYNDP2026 | HEV | 2040 | TWh | 339 | Sub_sector | Households | Space heating | Households (heating) | Energetic | households_heating_final_demand_other | Others | non-EU | Energy demand | 0 | FEC
CH | TYNDP2026 | HEV | 2040 | TWh | 340 | Sub_sector | Households | Space heating | Households (heating) | Energetic | households_heating_final_demand_ammonia | Ammonia | non-EU | Energy demand | 0 | FEC
CH | TYNDP2026 | HEV | 2040 | TWh | 343 | Sub_sector | Households | Cooling | Households (cooling) | Energetic | households_cooling_final_demand_electricity | Electricity | non-EU | Energy demand | 1.9347 | FEC
CH | TYNDP2026 | HEV | 2040 | TWh | 344 | Sub_sector | Households | Cooling | Households (cooling) | Energetic | households_cooling_final_demand_hydrogen | Hydrogen | non-EU | Energy demand | 0 | FEC
CH | TYNDP2026 | HEV | 2040 | TWh | 345 | Sub_sector | Households | Cooling | Households (cooling) | Energetic | households_cooling_final_demand_methane | Methane | non-EU | Energy demand | 0 | FEC
CH | TYNDP2026 | HEV | 2040 | TWh | 346 | Sub_sector | Households | Cooling | Households (cooling) | Energetic | households_cooling_final_demand_heat | Heat | non-EU | Energy demand | 0 | FEC
CH | TYNDP2026 | HEV | 2040 | TWh | 347 | Sub_sector | Households | Cooling | Households (cooling) | Energetic | households_cooling_final_demand_biomass | Biomass | non-EU | Energy demand | 0 | FEC
CH | TYNDP2026 | HEV | 2040 | TWh | 348 | Sub_sector | Households | Cooling | Households (cooling) | Energetic | households_cooling_final_demand_coal | Solids | non-EU | Energy demand | 0 | FEC
CH | TYNDP2026 | HEV | 2040 | TWh | 349 | Sub_sector | Households | Cooling | Households (cooling) | Energetic | households_cooling_final_demand_oil | Liquids | non-EU | Energy demand | 0 | FEC
CH | TYNDP2026 | HEV | 2040 | TWh | 350 | Sub_sector | Households | Cooling | Households (cooling) | Energetic | households_cooling_final_demand_other | Others | non-EU | Energy demand | 0 | FEC
CH | TYNDP2026 | HEV | 2040 | TWh | 351 | Sub_sector | Households | Cooling | Households (cooling) | Energetic | households_cooling_final_demand_ammonia | Ammonia | non-EU | Energy demand | 0 | FEC
CH | TYNDP2026 | HEV | 2040 | TWh | 354 | Sub_sector | Households | Hot water | Households (hot water) | Energetic | households_hot_water_final_demand_electricity | Electricity | non-EU | Energy demand | 1.5979 | FEC
CH | TYNDP2026 | HEV | 2040 | TWh | 355 | Sub_sector | Households | Hot water | Households (hot water) | Energetic | households_hot_water_final_demand_hydrogen | Hydrogen | non-EU | Energy demand | 0 | FEC
CH | TYNDP2026 | HEV | 2040 | TWh | 356 | Sub_sector | Households | Hot water | Households (hot water) | Energetic | households_hot_water_final_demand_methane | Methane | non-EU | Energy demand | 1.6393 | FEC
CH | TYNDP2026 | HEV | 2040 | TWh | 357 | Sub_sector | Households | Hot water | Households (hot water) | Energetic | households_hot_water_final_demand_heat | Heat | non-EU | Energy demand | 2.8762 | FEC
CH | TYNDP2026 | HEV | 2040 | TWh | 358 | Sub_sector | Households | Hot water | Households (hot water) | Energetic | households_hot_water_final_demand_biomass | Biomass | non-EU | Energy demand | 0.58048 | FEC
CH | TYNDP2026 | HEV | 2040 | TWh | 359 | Sub_sector | Households | Hot water | Households (hot water) | Energetic | households_hot_water_final_demand_coal | Solids | non-EU | Energy demand | 0 | FEC
CH | TYNDP2026 | HEV | 2040 | TWh | 360 | Sub_sector | Households | Hot water | Households (hot water) | Energetic | households_hot_water_final_demand_oil | Liquids | non-EU | Energy demand | 0.86802 | FEC
CH | TYNDP2026 | HEV | 2040 | TWh | 361 | Sub_sector | Households | Hot water | Households (hot water) | Energetic | households_hot_water_final_demand_other | Others | non-EU | Energy demand | 1.381 | FEC
CH | TYNDP2026 | HEV | 2040 | TWh | 362 | Sub_sector | Households | Hot water | Households (hot water) | Energetic | households_hot_water_final_demand_ammonia | Ammonia | non-EU | Energy demand | 0 | FEC
CH | TYNDP2026 | HEV | 2040 | TWh | 365 | Sub_sector | Households | Appliances | Households (appliances) | Energetic | households_appliances_final_demand_electricity | Electricity | non-EU | Energy demand | 9.4821 | FEC
CH | TYNDP2026 | HEV | 2040 | TWh | 366 | Sub_sector | Households | Appliances | Households (appliances) | Energetic | households_appliances_final_demand_hydrogen | Hydrogen | non-EU | Energy demand | 0 | FEC
CH | TYNDP2026 | HEV | 2040 | TWh | 367 | Sub_sector | Households | Appliances | Households (appliances) | Energetic | households_appliances_final_demand_methane | Methane | non-EU | Energy demand | 0.5216 | FEC
CH | TYNDP2026 | HEV | 2040 | TWh | 368 | Sub_sector | Households | Appliances | Households (appliances) | Energetic | households_appliances_final_demand_heat | Heat | non-EU | Energy demand | 0 | FEC
CH | TYNDP2026 | HEV | 2040 | TWh | 369 | Sub_sector | Households | Appliances | Households (appliances) | Energetic | households_appliances_final_demand_biomass | Biomass | non-EU | Energy demand | 0.070353 | FEC
CH | TYNDP2026 | HEV | 2040 | TWh | 370 | Sub_sector | Households | Appliances | Households (appliances) | Energetic | households_appliances_final_demand_coal | Solids | non-EU | Energy demand | 0 | FEC
CH | TYNDP2026 | HEV | 2040 | TWh | 371 | Sub_sector | Households | Appliances | Households (appliances) | Energetic | households_appliances_final_demand_oil | Liquids | non-EU | Energy demand | 0 | FEC
CH | TYNDP2026 | HEV | 2040 | TWh | 372 | Sub_sector | Households | Appliances | Households (appliances) | Energetic | households_appliances_final_demand_other | Others | non-EU | Energy demand | 0 | FEC
CH | TYNDP2026 | HEV | 2040 | TWh | 373 | Sub_sector | Households | Appliances | Households (appliances) | Energetic | households_appliances_final_demand_ammonia | Ammonia | non-EU | Energy demand | 0 | FEC
CH | TYNDP2026 | HEV | 2040 | TWh | 375 | Sub_sector | Buildings | Space heating | Buildings (heat) | Energetic | buildings_heat_final_demand_electricity | Electricity | non-EU | Energy demand | 5.2217 | FEC
CH | TYNDP2026 | HEV | 2040 | TWh | 376 | Sub_sector | Buildings | Space heating | Buildings (heat) | Energetic | buildings_heat_final_demand_hydrogen | Hydrogen | non-EU | Energy demand | 0 | FEC
CH | TYNDP2026 | HEV | 2040 | TWh | 377 | Sub_sector | Buildings | Space heating | Buildings (heat) | Energetic | buildings_heat_final_demand_methane | Methane | non-EU | Energy demand | 0.55732 | FEC
CH | TYNDP2026 | HEV | 2040 | TWh | 378 | Sub_sector | Buildings | Space heating | Buildings (heat) | Energetic | buildings_heat_final_demand_heat | Heat | non-EU | Energy demand | 2.3713 | FEC
CH | TYNDP2026 | HEV | 2040 | TWh | 379 | Sub_sector | Buildings | Space heating | Buildings (heat) | Energetic | buildings_heat_final_demand_biomass | Biomass | non-EU | Energy demand | 1.9034 | FEC
CH | TYNDP2026 | HEV | 2040 | TWh | 380 | Sub_sector | Buildings | Space heating | Buildings (heat) | Energetic | buildings_heat_final_demand_coal | Solids | non-EU | Energy demand | 0 | FEC
CH | TYNDP2026 | HEV | 2040 | TWh | 381 | Sub_sector | Buildings | Space heating | Buildings (heat) | Energetic | buildings_heat_final_demand_oil | Liquids | non-EU | Energy demand | 0 | FEC
CH | TYNDP2026 | HEV | 2040 | TWh | 382 | Sub_sector | Buildings | Space heating | Buildings (heat) | Energetic | buildings_heat_final_demand_other | Others | non-EU | Energy demand | 0.60819 | FEC
CH | TYNDP2026 | HEV | 2040 | TWh | 383 | Sub_sector | Buildings | Space heating | Buildings (heat) | Energetic | buildings_heat_final_demand_ammonia | Ammonia | non-EU | Energy demand | 0 | FEC
CH | TYNDP2026 | HEV | 2040 | TWh | 386 | Sub_sector | Buildings | Cooling | Buildings (cooling) | Energetic | buildings_cooling_final_demand_electricity | Electricity | non-EU | Energy demand | 1.4084 | FEC
CH | TYNDP2026 | HEV | 2040 | TWh | 387 | Sub_sector | Buildings | Cooling | Buildings (cooling) | Energetic | buildings_cooling_final_demand_hydrogen | Hydrogen | non-EU | Energy demand | 0 | FEC
CH | TYNDP2026 | HEV | 2040 | TWh | 388 | Sub_sector | Buildings | Cooling | Buildings (cooling) | Energetic | buildings_cooling_final_demand_methane | Methane | non-EU | Energy demand | 0.027247 | FEC
CH | TYNDP2026 | HEV | 2040 | TWh | 389 | Sub_sector | Buildings | Cooling | Buildings (cooling) | Energetic | buildings_cooling_final_demand_heat | Heat | non-EU | Energy demand | 0 | FEC
CH | TYNDP2026 | HEV | 2040 | TWh | 390 | Sub_sector | Buildings | Cooling | Buildings (cooling) | Energetic | buildings_cooling_final_demand_biomass | Biomass | non-EU | Energy demand | 0 | FEC
CH | TYNDP2026 | HEV | 2040 | TWh | 391 | Sub_sector | Buildings | Cooling | Buildings (cooling) | Energetic | buildings_cooling_final_demand_coal | Solids | non-EU | Energy demand | 0 | FEC
CH | TYNDP2026 | HEV | 2040 | TWh | 392 | Sub_sector | Buildings | Cooling | Buildings (cooling) | Energetic | buildings_cooling_final_demand_oil | Liquids | non-EU | Energy demand | 0 | FEC
CH | TYNDP2026 | HEV | 2040 | TWh | 393 | Sub_sector | Buildings | Cooling | Buildings (cooling) | Energetic | buildings_cooling_final_demand_other | Others | non-EU | Energy demand | 0 | FEC
CH | TYNDP2026 | HEV | 2040 | TWh | 394 | Sub_sector | Buildings | Cooling | Buildings (cooling) | Energetic | buildings_cooling_final_demand_ammonia | Ammonia | non-EU | Energy demand | 0 | FEC
CH | TYNDP2026 | HEV | 2040 | TWh | 397 | Sub_sector | Buildings | Appliances | Buildings (appliances) | Energetic | buildings_appliances_final_demand_electricity | Electricity | non-EU | Energy demand | 8.291 | FEC
CH | TYNDP2026 | HEV | 2040 | TWh | 398 | Sub_sector | Buildings | Appliances | Buildings (appliances) | Energetic | buildings_appliances_final_demand_hydrogen | Hydrogen | non-EU | Energy demand | 0 | FEC
CH | TYNDP2026 | HEV | 2040 | TWh | 399 | Sub_sector | Buildings | Appliances | Buildings (appliances) | Energetic | buildings_appliances_final_demand_methane | Methane | non-EU | Energy demand | 0.9794 | FEC
CH | TYNDP2026 | HEV | 2040 | TWh | 400 | Sub_sector | Buildings | Appliances | Buildings (appliances) | Energetic | buildings_appliances_final_demand_heat | Heat | non-EU | Energy demand | 0 | FEC
CH | TYNDP2026 | HEV | 2040 | TWh | 401 | Sub_sector | Buildings | Appliances | Buildings (appliances) | Energetic | buildings_appliances_final_demand_biomass | Biomass | non-EU | Energy demand | 0 | FEC
CH | TYNDP2026 | HEV | 2040 | TWh | 402 | Sub_sector | Buildings | Appliances | Buildings (appliances) | Energetic | buildings_appliances_final_demand_coal | Solids | non-EU | Energy demand | 0 | FEC
CH | TYNDP2026 | HEV | 2040 | TWh | 403 | Sub_sector | Buildings | Appliances | Buildings (appliances) | Energetic | buildings_appliances_final_demand_oil | Liquids | non-EU | Energy demand | 0 | FEC
CH | TYNDP2026 | HEV | 2040 | TWh | 404 | Sub_sector | Buildings | Appliances | Buildings (appliances) | Energetic | buildings_appliances_final_demand_other | Others | non-EU | Energy demand | 0 | FEC
CH | TYNDP2026 | HEV | 2040 | TWh | 405 | Sub_sector | Buildings | Appliances | Buildings (appliances) | Energetic | buildings_appliances_final_demand_ammonia | Ammonia | non-EU | Energy demand | 0 | FEC
CH | TYNDP2026 | HEV | 2040 | TWh | 407 | Sub_sector | Buildings | Datacenters | Datacenters & ICT | Energetic | datacentres_final_demand_electricity_energetic | Electricity | non-EU | Energy demand | 2.0171 | FEC
CH | TYNDP2026 | HEV | 2040 | TWh | 408 | Sub_sector | Buildings | Datacenters | Datacenters & ICT | Energetic | datacentres_final_demand_hydrogen_energetic | Hydrogen | non-EU | Energy demand | 0 | FEC
CH | TYNDP2026 | HEV | 2040 | TWh | 409 | Sub_sector | Buildings | Datacenters | Datacenters & ICT | Energetic | datacentres_final_demand_methane_energetic | Methane | non-EU | Energy demand | 0 | FEC
CH | TYNDP2026 | HEV | 2040 | TWh | 410 | Sub_sector | Buildings | Datacenters | Datacenters & ICT | Energetic | datacentres_final_demand_heat_energetic | Heat | non-EU | Energy demand | 0 | FEC
CH | TYNDP2026 | HEV | 2040 | TWh | 411 | Sub_sector | Buildings | Datacenters | Datacenters & ICT | Energetic | datacentres_final_demand_biomass_energetic | Biomass | non-EU | Energy demand | 0 | FEC
CH | TYNDP2026 | HEV | 2040 | TWh | 412 | Sub_sector | Buildings | Datacenters | Datacenters & ICT | Energetic | datacentres_final_demand_coal_energetic | Solids | non-EU | Energy demand | 0 | FEC
CH | TYNDP2026 | HEV | 2040 | TWh | 413 | Sub_sector | Buildings | Datacenters | Datacenters & ICT | Energetic | datacentres_final_demand_oil_energetic | Liquids | non-EU | Energy demand | 0 | FEC
CH | TYNDP2026 | HEV | 2040 | TWh | 414 | Sub_sector | Buildings | Datacenters | Datacenters & ICT | Energetic | datacentres_final_demand_other_energetic | Others | non-EU | Energy demand | 0 | FEC
CH | TYNDP2026 | HEV | 2040 | TWh | 415 | Sub_sector | Buildings | Datacenters | Datacenters & ICT | Energetic | datacentres_final_demand_ammonia_energetic | Ammonia | non-EU | Energy demand | 0 | FEC
CH | TYNDP2026 | HEV | 2040 | TWh | 417 | Sub_sector | Transport | Others_Sector | Others_Sector | Energetic | other_final_demand_electricity_energetic | Electricity | non-EU | Energy demand | 0 | FEC
CH | TYNDP2026 | HEV | 2040 | TWh | 418 | Sub_sector | Transport | Others_Sector | Others_Sector | Energetic | other_final_demand_hydrogen_energetic | Hydrogen | non-EU | Energy demand | 0 | FEC
CH | TYNDP2026 | HEV | 2040 | TWh | 419 | Sub_sector | Transport | Pipeline Transport | Others_Sector | Energetic | other_final_demand_methane_energetic | Methane | non-EU | Energy demand | 0.15245 | FEC
CH | TYNDP2026 | HEV | 2040 | TWh | 420 | Sub_sector | Transport | Others_Sector | Others_Sector | Energetic | other_final_demand_heat_energetic | Heat | non-EU | Energy demand | 0 | FEC
CH | TYNDP2026 | HEV | 2040 | TWh | 421 | Sub_sector | Transport | Others_Sector | Others_Sector | Energetic | other_final_demand_biomass_energetic | Biomass | non-EU | Energy demand | 0 | FEC
CH | TYNDP2026 | HEV | 2040 | TWh | 422 | Sub_sector | Transport | Others_Sector | Others_Sector | Energetic | other_final_demand_coal_energetic | Solids | non-EU | Energy demand | 0 | FEC
CH | TYNDP2026 | HEV | 2040 | TWh | 423 | Sub_sector | Transport | Others_Sector | Others_Sector | Energetic | other_final_demand_oil_energetic | Liquids | non-EU | Energy demand | 0.76286 | FEC
CH | TYNDP2026 | HEV | 2040 | TWh | 424 | Sub_sector | Others_Sector | Others_Sector | Others_Sector | Non-energetic | other_final_demand_oil_non_energetic | Liquids | non-EU | Energy demand | 0.11711 | not_included_in_FEC
CH | TYNDP2026 | HEV | 2040 | TWh | 425 | Sub_sector | Transport | Others_Sector | Others_Sector | Energetic | other_final_demand_other_energetic | Others | non-EU | Energy demand | 0 | FEC
CH | TYNDP2026 | HEV | 2040 | TWh | 426 | Sub_sector | Transport | Others_Sector | Others_Sector | Energetic | other_final_demand_ammonia_energetic | Ammonia | non-EU | Energy demand | 0 | FEC
CH | TYNDP2026 | HEV | 2040 | TWh | 427 | Sub_sector | Industry | Surplus_Heat_in_Industry | Surplus_Heat_in_Industry | Energetic | final_demand_of_industry_unused_local_production_steam_hot_water | Heat | non-EU | Energy demand | 0 | FEC
CH | TYNDP2026 | HEV | 2040 | TWh | 429 | Sub_sector | Agriculture | Total | Agriculture | Energetic | agriculture_final_demand_electricity_energetic | Electricity | non-EU | Energy demand | 0.65887 | FEC
CH | TYNDP2026 | HEV | 2040 | TWh | 430 | Sub_sector | Agriculture | Total | Agriculture | Energetic | agriculture_final_demand_hydrogen_energetic | Hydrogen | non-EU | Energy demand | 0 | FEC
CH | TYNDP2026 | HEV | 2040 | TWh | 431 | Sub_sector | Agriculture | Total | Agriculture | Energetic | agriculture_final_demand_methane_energetic | Methane | non-EU | Energy demand | 0.70684 | FEC
CH | TYNDP2026 | HEV | 2040 | TWh | 432 | Sub_sector | Agriculture | Total | Agriculture | Energetic | agriculture_final_demand_heat_energetic | Heat | non-EU | Energy demand | 0 | FEC
CH | TYNDP2026 | HEV | 2040 | TWh | 433 | Sub_sector | Agriculture | Total | Agriculture | Energetic | agriculture_final_demand_biomass_energetic | Biomass | non-EU | Energy demand | 0.55788 | FEC
CH | TYNDP2026 | HEV | 2040 | TWh | 434 | Sub_sector | Agriculture | Total | Agriculture | Energetic | agriculture_final_demand_coal_energetic | Solids | non-EU | Energy demand | 0 | FEC
CH | TYNDP2026 | HEV | 2040 | TWh | 435 | Sub_sector | Agriculture | Total | Agriculture | Energetic | agriculture_final_demand_oil_energetic | Liquids | non-EU | Energy demand | 0.28606 | FEC
CH | TYNDP2026 | HEV | 2040 | TWh | 436 | Sub_sector | Agriculture | Total | Agriculture | Energetic | agriculture_final_demand_other_energetic | Others | non-EU | Energy demand | 0 | FEC
CH | TYNDP2026 | HEV | 2040 | TWh | 437 | Sub_sector | Agriculture | Total | Agriculture | Energetic | agriculture_final_demand_ammonia_energetic | Ammonia | non-EU | Energy demand | 0 | FEC
CH | TYNDP2026 | HEV | 2040 | TWh | 447 | Sub_sector | Buildings | Surplus Energy | Buildings | Energetic | GAP | Electricity | non-EU | Energy demand | 0 | FEC
CH | TYNDP2026 | HEV | 2040 | TWh | 448 | Sub_sector | Buildings | Surplus Energy | Buildings | Energetic | GAP | Hydrogen | non-EU | Energy demand | 0 | FEC
CH | TYNDP2026 | HEV | 2040 | TWh | 449 | Sub_sector | Buildings | Surplus Energy | Buildings | Energetic | GAP | Methane | non-EU | Energy demand | 0 | FEC
CH | TYNDP2026 | HEV | 2040 | TWh | 450 | Sub_sector | Buildings | Surplus Energy | Buildings | Energetic | GAP | Heat | non-EU | Energy demand | 0 | FEC
CH | TYNDP2026 | HEV | 2040 | TWh | 451 | Sub_sector | Buildings | Surplus Energy | Buildings | Energetic | GAP | Biomass | non-EU | Energy demand | 0.046706 | FEC
CH | TYNDP2026 | HEV | 2040 | TWh | 452 | Sub_sector | Buildings | Surplus Energy | Buildings | Energetic | GAP | Solids | non-EU | Energy demand | 0 | FEC
CH | TYNDP2026 | HEV | 2040 | TWh | 453 | Sub_sector | Buildings | Surplus Energy | Buildings | Energetic | GAP | Liquids | non-EU | Energy demand | 1.0999 | FEC
CH | TYNDP2026 | HEV | 2040 | TWh | 454 | Sub_sector | Buildings | Surplus Energy | Buildings | Energetic | GAP | Others | non-EU | Energy demand | 0 | FEC
CH | TYNDP2026 | HEV | 2040 | TWh | 455 | Sub_sector | Buildings | Surplus Energy | Buildings | Energetic | GAP | Ammonia | non-EU | Energy demand | 0 | FEC
CH | TYNDP2026 | HEV | 2040 | TWh | 456 | Sub_sector | Households | Surplus Energy | Households | Energetic | GAP | Electricity | non-EU | Energy demand | 0 | FEC
CH | TYNDP2026 | HEV | 2040 | TWh | 457 | Sub_sector | Households | Surplus Energy | Households | Energetic | GAP | Hydrogen | non-EU | Energy demand | 0 | FEC
CH | TYNDP2026 | HEV | 2040 | TWh | 458 | Sub_sector | Households | Surplus Energy | Households | Energetic | GAP | Methane | non-EU | Energy demand | 0 | FEC
CH | TYNDP2026 | HEV | 2040 | TWh | 459 | Sub_sector | Households | Surplus Energy | Households | Energetic | GAP | Heat | non-EU | Energy demand | 0 | FEC
CH | TYNDP2026 | HEV | 2040 | TWh | 460 | Sub_sector | Households | Surplus Energy | Households | Energetic | GAP | Biomass | non-EU | Energy demand | 0 | FEC
CH | TYNDP2026 | HEV | 2040 | TWh | 461 | Sub_sector | Households | Surplus Energy | Households | Energetic | GAP | Solids | non-EU | Energy demand | 0 | FEC
CH | TYNDP2026 | HEV | 2040 | TWh | 462 | Sub_sector | Households | Surplus Energy | Households | Energetic | GAP | Liquids | non-EU | Energy demand | 0 | FEC
CH | TYNDP2026 | HEV | 2040 | TWh | 463 | Sub_sector | Households | Surplus Energy | Households | Energetic | GAP | Others | non-EU | Energy demand | 0 | FEC
CH | TYNDP2026 | HEV | 2040 | TWh | 464 | Sub_sector | Households | Surplus Energy | Households | Energetic | GAP | Ammonia | non-EU | Energy demand | 0 | FEC
CH | TYNDP2026 | LEV | 2035 | TWh | 102 | Sub_sector | Industry | Aluminium | Industry (aluminium) | Energetic | industry_aluminium_demand_electricity_energetic | Electricity | non-EU | Energy demand | 0 | FEC
CH | TYNDP2026 | LEV | 2035 | TWh | 103 | Sub_sector | Industry | Aluminium | Industry (aluminium) | Energetic | industry_aluminium_demand_hydrogen_energetic | Hydrogen | non-EU | Energy demand | 0 | FEC
CH | TYNDP2026 | LEV | 2035 | TWh | 104 | Sub_sector | Industry | Aluminium | Industry (aluminium) | Energetic | industry_aluminium_demand_methane_energetic | Methane | non-EU | Energy demand | 0 | FEC
CH | TYNDP2026 | LEV | 2035 | TWh | 105 | Sub_sector | Industry | Aluminium | Industry (aluminium) | Energetic | industry_aluminium_demand_heat_energetic | Heat | non-EU | Energy demand | 0 | FEC
CH | TYNDP2026 | LEV | 2035 | TWh | 106 | Sub_sector | Industry | Aluminium | Industry (aluminium) | Energetic | industry_aluminium_demand_biomass_energetic | Biomass | non-EU | Energy demand | 0 | FEC
CH | TYNDP2026 | LEV | 2035 | TWh | 107 | Sub_sector | Industry | Aluminium | Industry (aluminium) | Energetic | industry_aluminium_demand_coal_energetic | Solids | non-EU | Energy demand | 0 | FEC
CH | TYNDP2026 | LEV | 2035 | TWh | 108 | Sub_sector | Industry | Aluminium | Industry (aluminium) | Energetic | industry_aluminium_demand_oil_energetic | Liquids | non-EU | Energy demand | 0 | FEC
CH | TYNDP2026 | LEV | 2035 | TWh | 109 | Sub_sector | Industry | Aluminium | Industry (aluminium) | Energetic | industry_aluminium_demand_others_energetic | Others | non-EU | Energy demand | 0 | FEC
CH | TYNDP2026 | LEV | 2035 | TWh | 110 | Sub_sector | Industry | Aluminium | Industry (aluminium) | Energetic | industry_ammonia_demand_others_energetic | Ammonia | non-EU | Energy demand | 0 | FEC
CH | TYNDP2026 | LEV | 2035 | TWh | 112 | Sub_sector | Industry | Chemicals | Industry (chemicals, energetic) | Energetic | industry_chemical_demand_electricity_energetic | Electricity | non-EU | Energy demand | 2.9976 | FEC
CH | TYNDP2026 | LEV | 2035 | TWh | 113 | Sub_sector | Industry | Chemicals | Industry (chemicals, energetic) | Energetic | industry_chemical_demand_hydrogen_energetic | Hydrogen | non-EU | Energy demand | 0 | FEC
CH | TYNDP2026 | LEV | 2035 | TWh | 114 | Sub_sector | Industry | Chemicals | Industry (chemicals, energetic) | Energetic | industry_chemical_demand_methane_energetic | Methane | non-EU | Energy demand | 2.989 | FEC
CH | TYNDP2026 | LEV | 2035 | TWh | 115 | Sub_sector | Industry | Chemicals | Industry (chemicals, energetic) | Energetic | industry_chemical_demand_heat_energetic | Heat | non-EU | Energy demand | 0.5974 | FEC
CH | TYNDP2026 | LEV | 2035 | TWh | 116 | Sub_sector | Industry | Chemicals | Industry (chemicals, energetic) | Energetic | industry_chemical_demand_biomass_energetic | Biomass | non-EU | Energy demand | 0 | FEC
CH | TYNDP2026 | LEV | 2035 | TWh | 117 | Sub_sector | Industry | Chemicals | Industry (chemicals, energetic) | Energetic | industry_chemical_demand_coal_energetic | Solids | non-EU | Energy demand | 0 | FEC
CH | TYNDP2026 | LEV | 2035 | TWh | 118 | Sub_sector | Industry | Chemicals | Industry (chemicals, energetic) | Energetic | industry_chemical_demand_oil_energetic | Liquids | non-EU | Energy demand | 0.21413 | FEC
CH | TYNDP2026 | LEV | 2035 | TWh | 119 | Sub_sector | Industry | Chemicals | Industry (chemicals, energetic) | Energetic | industry_chemical_demand_others_energetic | Others | non-EU | Energy demand | 0 | FEC
CH | TYNDP2026 | LEV | 2035 | TWh | 120 | Sub_sector | Industry | Chemicals | Industry (chemicals, energetic) | Energetic | industry_chemical_demand_ammonia_energetic | Ammonia | non-EU | Energy demand | 0 | FEC
CH | TYNDP2026 | LEV | 2035 | TWh | 122 | Sub_sector | Industry | Chemicals | Industry (chemicals, non-energetic) | Non-energetic | industry_chemical_demand_electricity_non_energetic | Electricity | non-EU | Energy demand | 0 | not_included_in_FEC
CH | TYNDP2026 | LEV | 2035 | TWh | 123 | Sub_sector | Industry | Chemicals | Industry (chemicals, non-energetic) | Non-energetic | industry_chemical_demand_hydrogen_non_energetic | Hydrogen | non-EU | Energy demand | 0 | not_included_in_FEC
CH | TYNDP2026 | LEV | 2035 | TWh | 124 | Sub_sector | Industry | Chemicals | Industry (chemicals, non-energetic) | Non-energetic | industry_chemical_demand_methane_non_energetic | Methane | non-EU | Energy demand | 0 | not_included_in_FEC
CH | TYNDP2026 | LEV | 2035 | TWh | 125 | Sub_sector | Industry | Chemicals | Industry (chemicals, non-energetic) | Non-energetic | industry_chemical_demand_heat_non_energetic | Heat | non-EU | Energy demand | 0 | not_included_in_FEC
CH | TYNDP2026 | LEV | 2035 | TWh | 126 | Sub_sector | Industry | Chemicals | Industry (chemicals, non-energetic) | Non-energetic | industry_chemical_demand_biomass_non_energetic | Biomass | non-EU | Energy demand | 0 | not_included_in_FEC
CH | TYNDP2026 | LEV | 2035 | TWh | 127 | Sub_sector | Industry | Chemicals | Industry (chemicals, non-energetic) | Non-energetic | industry_chemical_demand_coal_non_energetic | Solids | non-EU | Energy demand | 0 | not_included_in_FEC
CH | TYNDP2026 | LEV | 2035 | TWh | 128 | Sub_sector | Industry | Chemicals | Industry (chemicals, non-energetic) | Non-energetic | industry_chemical_demand_oil_non_energetic | Liquids | non-EU | Energy demand | 0.92215 | not_included_in_FEC
CH | TYNDP2026 | LEV | 2035 | TWh | 129 | Sub_sector | Industry | Chemicals | Industry (chemicals, non-energetic) | Non-energetic | industry_chemical_demand_others_non_energetic | Others | non-EU | Energy demand | 0 | not_included_in_FEC
CH | TYNDP2026 | LEV | 2035 | TWh | 130 | Sub_sector | Industry | Chemicals | Industry (chemicals, non-energetic) | Non-energetic | industry_chemical_demand_ammonia_non_energetic | Ammonia | non-EU | Energy demand | 0 | not_included_in_FEC
CH | TYNDP2026 | LEV | 2035 | TWh | 132 | Sub_sector | Industry | Fertilizers | Industry (fertilizers, energetic) | Energetic | industry_fertilizers_demand_electricity_energetic | Electricity | non-EU | Energy demand | 0 | FEC
CH | TYNDP2026 | LEV | 2035 | TWh | 133 | Sub_sector | Industry | Fertilizers | Industry (fertilizers, energetic) | Energetic | industry_fertilizers_demand_hydrogen_energetic | Hydrogen | non-EU | Energy demand | 0 | FEC
CH | TYNDP2026 | LEV | 2035 | TWh | 134 | Sub_sector | Industry | Fertilizers | Industry (fertilizers, energetic) | Energetic | industry_fertilizers_demand_methane_energetic | Methane | non-EU | Energy demand | 0 | FEC
CH | TYNDP2026 | LEV | 2035 | TWh | 135 | Sub_sector | Industry | Fertilizers | Industry (fertilizers, energetic) | Energetic | industry_fertilizers_demand_heat_energetic | Heat | non-EU | Energy demand | 0 | FEC
CH | TYNDP2026 | LEV | 2035 | TWh | 136 | Sub_sector | Industry | Fertilizers | Industry (fertilizers, energetic) | Energetic | industry_fertilizers_demand_biomass_energetic | Biomass | non-EU | Energy demand | 0 | FEC
CH | TYNDP2026 | LEV | 2035 | TWh | 137 | Sub_sector | Industry | Fertilizers | Industry (fertilizers, energetic) | Energetic | industry_fertilizers_demand_coal_energetic | Solids | non-EU | Energy demand | 0 | FEC
CH | TYNDP2026 | LEV | 2035 | TWh | 138 | Sub_sector | Industry | Fertilizers | Industry (fertilizers, energetic) | Energetic | industry_fertilizers_demand_oil_energetic | Liquids | non-EU | Energy demand | 0 | FEC
CH | TYNDP2026 | LEV | 2035 | TWh | 139 | Sub_sector | Industry | Fertilizers | Industry (fertilizers, energetic) | Energetic | industry_fertilizers_demand_others_energetic | Others | non-EU | Energy demand | 0 | FEC
CH | TYNDP2026 | LEV | 2035 | TWh | 140 | Sub_sector | Industry | Fertilizers | Industry (fertilizers, energetic) | Energetic | industry_fertilizers_demand_ammonia_energetic | Ammonia | non-EU | Energy demand | 0 | FEC
CH | TYNDP2026 | LEV | 2035 | TWh | 142 | Sub_sector | Industry | Fertilizers | Industry (fertilizers, non-energetic) | Non-energetic | industry_fertilizers_demand_electricity_non_energetic | Electricity | non-EU | Energy demand | 0 | not_included_in_FEC
CH | TYNDP2026 | LEV | 2035 | TWh | 143 | Sub_sector | Industry | Fertilizers | Industry (fertilizers, non-energetic) | Non-energetic | industry_fertilizers_demand_hydrogen_non_energetic | Hydrogen | non-EU | Energy demand | 0 | not_included_in_FEC
CH | TYNDP2026 | LEV | 2035 | TWh | 144 | Sub_sector | Industry | Fertilizers | Industry (fertilizers, non-energetic) | Non-energetic | industry_fertilizers_demand_methane_non_energetic | Methane | non-EU | Energy demand | 0 | not_included_in_FEC
CH | TYNDP2026 | LEV | 2035 | TWh | 145 | Sub_sector | Industry | Fertilizers | Industry (fertilizers, non-energetic) | Non-energetic | industry_fertilizers_demand_heat_non_energetic | Heat | non-EU | Energy demand | 0 | not_included_in_FEC
CH | TYNDP2026 | LEV | 2035 | TWh | 146 | Sub_sector | Industry | Fertilizers | Industry (fertilizers, non-energetic) | Non-energetic | industry_fertilizers_demand_biomass_non_energetic | Biomass | non-EU | Energy demand | 0 | not_included_in_FEC
CH | TYNDP2026 | LEV | 2035 | TWh | 147 | Sub_sector | Industry | Fertilizers | Industry (fertilizers, non-energetic) | Non-energetic | industry_fertilizers_demand_coal_non_energetic | Solids | non-EU | Energy demand | 0 | not_included_in_FEC
CH | TYNDP2026 | LEV | 2035 | TWh | 148 | Sub_sector | Industry | Fertilizers | Industry (fertilizers, non-energetic) | Non-energetic | industry_fertilizers_demand_oil_non_energetic | Liquids | non-EU | Energy demand | 0 | not_included_in_FEC
CH | TYNDP2026 | LEV | 2035 | TWh | 149 | Sub_sector | Industry | Fertilizers | Industry (fertilizers, non-energetic) | Non-energetic | industry_fertilizers_demand_others_non_energetic | Others | non-EU | Energy demand | 0 | not_included_in_FEC
CH | TYNDP2026 | LEV | 2035 | TWh | 150 | Sub_sector | Industry | Fertilizers | Industry (fertilizers, non-energetic) | Non-energetic | industry_fertilizers_demand_ammonia_non_energetic | Ammonia | non-EU | Energy demand | 0 | not_included_in_FEC
CH | TYNDP2026 | LEV | 2035 | TWh | 152 | Sub_sector | Industry | Food | Industry (food) | Energetic | industry_food_demand_electricity_energetic | Electricity | non-EU | Energy demand | 1.7446 | FEC
CH | TYNDP2026 | LEV | 2035 | TWh | 153 | Sub_sector | Industry | Food | Industry (food) | Energetic | industry_food_demand_hydrogen_energetic | Hydrogen | non-EU | Energy demand | 0 | FEC
CH | TYNDP2026 | LEV | 2035 | TWh | 154 | Sub_sector | Industry | Food | Industry (food) | Energetic | industry_food_demand_methane_energetic | Methane | non-EU | Energy demand | 1.7156 | FEC
CH | TYNDP2026 | LEV | 2035 | TWh | 155 | Sub_sector | Industry | Food | Industry (food) | Energetic | industry_food_demand_heat_energetic | Heat | non-EU | Energy demand | 0.065765 | FEC
CH | TYNDP2026 | LEV | 2035 | TWh | 156 | Sub_sector | Industry | Food | Industry (food) | Energetic | industry_food_demand_biomass_energetic | Biomass | non-EU | Energy demand | 0.0049127 | FEC
CH | TYNDP2026 | LEV | 2035 | TWh | 157 | Sub_sector | Industry | Food | Industry (food) | Energetic | industry_food_demand_coal_energetic | Solids | non-EU | Energy demand | 0.0061541 | FEC
CH | TYNDP2026 | LEV | 2035 | TWh | 158 | Sub_sector | Industry | Food | Industry (food) | Energetic | industry_food_demand_oil_energetic | Liquids | non-EU | Energy demand | 0.39581 | FEC
CH | TYNDP2026 | LEV | 2035 | TWh | 159 | Sub_sector | Industry | Food | Industry (food) | Energetic | industry_food_demand_others_energetic | Others | non-EU | Energy demand | 0 | FEC
CH | TYNDP2026 | LEV | 2035 | TWh | 160 | Sub_sector | Industry | Food | Industry (food) | Energetic | industry_food_demand_ammonia_energetic | Ammonia | non-EU | Energy demand | 0 | FEC
CH | TYNDP2026 | LEV | 2035 | TWh | 162 | Sub_sector | Industry | Metals | Industry (metal) | Energetic | industry_metal_demand_electricity_energetic | Electricity | non-EU | Energy demand | 0.23662 | FEC
CH | TYNDP2026 | LEV | 2035 | TWh | 163 | Sub_sector | Industry | Metals | Industry (metal) | Energetic | industry_metal_demand_hydrogen_energetic | Hydrogen | non-EU | Energy demand | 0 | FEC
CH | TYNDP2026 | LEV | 2035 | TWh | 164 | Sub_sector | Industry | Metals | Industry (metal) | Energetic | industry_metal_demand_methane_energetic | Methane | non-EU | Energy demand | 0.29023 | FEC
CH | TYNDP2026 | LEV | 2035 | TWh | 165 | Sub_sector | Industry | Metals | Industry (metal) | Energetic | industry_metal_demand_heat_energetic | Heat | non-EU | Energy demand | 0.00035903 | FEC
CH | TYNDP2026 | LEV | 2035 | TWh | 166 | Sub_sector | Industry | Metals | Industry (metal) | Energetic | industry_metal_demand_biomass_energetic | Biomass | non-EU | Energy demand | 0 | FEC
CH | TYNDP2026 | LEV | 2035 | TWh | 167 | Sub_sector | Industry | Metals | Industry (metal) | Energetic | industry_metal_demand_coal_energetic | Solids | non-EU | Energy demand | 0 | FEC
CH | TYNDP2026 | LEV | 2035 | TWh | 168 | Sub_sector | Industry | Metals | Industry (metal) | Energetic | industry_metal_demand_oil_energetic | Liquids | non-EU | Energy demand | 0.0092476 | FEC
CH | TYNDP2026 | LEV | 2035 | TWh | 169 | Sub_sector | Industry | Metals | Industry (metal) | Energetic | industry_metal_demand_others_energetic | Others | non-EU | Energy demand | 0 | FEC
CH | TYNDP2026 | LEV | 2035 | TWh | 170 | Sub_sector | Industry | Metals | Industry (metal) | Energetic | industry_metal_demand_ammonia_energetic | Ammonia | non-EU | Energy demand | 0 | FEC
CH | TYNDP2026 | LEV | 2035 | TWh | 172 | Sub_sector | Industry | Others | Industry (other, energetic) | Energetic | industry_other_demand_electricity_energetic | Electricity | non-EU | Energy demand | 4.7539 | FEC
CH | TYNDP2026 | LEV | 2035 | TWh | 173 | Sub_sector | Industry | Others | Industry (other, energetic) | Energetic | industry_other_demand_hydrogen_energetic | Hydrogen | non-EU | Energy demand | 0 | FEC
CH | TYNDP2026 | LEV | 2035 | TWh | 174 | Sub_sector | Industry | Others | Industry (other, energetic) | Energetic | industry_other_demand_methane_energetic | Methane | non-EU | Energy demand | 1.9701 | FEC
CH | TYNDP2026 | LEV | 2035 | TWh | 175 | Sub_sector | Industry | Others | Industry (other, energetic) | Energetic | industry_other_demand_heat_energetic | Heat | non-EU | Energy demand | 2.0461 | FEC
CH | TYNDP2026 | LEV | 2035 | TWh | 176 | Sub_sector | Industry | Others | Industry (other, energetic) | Energetic | industry_other_demand_biomass_energetic | Biomass | non-EU | Energy demand | 3.9831 | FEC
CH | TYNDP2026 | LEV | 2035 | TWh | 177 | Sub_sector | Industry | Others | Industry (other, energetic) | Energetic | industry_other_demand_coal_energetic | Solids | non-EU | Energy demand | 0.25145 | FEC
CH | TYNDP2026 | LEV | 2035 | TWh | 178 | Sub_sector | Industry | Others | Industry (other, energetic) | Energetic | industry_other_demand_oil_energetic | Liquids | non-EU | Energy demand | 0.636 | FEC
CH | TYNDP2026 | LEV | 2035 | TWh | 179 | Sub_sector | Industry | Others | Industry (other, energetic) | Energetic | industry_other_demand_others_energetic | Others | non-EU | Energy demand | 0 | FEC
CH | TYNDP2026 | LEV | 2035 | TWh | 180 | Sub_sector | Industry | Others | Industry (other, energetic) | Energetic | industry_other_demand_ammonia_energetic | Ammonia | non-EU | Energy demand | 0 | FEC
CH | TYNDP2026 | LEV | 2035 | TWh | 182 | Sub_sector | Industry | Others | Industry (other, non-energetic) | Non-energetic | industry_other_demand_electricity_non_energetic | Electricity | non-EU | Energy demand | 0 | not_included_in_FEC
CH | TYNDP2026 | LEV | 2035 | TWh | 183 | Sub_sector | Industry | Others | Industry (other, non-energetic) | Non-energetic | industry_other_demand_hydrogen_non_energetic | Hydrogen | non-EU | Energy demand | 0 | not_included_in_FEC
CH | TYNDP2026 | LEV | 2035 | TWh | 184 | Sub_sector | Industry | Others | Industry (other, non-energetic) | Non-energetic | industry_other_demand_methane_non_energetic | Methane | non-EU | Energy demand | 0 | not_included_in_FEC
CH | TYNDP2026 | LEV | 2035 | TWh | 185 | Sub_sector | Industry | Others | Industry (other, non-energetic) | Non-energetic | industry_other_demand_heat_non_energetic | Heat | non-EU | Energy demand | 0 | not_included_in_FEC
CH | TYNDP2026 | LEV | 2035 | TWh | 186 | Sub_sector | Industry | Others | Industry (other, non-energetic) | Non-energetic | industry_other_demand_biomass_non_energetic | Biomass | non-EU | Energy demand | 0 | not_included_in_FEC
CH | TYNDP2026 | LEV | 2035 | TWh | 187 | Sub_sector | Industry | Others | Industry (other, non-energetic) | Non-energetic | industry_other_demand_coal_non_energetic | Solids | non-EU | Energy demand | 0 | not_included_in_FEC
CH | TYNDP2026 | LEV | 2035 | TWh | 188 | Sub_sector | Industry | Others | Industry (other, non-energetic) | Non-energetic | industry_other_demand_oil_non_energetic | Liquids | non-EU | Energy demand | 2.9711 | not_included_in_FEC
CH | TYNDP2026 | LEV | 2035 | TWh | 189 | Sub_sector | Industry | Others | Industry (other, non-energetic) | Non-energetic | industry_other_demand_others_non_energetic | Others | non-EU | Energy demand | 0 | not_included_in_FEC
CH | TYNDP2026 | LEV | 2035 | TWh | 190 | Sub_sector | Industry | Others | Industry (other, non-energetic) | Non-energetic | industry_other_demand_ammonia_non_energetic | Ammonia | non-EU | Energy demand | 0 | not_included_in_FEC
CH | TYNDP2026 | LEV | 2035 | TWh | 192 | Sub_sector | Industry | Paper | Industry (paper) | Energetic | industry_paper_demand_electricity_energetic | Electricity | non-EU | Energy demand | 0.99441 | FEC
CH | TYNDP2026 | LEV | 2035 | TWh | 193 | Sub_sector | Industry | Paper | Industry (paper) | Energetic | industry_paper_demand_hydrogen_energetic | Hydrogen | non-EU | Energy demand | 0 | FEC
CH | TYNDP2026 | LEV | 2035 | TWh | 194 | Sub_sector | Industry | Paper | Industry (paper) | Energetic | industry_paper_demand_methane_energetic | Methane | non-EU | Energy demand | 0.33168 | FEC
CH | TYNDP2026 | LEV | 2035 | TWh | 195 | Sub_sector | Industry | Paper | Industry (paper) | Energetic | industry_paper_demand_heat_energetic | Heat | non-EU | Energy demand | 0.5046 | FEC
CH | TYNDP2026 | LEV | 2035 | TWh | 196 | Sub_sector | Industry | Paper | Industry (paper) | Energetic | industry_paper_demand_biomass_energetic | Biomass | non-EU | Energy demand | 0.25079 | FEC
CH | TYNDP2026 | LEV | 2035 | TWh | 197 | Sub_sector | Industry | Paper | Industry (paper) | Energetic | industry_paper_demand_coal_energetic | Solids | non-EU | Energy demand | 0 | FEC
CH | TYNDP2026 | LEV | 2035 | TWh | 198 | Sub_sector | Industry | Paper | Industry (paper) | Energetic | industry_paper_demand_oil_energetic | Liquids | non-EU | Energy demand | 0.064179 | FEC
CH | TYNDP2026 | LEV | 2035 | TWh | 199 | Sub_sector | Industry | Paper | Industry (paper) | Energetic | industry_paper_demand_others_energetic | Others | non-EU | Energy demand | 0 | FEC
CH | TYNDP2026 | LEV | 2035 | TWh | 200 | Sub_sector | Industry | Paper | Industry (paper) | Energetic | industry_paper_demand_ammonia_energetic | Ammonia | non-EU | Energy demand | 0 | FEC
CH | TYNDP2026 | LEV | 2035 | TWh | 202 | Sub_sector | Industry | Refineries | Industry (refineries, energetic) | Energetic | industry_refinery_demand_electricity_energetic | Electricity | non-EU | Energy demand | 0 | not_included_in_FEC
CH | TYNDP2026 | LEV | 2035 | TWh | 203 | Sub_sector | Industry | Refineries | Industry (refineries, energetic) | Energetic | industry_refinery_demand_hydrogen_energetic | Hydrogen | non-EU | Energy demand | 0 | not_included_in_FEC
CH | TYNDP2026 | LEV | 2035 | TWh | 204 | Sub_sector | Industry | Refineries | Industry (refineries, energetic) | Energetic | industry_refinery_demand_methane_energetic | Methane | non-EU | Energy demand | 0 | not_included_in_FEC
CH | TYNDP2026 | LEV | 2035 | TWh | 205 | Sub_sector | Industry | Refineries | Industry (refineries, energetic) | Energetic | industry_refinery_demand_heat_energetic | Heat | non-EU | Energy demand | 0 | not_included_in_FEC
CH | TYNDP2026 | LEV | 2035 | TWh | 206 | Sub_sector | Industry | Refineries | Industry (refineries, energetic) | Energetic | industry_refinery_demand_biomass_energetic | Biomass | non-EU | Energy demand | 0 | not_included_in_FEC
CH | TYNDP2026 | LEV | 2035 | TWh | 207 | Sub_sector | Industry | Refineries | Industry (refineries, energetic) | Energetic | industry_refinery_demand_coal_energetic | Solids | non-EU | Energy demand | 0 | not_included_in_FEC
CH | TYNDP2026 | LEV | 2035 | TWh | 208 | Sub_sector | Industry | Refineries | Industry (refineries, energetic) | Energetic | industry_refinery_demand_oil_energetic | Liquids | non-EU | Energy demand | 1.7629 | not_included_in_FEC
CH | TYNDP2026 | LEV | 2035 | TWh | 209 | Sub_sector | Industry | Refineries | Industry (refineries, energetic) | Energetic | industry_refinery_demand_others_energetic | Others | non-EU | Energy demand | 0 | not_included_in_FEC
CH | TYNDP2026 | LEV | 2035 | TWh | 210 | Sub_sector | Industry | Refineries | Industry (refineries, energetic) | Energetic | industry_refinery_demand_ammonia_energetic | Ammonia | non-EU | Energy demand | 0 | not_included_in_FEC
CH | TYNDP2026 | LEV | 2035 | TWh | 212 | Sub_sector | Industry | Refineries | Industry (refineries, non-energetic) | Non-energetic | industry_refinery_demand_electricity_non_energetic | Electricity | non-EU | Energy demand | 0 | not_included_in_FEC
CH | TYNDP2026 | LEV | 2035 | TWh | 213 | Sub_sector | Industry | Refineries | Industry (refineries, non-energetic) | Non-energetic | industry_refinery_demand_hydrogen_non_energetic | Hydrogen | non-EU | Energy demand | 0 | not_included_in_FEC
CH | TYNDP2026 | LEV | 2035 | TWh | 214 | Sub_sector | Industry | Refineries | Industry (refineries, non-energetic) | Non-energetic | industry_refinery_demand_methane_non_energetic | Methane | non-EU | Energy demand | 0 | not_included_in_FEC
CH | TYNDP2026 | LEV | 2035 | TWh | 215 | Sub_sector | Industry | Refineries | Industry (refineries, non-energetic) | Non-energetic | industry_refinery_demand_heat_non_energetic | Heat | non-EU | Energy demand | 0 | not_included_in_FEC
CH | TYNDP2026 | LEV | 2035 | TWh | 216 | Sub_sector | Industry | Refineries | Industry (refineries, non-energetic) | Non-energetic | industry_refinery_demand_biomass_non_energetic | Biomass | non-EU | Energy demand | 0 | not_included_in_FEC
CH | TYNDP2026 | LEV | 2035 | TWh | 217 | Sub_sector | Industry | Refineries | Industry (refineries, non-energetic) | Non-energetic | industry_refinery_demand_coal_non_energetic | Solids | non-EU | Energy demand | 0 | not_included_in_FEC
CH | TYNDP2026 | LEV | 2035 | TWh | 218 | Sub_sector | Industry | Refineries | Industry (refineries, non-energetic) | Non-energetic | industry_refinery_demand_oil_non_energetic | Liquids | non-EU | Energy demand | 0 | not_included_in_FEC
CH | TYNDP2026 | LEV | 2035 | TWh | 219 | Sub_sector | Industry | Refineries | Industry (refineries, non-energetic) | Non-energetic | industry_refinery_demand_others_non_energetic | Others | non-EU | Energy demand | 0 | not_included_in_FEC
CH | TYNDP2026 | LEV | 2035 | TWh | 220 | Sub_sector | Industry | Refineries | Industry (refineries, non-energetic) | Non-energetic | industry_refinery_demand_ammonia_non_energetic | Ammonia | non-EU | Energy demand | 0 | not_included_in_FEC
CH | TYNDP2026 | LEV | 2035 | TWh | 222 | Sub_sector | Industry | Steel | Industry (steel) | Energetic | industry_steel_demand_electricity_energetic | Electricity | non-EU | Energy demand | 1.1503 | FEC
CH | TYNDP2026 | LEV | 2035 | TWh | 223 | Sub_sector | Industry | Steel | Industry (steel) | Energetic | industry_steel_demand_hydrogen_energetic | Hydrogen | non-EU | Energy demand | 0 | FEC
CH | TYNDP2026 | LEV | 2035 | TWh | 224 | Sub_sector | Industry | Steel | Industry (steel) | Energetic | industry_steel_demand_methane_energetic | Methane | non-EU | Energy demand | 0.93764 | FEC
CH | TYNDP2026 | LEV | 2035 | TWh | 225 | Sub_sector | Industry | Steel | Industry (steel) | Energetic | industry_steel_demand_heat_energetic | Heat | non-EU | Energy demand | 0 | FEC
CH | TYNDP2026 | LEV | 2035 | TWh | 226 | Sub_sector | Industry | Steel | Industry (steel) | Energetic | industry_steel_demand_biomass_energetic | Biomass | non-EU | Energy demand | 0.032067 | FEC
CH | TYNDP2026 | LEV | 2035 | TWh | 227 | Sub_sector | Industry | Steel | Industry (steel) | Energetic | industry_steel_demand_coal_energetic | Solids | non-EU | Energy demand | 0.085565 | FEC
CH | TYNDP2026 | LEV | 2035 | TWh | 228 | Sub_sector | Industry | Steel | Industry (steel) | Energetic | industry_steel_demand_oil_energetic | Liquids | non-EU | Energy demand | 0.024638 | FEC
CH | TYNDP2026 | LEV | 2035 | TWh | 229 | Sub_sector | Industry | Steel | Industry (steel) | Energetic | industry_steel_demand_others_energetic | Others | non-EU | Energy demand | 0 | FEC
CH | TYNDP2026 | LEV | 2035 | TWh | 230 | Sub_sector | Industry | Steel | Industry (steel) | Energetic | industry_steel_demand_ammonia_energetic | Ammonia | non-EU | Energy demand | 0 | FEC
CH | TYNDP2026 | LEV | 2035 | TWh | 232 | Sub_sector | Transport | Cars | Transport (cars) | Energetic | transport_cars_final_demand_electricity | Electricity | non-EU | Energy demand | 4.4999 | FEC
CH | TYNDP2026 | LEV | 2035 | TWh | 233 | Sub_sector | Transport | Cars | Transport (cars) | Energetic | transport_cars_final_demand_hydrogen | Hydrogen | non-EU | Energy demand | 0.64007 | FEC
CH | TYNDP2026 | LEV | 2035 | TWh | 234 | Sub_sector | Transport | Cars | Transport (cars) | Energetic | transport_cars_final_demand_methane | Methane | non-EU | Energy demand | 0.58179 | FEC
CH | TYNDP2026 | LEV | 2035 | TWh | 235 | Sub_sector | Transport | Cars | Transport (cars) | Energetic | transport_cars_final_demand_heat | Heat | non-EU | Energy demand | 0 | FEC
CH | TYNDP2026 | LEV | 2035 | TWh | 236 | Sub_sector | Transport | Cars | Transport (cars) | Energetic | transport_cars_final_demand_biomass | Biomass | non-EU | Energy demand | 0 | FEC
CH | TYNDP2026 | LEV | 2035 | TWh | 237 | Sub_sector | Transport | Cars | Transport (cars) | Energetic | transport_cars_final_demand_coal | Solids | non-EU | Energy demand | 0 | FEC
CH | TYNDP2026 | LEV | 2035 | TWh | 238 | Sub_sector | Transport | Cars | Transport (cars) | Energetic | transport_cars_final_demand_oil | Liquids | non-EU | Energy demand | 30.5911 | FEC
CH | TYNDP2026 | LEV | 2035 | TWh | 239 | Sub_sector | Transport | Cars | Transport (cars) | Energetic | transport_cars_final_demand_other | Others | non-EU | Energy demand | 0 | FEC
CH | TYNDP2026 | LEV | 2035 | TWh | 240 | Sub_sector | Transport | Cars | Transport (cars) | Energetic | transport_cars_final_demand_ammonia | Ammonia | non-EU | Energy demand | 0 | FEC
CH | TYNDP2026 | LEV | 2035 | TWh | 242 | Sub_sector | Transport | Busses | Transport (busses) | Energetic | transport_busses_final_demand_electricity | Electricity | non-EU | Energy demand | 0.078096 | FEC
CH | TYNDP2026 | LEV | 2035 | TWh | 243 | Sub_sector | Transport | Busses | Transport (busses) | Energetic | transport_busses_final_demand_hydrogen | Hydrogen | non-EU | Energy demand | 0.00035706 | FEC
CH | TYNDP2026 | LEV | 2035 | TWh | 244 | Sub_sector | Transport | Busses | Transport (busses) | Energetic | transport_busses_final_demand_methane | Methane | non-EU | Energy demand | 0.16351 | FEC
CH | TYNDP2026 | LEV | 2035 | TWh | 245 | Sub_sector | Transport | Busses | Transport (busses) | Energetic | transport_busses_final_demand_heat | Heat | non-EU | Energy demand | 0 | FEC
CH | TYNDP2026 | LEV | 2035 | TWh | 246 | Sub_sector | Transport | Busses | Transport (busses) | Energetic | transport_busses_final_demand_biomass | Biomass | non-EU | Energy demand | 0 | FEC
CH | TYNDP2026 | LEV | 2035 | TWh | 247 | Sub_sector | Transport | Busses | Transport (busses) | Energetic | transport_busses_final_demand_coal | Solids | non-EU | Energy demand | 0 | FEC
CH | TYNDP2026 | LEV | 2035 | TWh | 248 | Sub_sector | Transport | Busses | Transport (busses) | Energetic | transport_busses_final_demand_oil | Liquids | non-EU | Energy demand | 0.97904 | FEC
CH | TYNDP2026 | LEV | 2035 | TWh | 249 | Sub_sector | Transport | Busses | Transport (busses) | Energetic | transport_busses_final_demand_other | Others | non-EU | Energy demand | 0 | FEC
CH | TYNDP2026 | LEV | 2035 | TWh | 250 | Sub_sector | Transport | Busses | Transport (busses) | Energetic | transport_busses_final_demand_ammonia | Ammonia | non-EU | Energy demand | 0 | FEC
CH | TYNDP2026 | LEV | 2035 | TWh | 252 | Sub_sector | Transport | Trucks | Transport (trucks) | Energetic | transport_trucks_final_demand_electricity | Electricity | non-EU | Energy demand | 0.21783 | FEC
CH | TYNDP2026 | LEV | 2035 | TWh | 253 | Sub_sector | Transport | Trucks | Transport (trucks) | Energetic | transport_trucks_final_demand_hydrogen | Hydrogen | non-EU | Energy demand | 0.37551 | FEC
CH | TYNDP2026 | LEV | 2035 | TWh | 254 | Sub_sector | Transport | Trucks | Transport (trucks) | Energetic | transport_trucks_final_demand_methane | Methane | non-EU | Energy demand | 0.45693 | FEC
CH | TYNDP2026 | LEV | 2035 | TWh | 255 | Sub_sector | Transport | Trucks | Transport (trucks) | Energetic | transport_trucks_final_demand_heat | Heat | non-EU | Energy demand | 0 | FEC
CH | TYNDP2026 | LEV | 2035 | TWh | 256 | Sub_sector | Transport | Trucks | Transport (trucks) | Energetic | transport_trucks_final_demand_biomass | Biomass | non-EU | Energy demand | 0 | FEC
CH | TYNDP2026 | LEV | 2035 | TWh | 257 | Sub_sector | Transport | Trucks | Transport (trucks) | Energetic | transport_trucks_final_demand_coal | Solids | non-EU | Energy demand | 0 | FEC
CH | TYNDP2026 | LEV | 2035 | TWh | 258 | Sub_sector | Transport | Trucks | Transport (trucks) | Energetic | transport_trucks_final_demand_oil | Liquids | non-EU | Energy demand | 6.2632 | FEC
CH | TYNDP2026 | LEV | 2035 | TWh | 259 | Sub_sector | Transport | Trucks | Transport (trucks) | Energetic | transport_trucks_final_demand_other | Others | non-EU | Energy demand | 0 | FEC
CH | TYNDP2026 | LEV | 2035 | TWh | 260 | Sub_sector | Transport | Trucks | Transport (trucks) | Energetic | transport_trucks_final_demand_ammonia | Ammonia | non-EU | Energy demand | 0 | FEC
CH | TYNDP2026 | LEV | 2035 | TWh | 262 | Sub_sector | Transport | Vans | Transport (vans) | Energetic | transport_vans_final_demand_electricity | Electricity | non-EU | Energy demand | 0.22167 | FEC
CH | TYNDP2026 | LEV | 2035 | TWh | 263 | Sub_sector | Transport | Vans | Transport (vans) | Energetic | transport_vans_final_demand_hydrogen | Hydrogen | non-EU | Energy demand | 0.0074807 | FEC
CH | TYNDP2026 | LEV | 2035 | TWh | 264 | Sub_sector | Transport | Vans | Transport (vans) | Energetic | transport_vans_final_demand_methane | Methane | non-EU | Energy demand | 0.0055586 | FEC
CH | TYNDP2026 | LEV | 2035 | TWh | 265 | Sub_sector | Transport | Vans | Transport (vans) | Energetic | transport_vans_final_demand_heat | Heat | non-EU | Energy demand | 0 | FEC
CH | TYNDP2026 | LEV | 2035 | TWh | 266 | Sub_sector | Transport | Vans | Transport (vans) | Energetic | transport_vans_final_demand_biomass | Biomass | non-EU | Energy demand | 0 | FEC
CH | TYNDP2026 | LEV | 2035 | TWh | 267 | Sub_sector | Transport | Vans | Transport (vans) | Energetic | transport_vans_final_demand_coal | Solids | non-EU | Energy demand | 0 | FEC
CH | TYNDP2026 | LEV | 2035 | TWh | 268 | Sub_sector | Transport | Vans | Transport (vans) | Energetic | transport_vans_final_demand_oil | Liquids | non-EU | Energy demand | 2.4518 | FEC
CH | TYNDP2026 | LEV | 2035 | TWh | 269 | Sub_sector | Transport | Vans | Transport (vans) | Energetic | transport_vans_final_demand_other | Others | non-EU | Energy demand | 0 | FEC
CH | TYNDP2026 | LEV | 2035 | TWh | 270 | Sub_sector | Transport | Vans | Transport (vans) | Energetic | transport_vans_final_demand_ammonia | Ammonia | non-EU | Energy demand | 0 | FEC
CH | TYNDP2026 | LEV | 2035 | TWh | 272 | Sub_sector | Transport | Freight trains | Transport (trains) | Energetic | transport_trains_final_demand_electricity | Electricity | non-EU | Energy demand | 2.9915 | FEC
CH | TYNDP2026 | LEV | 2035 | TWh | 273 | Sub_sector | Transport | Freight trains | Transport (trains) | Energetic | transport_trains_final_demand_hydrogen | Hydrogen | non-EU | Energy demand | 0 | FEC
CH | TYNDP2026 | LEV | 2035 | TWh | 274 | Sub_sector | Transport | Freight trains | Transport (trains) | Energetic | transport_trains_final_demand_methane | Methane | non-EU | Energy demand | 0 | FEC
CH | TYNDP2026 | LEV | 2035 | TWh | 275 | Sub_sector | Transport | Freight trains | Transport (trains) | Energetic | transport_trains_final_demand_heat | Heat | non-EU | Energy demand | 0 | FEC
CH | TYNDP2026 | LEV | 2035 | TWh | 276 | Sub_sector | Transport | Freight trains | Transport (trains) | Energetic | transport_trains_final_demand_biomass | Biomass | non-EU | Energy demand | 0 | FEC
CH | TYNDP2026 | LEV | 2035 | TWh | 277 | Sub_sector | Transport | Freight trains | Transport (trains) | Energetic | transport_trains_final_demand_coal | Solids | non-EU | Energy demand | 0 | FEC
CH | TYNDP2026 | LEV | 2035 | TWh | 278 | Sub_sector | Transport | Freight trains | Transport (trains) | Energetic | transport_trains_final_demand_oil | Liquids | non-EU | Energy demand | 0 | FEC
CH | TYNDP2026 | LEV | 2035 | TWh | 279 | Sub_sector | Transport | Freight trains | Transport (trains) | Energetic | transport_trains_final_demand_other | Others | non-EU | Energy demand | 0 | FEC
CH | TYNDP2026 | LEV | 2035 | TWh | 280 | Sub_sector | Transport | Freight trains | Transport (trains) | Energetic | transport_trains_final_demand_ammonia | Ammonia | non-EU | Energy demand | 0 | FEC
CH | TYNDP2026 | LEV | 2035 | TWh | 282 | Sub_sector | Transport | Ships | Transport (ships) | Energetic | transport_ships_final_demand_electricity | Electricity | non-EU | Energy demand | 0 | FEC
CH | TYNDP2026 | LEV | 2035 | TWh | 283 | Sub_sector | Transport | Ships | Transport (ships) | Energetic | transport_ships_final_demand_hydrogen | Hydrogen | non-EU | Energy demand | 0 | FEC
CH | TYNDP2026 | LEV | 2035 | TWh | 284 | Sub_sector | Transport | Ships | Transport (ships) | Energetic | transport_ships_final_demand_methane | Methane | non-EU | Energy demand | 0 | FEC
CH | TYNDP2026 | LEV | 2035 | TWh | 285 | Sub_sector | Transport | Ships | Transport (ships) | Energetic | transport_ships_final_demand_heat | Heat | non-EU | Energy demand | 0 | FEC
CH | TYNDP2026 | LEV | 2035 | TWh | 286 | Sub_sector | Transport | Ships | Transport (ships) | Energetic | transport_ships_final_demand_biomass | Biomass | non-EU | Energy demand | 0 | FEC
CH | TYNDP2026 | LEV | 2035 | TWh | 287 | Sub_sector | Transport | Ships | Transport (ships) | Energetic | transport_ships_final_demand_coal | Solids | non-EU | Energy demand | 0 | FEC
CH | TYNDP2026 | LEV | 2035 | TWh | 288 | Sub_sector | Transport | Ships | Transport (ships) | Energetic | transport_ships_final_demand_oil | Liquids | non-EU | Energy demand | 0 | FEC
CH | TYNDP2026 | LEV | 2035 | TWh | 289 | Sub_sector | Transport | Ships | Transport (ships) | Energetic | transport_ships_final_demand_other | Others | non-EU | Energy demand | 0 | FEC
CH | TYNDP2026 | LEV | 2035 | TWh | 290 | Sub_sector | Transport | Ships | Transport (ships) | Energetic | transport_ships_final_demand_ammonia | Ammonia | non-EU | Energy demand | 0 | FEC
CH | TYNDP2026 | LEV | 2035 | TWh | 292 | Sub_sector | Transport | Planes | Transport (planes) | Energetic | transport_planes_final_demand_electricity | Electricity | non-EU | Energy demand | 0 | FEC
CH | TYNDP2026 | LEV | 2035 | TWh | 293 | Sub_sector | Transport | Planes | Transport (planes) | Energetic | transport_planes_final_demand_hydrogen | Hydrogen | non-EU | Energy demand | 0 | FEC
CH | TYNDP2026 | LEV | 2035 | TWh | 294 | Sub_sector | Transport | Planes | Transport (planes) | Energetic | transport_planes_final_demand_methane | Methane | non-EU | Energy demand | 0 | FEC
CH | TYNDP2026 | LEV | 2035 | TWh | 295 | Sub_sector | Transport | Planes | Transport (planes) | Energetic | transport_planes_final_demand_heat | Heat | non-EU | Energy demand | 0 | FEC
CH | TYNDP2026 | LEV | 2035 | TWh | 296 | Sub_sector | Transport | Planes | Transport (planes) | Energetic | transport_planes_final_demand_biomass | Biomass | non-EU | Energy demand | 0 | FEC
CH | TYNDP2026 | LEV | 2035 | TWh | 297 | Sub_sector | Transport | Planes | Transport (planes) | Energetic | transport_planes_final_demand_coal | Solids | non-EU | Energy demand | 0 | FEC
CH | TYNDP2026 | LEV | 2035 | TWh | 298 | Sub_sector | Transport | Planes | Transport (planes) | Energetic | transport_planes_final_demand_oil | Liquids | non-EU | Energy demand | 0.56014 | FEC
CH | TYNDP2026 | LEV | 2035 | TWh | 299 | Sub_sector | Transport | Planes | Transport (planes) | Energetic | transport_planes_final_demand_other | Others | non-EU | Energy demand | 0 | FEC
CH | TYNDP2026 | LEV | 2035 | TWh | 300 | Sub_sector | Transport | Planes | Transport (planes) | Energetic | transport_planes_final_demand_ammonia | Ammonia | non-EU | Energy demand | 0 | FEC
CH | TYNDP2026 | LEV | 2035 | TWh | 302 | Sub_sector | Transport | Others | Transport (others) | Energetic | transport_other_final_demand_electricity | Electricity | non-EU | Energy demand | 0 | FEC
CH | TYNDP2026 | LEV | 2035 | TWh | 303 | Sub_sector | Transport | Others | Transport (others) | Energetic | transport_other_final_demand_hydrogen | Hydrogen | non-EU | Energy demand | 0 | FEC
CH | TYNDP2026 | LEV | 2035 | TWh | 304 | Sub_sector | Transport | Others | Transport (others) | Energetic | transport_other_final_demand_methane | Methane | non-EU | Energy demand | 0 | FEC
CH | TYNDP2026 | LEV | 2035 | TWh | 305 | Sub_sector | Transport | Others | Transport (others) | Energetic | transport_other_final_demand_heat | Heat | non-EU | Energy demand | 0 | FEC
CH | TYNDP2026 | LEV | 2035 | TWh | 306 | Sub_sector | Transport | Others | Transport (others) | Energetic | transport_other_final_demand_biomass | Biomass | non-EU | Energy demand | 0 | FEC
CH | TYNDP2026 | LEV | 2035 | TWh | 307 | Sub_sector | Transport | Others | Transport (others) | Energetic | transport_other_final_demand_coal | Solids | non-EU | Energy demand | 0 | FEC
CH | TYNDP2026 | LEV | 2035 | TWh | 308 | Sub_sector | Transport | Others | Transport (others) | Energetic | transport_other_final_demand_oil | Liquids | non-EU | Energy demand | 0 | FEC
CH | TYNDP2026 | LEV | 2035 | TWh | 309 | Sub_sector | Transport | Others | Transport (others) | Energetic | transport_other_final_demand_other | Others | non-EU | Energy demand | 0 | FEC
CH | TYNDP2026 | LEV | 2035 | TWh | 310 | Sub_sector | Transport | Others | Transport (others) | Energetic | transport_other_final_demand_ammonia | Ammonia | non-EU | Energy demand | 0 | FEC
CH | TYNDP2026 | LEV | 2035 | TWh | 312 | Sub_sector | International transport | International aviation | Transport (int. aviation) | Energetic | transport_int_aviation_final_demand_electricity | Electricity | non-EU | Energy demand | 0 | FEC
CH | TYNDP2026 | LEV | 2035 | TWh | 313 | Sub_sector | International transport | International aviation | Transport (int. aviation) | Energetic | transport_int_aviation_final_demand_hydrogen | Hydrogen | non-EU | Energy demand | 0 | FEC
CH | TYNDP2026 | LEV | 2035 | TWh | 314 | Sub_sector | International transport | International aviation | Transport (int. aviation) | Energetic | transport_int_aviation_final_demand_methane | Methane | non-EU | Energy demand | 0 | FEC
CH | TYNDP2026 | LEV | 2035 | TWh | 315 | Sub_sector | International transport | International aviation | Transport (int. aviation) | Energetic | transport_int_aviation_final_demand_heat | Heat | non-EU | Energy demand | 0 | FEC
CH | TYNDP2026 | LEV | 2035 | TWh | 316 | Sub_sector | International transport | International aviation | Transport (int. aviation) | Energetic | transport_int_aviation_final_demand_biofuels | Biomass | non-EU | Energy demand | 0 | FEC
CH | TYNDP2026 | LEV | 2035 | TWh | 317 | Sub_sector | International transport | International aviation | Transport (int. aviation) | Energetic | transport_int_aviation_final_demand_coal | Solids | non-EU | Energy demand | 0 | FEC
CH | TYNDP2026 | LEV | 2035 | TWh | 318 | Sub_sector | International transport | International aviation | Transport (int. aviation) | Energetic | transport_int_aviation_final_demand_oil | Liquids | non-EU | Energy demand | 21.7477 | FEC
CH | TYNDP2026 | LEV | 2035 | TWh | 319 | Sub_sector | International transport | International aviation | Transport (int. aviation) | Energetic | transport_int_aviation_final_demand_other | Others | non-EU | Energy demand | 0 | FEC
CH | TYNDP2026 | LEV | 2035 | TWh | 320 | Sub_sector | International transport | International aviation | Transport (int. aviation) | Energetic | transport_int_aviation_final_demand_ammonia | Ammonia | non-EU | Energy demand | 0 | FEC
CH | TYNDP2026 | LEV | 2035 | TWh | 322 | Sub_sector | International transport | International shipping | Transport (int. shipping) | Energetic | transport_int_shipping_final_demand_electricity | Electricity | non-EU | Energy demand | 0 | not_included_in_FEC
CH | TYNDP2026 | LEV | 2035 | TWh | 323 | Sub_sector | International transport | International shipping | Transport (int. shipping) | Energetic | transport_int_shipping_final_demand_hydrogen | Hydrogen | non-EU | Energy demand | 0 | not_included_in_FEC
CH | TYNDP2026 | LEV | 2035 | TWh | 324 | Sub_sector | International transport | International shipping | Transport (int. shipping) | Energetic | transport_int_shipping_final_demand_methane | Methane | non-EU | Energy demand | 0 | not_included_in_FEC
CH | TYNDP2026 | LEV | 2035 | TWh | 325 | Sub_sector | International transport | International shipping | Transport (int. shipping) | Energetic | transport_int_shipping_final_demand_heat | Heat | non-EU | Energy demand | 0 | not_included_in_FEC
CH | TYNDP2026 | LEV | 2035 | TWh | 326 | Sub_sector | International transport | International shipping | Transport (int. shipping) | Energetic | transport_int_shipping_final_demand_biofuels | Biomass | non-EU | Energy demand | 0 | not_included_in_FEC
CH | TYNDP2026 | LEV | 2035 | TWh | 327 | Sub_sector | International transport | International shipping | Transport (int. shipping) | Energetic | transport_int_shipping_final_demand_coal | Solids | non-EU | Energy demand | 0 | not_included_in_FEC
CH | TYNDP2026 | LEV | 2035 | TWh | 328 | Sub_sector | International transport | International shipping | Transport (int. shipping) | Energetic | transport_int_shipping_final_demand_oil | Liquids | non-EU | Energy demand | 0 | not_included_in_FEC
CH | TYNDP2026 | LEV | 2035 | TWh | 329 | Sub_sector | International transport | International shipping | Transport (int. shipping) | Energetic | transport_int_shipping_final_demand_other | Others | non-EU | Energy demand | 0 | not_included_in_FEC
CH | TYNDP2026 | LEV | 2035 | TWh | 330 | Sub_sector | International transport | International shipping | Transport (int. shipping) | Energetic | transport_int_shipping_final_demand_ammonia | Ammonia | non-EU | Energy demand | 0 | not_included_in_FEC
CH | TYNDP2026 | LEV | 2035 | TWh | 332 | Sub_sector | Households | Space heating | Households (heating) | Energetic | households_heating_final_demand_electricity | Electricity | non-EU | Energy demand | 5.3532 | FEC
CH | TYNDP2026 | LEV | 2035 | TWh | 333 | Sub_sector | Households | Space heating | Households (heating) | Energetic | households_heating_final_demand_hydrogen | Hydrogen | non-EU | Energy demand | 0 | FEC
CH | TYNDP2026 | LEV | 2035 | TWh | 334 | Sub_sector | Households | Space heating | Households (heating) | Energetic | households_heating_final_demand_methane | Methane | non-EU | Energy demand | 7.7261 | FEC
CH | TYNDP2026 | LEV | 2035 | TWh | 335 | Sub_sector | Households | Space heating | Households (heating) | Energetic | households_heating_final_demand_heat | Heat | non-EU | Energy demand | 1.5963 | FEC
CH | TYNDP2026 | LEV | 2035 | TWh | 336 | Sub_sector | Households | Space heating | Households (heating) | Energetic | households_heating_final_demand_biomass | Biomass | non-EU | Energy demand | 3.299 | FEC
CH | TYNDP2026 | LEV | 2035 | TWh | 337 | Sub_sector | Households | Space heating | Households (heating) | Energetic | households_heating_final_demand_coal | Solids | non-EU | Energy demand | 0 | FEC
CH | TYNDP2026 | LEV | 2035 | TWh | 338 | Sub_sector | Households | Space heating | Households (heating) | Energetic | households_heating_final_demand_oil | Liquids | non-EU | Energy demand | 4.6825 | FEC
CH | TYNDP2026 | LEV | 2035 | TWh | 339 | Sub_sector | Households | Space heating | Households (heating) | Energetic | households_heating_final_demand_other | Others | non-EU | Energy demand | 0 | FEC
CH | TYNDP2026 | LEV | 2035 | TWh | 340 | Sub_sector | Households | Space heating | Households (heating) | Energetic | households_heating_final_demand_ammonia | Ammonia | non-EU | Energy demand | 0 | FEC
CH | TYNDP2026 | LEV | 2035 | TWh | 343 | Sub_sector | Households | Cooling | Households (cooling) | Energetic | households_cooling_final_demand_electricity | Electricity | non-EU | Energy demand | 1.7997 | FEC
CH | TYNDP2026 | LEV | 2035 | TWh | 344 | Sub_sector | Households | Cooling | Households (cooling) | Energetic | households_cooling_final_demand_hydrogen | Hydrogen | non-EU | Energy demand | 0 | FEC
CH | TYNDP2026 | LEV | 2035 | TWh | 345 | Sub_sector | Households | Cooling | Households (cooling) | Energetic | households_cooling_final_demand_methane | Methane | non-EU | Energy demand | 0 | FEC
CH | TYNDP2026 | LEV | 2035 | TWh | 346 | Sub_sector | Households | Cooling | Households (cooling) | Energetic | households_cooling_final_demand_heat | Heat | non-EU | Energy demand | 0 | FEC
CH | TYNDP2026 | LEV | 2035 | TWh | 347 | Sub_sector | Households | Cooling | Households (cooling) | Energetic | households_cooling_final_demand_biomass | Biomass | non-EU | Energy demand | 0 | FEC
CH | TYNDP2026 | LEV | 2035 | TWh | 348 | Sub_sector | Households | Cooling | Households (cooling) | Energetic | households_cooling_final_demand_coal | Solids | non-EU | Energy demand | 0 | FEC
CH | TYNDP2026 | LEV | 2035 | TWh | 349 | Sub_sector | Households | Cooling | Households (cooling) | Energetic | households_cooling_final_demand_oil | Liquids | non-EU | Energy demand | 0 | FEC
CH | TYNDP2026 | LEV | 2035 | TWh | 350 | Sub_sector | Households | Cooling | Households (cooling) | Energetic | households_cooling_final_demand_other | Others | non-EU | Energy demand | 0 | FEC
CH | TYNDP2026 | LEV | 2035 | TWh | 351 | Sub_sector | Households | Cooling | Households (cooling) | Energetic | households_cooling_final_demand_ammonia | Ammonia | non-EU | Energy demand | 0 | FEC
CH | TYNDP2026 | LEV | 2035 | TWh | 354 | Sub_sector | Households | Hot water | Households (hot water) | Energetic | households_hot_water_final_demand_electricity | Electricity | non-EU | Energy demand | 1.4617 | FEC
CH | TYNDP2026 | LEV | 2035 | TWh | 355 | Sub_sector | Households | Hot water | Households (hot water) | Energetic | households_hot_water_final_demand_hydrogen | Hydrogen | non-EU | Energy demand | 0 | FEC
CH | TYNDP2026 | LEV | 2035 | TWh | 356 | Sub_sector | Households | Hot water | Households (hot water) | Energetic | households_hot_water_final_demand_methane | Methane | non-EU | Energy demand | 1.9441 | FEC
CH | TYNDP2026 | LEV | 2035 | TWh | 357 | Sub_sector | Households | Hot water | Households (hot water) | Energetic | households_hot_water_final_demand_heat | Heat | non-EU | Energy demand | 2.4361 | FEC
CH | TYNDP2026 | LEV | 2035 | TWh | 358 | Sub_sector | Households | Hot water | Households (hot water) | Energetic | households_hot_water_final_demand_biomass | Biomass | non-EU | Energy demand | 0.86651 | FEC
CH | TYNDP2026 | LEV | 2035 | TWh | 359 | Sub_sector | Households | Hot water | Households (hot water) | Energetic | households_hot_water_final_demand_coal | Solids | non-EU | Energy demand | 0 | FEC
CH | TYNDP2026 | LEV | 2035 | TWh | 360 | Sub_sector | Households | Hot water | Households (hot water) | Energetic | households_hot_water_final_demand_oil | Liquids | non-EU | Energy demand | 1.3165 | FEC
CH | TYNDP2026 | LEV | 2035 | TWh | 361 | Sub_sector | Households | Hot water | Households (hot water) | Energetic | households_hot_water_final_demand_other | Others | non-EU | Energy demand | 1.1278 | FEC
CH | TYNDP2026 | LEV | 2035 | TWh | 362 | Sub_sector | Households | Hot water | Households (hot water) | Energetic | households_hot_water_final_demand_ammonia | Ammonia | non-EU | Energy demand | 0 | FEC
CH | TYNDP2026 | LEV | 2035 | TWh | 365 | Sub_sector | Households | Appliances | Households (appliances) | Energetic | households_appliances_final_demand_electricity | Electricity | non-EU | Energy demand | 10.5439 | FEC
CH | TYNDP2026 | LEV | 2035 | TWh | 366 | Sub_sector | Households | Appliances | Households (appliances) | Energetic | households_appliances_final_demand_hydrogen | Hydrogen | non-EU | Energy demand | 0 | FEC
CH | TYNDP2026 | LEV | 2035 | TWh | 367 | Sub_sector | Households | Appliances | Households (appliances) | Energetic | households_appliances_final_demand_methane | Methane | non-EU | Energy demand | 1.1946 | FEC
CH | TYNDP2026 | LEV | 2035 | TWh | 368 | Sub_sector | Households | Appliances | Households (appliances) | Energetic | households_appliances_final_demand_heat | Heat | non-EU | Energy demand | 0 | FEC
CH | TYNDP2026 | LEV | 2035 | TWh | 369 | Sub_sector | Households | Appliances | Households (appliances) | Energetic | households_appliances_final_demand_biomass | Biomass | non-EU | Energy demand | 0.074185 | FEC
CH | TYNDP2026 | LEV | 2035 | TWh | 370 | Sub_sector | Households | Appliances | Households (appliances) | Energetic | households_appliances_final_demand_coal | Solids | non-EU | Energy demand | 0 | FEC
CH | TYNDP2026 | LEV | 2035 | TWh | 371 | Sub_sector | Households | Appliances | Households (appliances) | Energetic | households_appliances_final_demand_oil | Liquids | non-EU | Energy demand | 0 | FEC
CH | TYNDP2026 | LEV | 2035 | TWh | 372 | Sub_sector | Households | Appliances | Households (appliances) | Energetic | households_appliances_final_demand_other | Others | non-EU | Energy demand | 0 | FEC
CH | TYNDP2026 | LEV | 2035 | TWh | 373 | Sub_sector | Households | Appliances | Households (appliances) | Energetic | households_appliances_final_demand_ammonia | Ammonia | non-EU | Energy demand | 0 | FEC
CH | TYNDP2026 | LEV | 2035 | TWh | 375 | Sub_sector | Buildings | Space heating | Buildings (heat) | Energetic | buildings_heat_final_demand_electricity | Electricity | non-EU | Energy demand | 4.2018 | FEC
CH | TYNDP2026 | LEV | 2035 | TWh | 376 | Sub_sector | Buildings | Space heating | Buildings (heat) | Energetic | buildings_heat_final_demand_hydrogen | Hydrogen | non-EU | Energy demand | 0 | FEC
CH | TYNDP2026 | LEV | 2035 | TWh | 377 | Sub_sector | Buildings | Space heating | Buildings (heat) | Energetic | buildings_heat_final_demand_methane | Methane | non-EU | Energy demand | 4.7106 | FEC
CH | TYNDP2026 | LEV | 2035 | TWh | 378 | Sub_sector | Buildings | Space heating | Buildings (heat) | Energetic | buildings_heat_final_demand_heat | Heat | non-EU | Energy demand | 2.4737 | FEC
CH | TYNDP2026 | LEV | 2035 | TWh | 379 | Sub_sector | Buildings | Space heating | Buildings (heat) | Energetic | buildings_heat_final_demand_biomass | Biomass | non-EU | Energy demand | 1.9614 | FEC
CH | TYNDP2026 | LEV | 2035 | TWh | 380 | Sub_sector | Buildings | Space heating | Buildings (heat) | Energetic | buildings_heat_final_demand_coal | Solids | non-EU | Energy demand | 0 | FEC
CH | TYNDP2026 | LEV | 2035 | TWh | 381 | Sub_sector | Buildings | Space heating | Buildings (heat) | Energetic | buildings_heat_final_demand_oil | Liquids | non-EU | Energy demand | 0.4846 | FEC
CH | TYNDP2026 | LEV | 2035 | TWh | 382 | Sub_sector | Buildings | Space heating | Buildings (heat) | Energetic | buildings_heat_final_demand_other | Others | non-EU | Energy demand | 0.54058 | FEC
CH | TYNDP2026 | LEV | 2035 | TWh | 383 | Sub_sector | Buildings | Space heating | Buildings (heat) | Energetic | buildings_heat_final_demand_ammonia | Ammonia | non-EU | Energy demand | 0 | FEC
CH | TYNDP2026 | LEV | 2035 | TWh | 386 | Sub_sector | Buildings | Cooling | Buildings (cooling) | Energetic | buildings_cooling_final_demand_electricity | Electricity | non-EU | Energy demand | 1.3959 | FEC
CH | TYNDP2026 | LEV | 2035 | TWh | 387 | Sub_sector | Buildings | Cooling | Buildings (cooling) | Energetic | buildings_cooling_final_demand_hydrogen | Hydrogen | non-EU | Energy demand | 0 | FEC
CH | TYNDP2026 | LEV | 2035 | TWh | 388 | Sub_sector | Buildings | Cooling | Buildings (cooling) | Energetic | buildings_cooling_final_demand_methane | Methane | non-EU | Energy demand | 0.027004 | FEC
CH | TYNDP2026 | LEV | 2035 | TWh | 389 | Sub_sector | Buildings | Cooling | Buildings (cooling) | Energetic | buildings_cooling_final_demand_heat | Heat | non-EU | Energy demand | 0 | FEC
CH | TYNDP2026 | LEV | 2035 | TWh | 390 | Sub_sector | Buildings | Cooling | Buildings (cooling) | Energetic | buildings_cooling_final_demand_biomass | Biomass | non-EU | Energy demand | 0 | FEC
CH | TYNDP2026 | LEV | 2035 | TWh | 391 | Sub_sector | Buildings | Cooling | Buildings (cooling) | Energetic | buildings_cooling_final_demand_coal | Solids | non-EU | Energy demand | 0 | FEC
CH | TYNDP2026 | LEV | 2035 | TWh | 392 | Sub_sector | Buildings | Cooling | Buildings (cooling) | Energetic | buildings_cooling_final_demand_oil | Liquids | non-EU | Energy demand | 0 | FEC
CH | TYNDP2026 | LEV | 2035 | TWh | 393 | Sub_sector | Buildings | Cooling | Buildings (cooling) | Energetic | buildings_cooling_final_demand_other | Others | non-EU | Energy demand | 0 | FEC
CH | TYNDP2026 | LEV | 2035 | TWh | 394 | Sub_sector | Buildings | Cooling | Buildings (cooling) | Energetic | buildings_cooling_final_demand_ammonia | Ammonia | non-EU | Energy demand | 0 | FEC
CH | TYNDP2026 | LEV | 2035 | TWh | 397 | Sub_sector | Buildings | Appliances | Buildings (appliances) | Energetic | buildings_appliances_final_demand_electricity | Electricity | non-EU | Energy demand | 9.0708 | FEC
CH | TYNDP2026 | LEV | 2035 | TWh | 398 | Sub_sector | Buildings | Appliances | Buildings (appliances) | Energetic | buildings_appliances_final_demand_hydrogen | Hydrogen | non-EU | Energy demand | 0 | FEC
CH | TYNDP2026 | LEV | 2035 | TWh | 399 | Sub_sector | Buildings | Appliances | Buildings (appliances) | Energetic | buildings_appliances_final_demand_methane | Methane | non-EU | Energy demand | 1.0259 | FEC
CH | TYNDP2026 | LEV | 2035 | TWh | 400 | Sub_sector | Buildings | Appliances | Buildings (appliances) | Energetic | buildings_appliances_final_demand_heat | Heat | non-EU | Energy demand | 0 | FEC
CH | TYNDP2026 | LEV | 2035 | TWh | 401 | Sub_sector | Buildings | Appliances | Buildings (appliances) | Energetic | buildings_appliances_final_demand_biomass | Biomass | non-EU | Energy demand | 0 | FEC
CH | TYNDP2026 | LEV | 2035 | TWh | 402 | Sub_sector | Buildings | Appliances | Buildings (appliances) | Energetic | buildings_appliances_final_demand_coal | Solids | non-EU | Energy demand | 0 | FEC
CH | TYNDP2026 | LEV | 2035 | TWh | 403 | Sub_sector | Buildings | Appliances | Buildings (appliances) | Energetic | buildings_appliances_final_demand_oil | Liquids | non-EU | Energy demand | 0 | FEC
CH | TYNDP2026 | LEV | 2035 | TWh | 404 | Sub_sector | Buildings | Appliances | Buildings (appliances) | Energetic | buildings_appliances_final_demand_other | Others | non-EU | Energy demand | 0 | FEC
CH | TYNDP2026 | LEV | 2035 | TWh | 405 | Sub_sector | Buildings | Appliances | Buildings (appliances) | Energetic | buildings_appliances_final_demand_ammonia | Ammonia | non-EU | Energy demand | 0 | FEC
CH | TYNDP2026 | LEV | 2035 | TWh | 407 | Sub_sector | Buildings | Datacenters | Datacenters & ICT | Energetic | datacentres_final_demand_electricity_energetic | Electricity | non-EU | Energy demand | 1.7357 | FEC
CH | TYNDP2026 | LEV | 2035 | TWh | 408 | Sub_sector | Buildings | Datacenters | Datacenters & ICT | Energetic | datacentres_final_demand_hydrogen_energetic | Hydrogen | non-EU | Energy demand | 0 | FEC
CH | TYNDP2026 | LEV | 2035 | TWh | 409 | Sub_sector | Buildings | Datacenters | Datacenters & ICT | Energetic | datacentres_final_demand_methane_energetic | Methane | non-EU | Energy demand | 0 | FEC
CH | TYNDP2026 | LEV | 2035 | TWh | 410 | Sub_sector | Buildings | Datacenters | Datacenters & ICT | Energetic | datacentres_final_demand_heat_energetic | Heat | non-EU | Energy demand | 0 | FEC
CH | TYNDP2026 | LEV | 2035 | TWh | 411 | Sub_sector | Buildings | Datacenters | Datacenters & ICT | Energetic | datacentres_final_demand_biomass_energetic | Biomass | non-EU | Energy demand | 0 | FEC
CH | TYNDP2026 | LEV | 2035 | TWh | 412 | Sub_sector | Buildings | Datacenters | Datacenters & ICT | Energetic | datacentres_final_demand_coal_energetic | Solids | non-EU | Energy demand | 0 | FEC
CH | TYNDP2026 | LEV | 2035 | TWh | 413 | Sub_sector | Buildings | Datacenters | Datacenters & ICT | Energetic | datacentres_final_demand_oil_energetic | Liquids | non-EU | Energy demand | 0 | FEC
CH | TYNDP2026 | LEV | 2035 | TWh | 414 | Sub_sector | Buildings | Datacenters | Datacenters & ICT | Energetic | datacentres_final_demand_other_energetic | Others | non-EU | Energy demand | 0 | FEC
CH | TYNDP2026 | LEV | 2035 | TWh | 415 | Sub_sector | Buildings | Datacenters | Datacenters & ICT | Energetic | datacentres_final_demand_ammonia_energetic | Ammonia | non-EU | Energy demand | 0 | FEC
CH | TYNDP2026 | LEV | 2035 | TWh | 417 | Sub_sector | Transport | Others_Sector | Others_Sector | Energetic | other_final_demand_electricity_energetic | Electricity | non-EU | Energy demand | 0 | FEC
CH | TYNDP2026 | LEV | 2035 | TWh | 418 | Sub_sector | Transport | Others_Sector | Others_Sector | Energetic | other_final_demand_hydrogen_energetic | Hydrogen | non-EU | Energy demand | 0 | FEC
CH | TYNDP2026 | LEV | 2035 | TWh | 419 | Sub_sector | Transport | Pipeline Transport | Others_Sector | Energetic | other_final_demand_methane_energetic | Methane | non-EU | Energy demand | 0.19702 | FEC
CH | TYNDP2026 | LEV | 2035 | TWh | 420 | Sub_sector | Transport | Others_Sector | Others_Sector | Energetic | other_final_demand_heat_energetic | Heat | non-EU | Energy demand | 0 | FEC
CH | TYNDP2026 | LEV | 2035 | TWh | 421 | Sub_sector | Transport | Others_Sector | Others_Sector | Energetic | other_final_demand_biomass_energetic | Biomass | non-EU | Energy demand | 0 | FEC
CH | TYNDP2026 | LEV | 2035 | TWh | 422 | Sub_sector | Transport | Others_Sector | Others_Sector | Energetic | other_final_demand_coal_energetic | Solids | non-EU | Energy demand | 0 | FEC
CH | TYNDP2026 | LEV | 2035 | TWh | 423 | Sub_sector | Transport | Others_Sector | Others_Sector | Energetic | other_final_demand_oil_energetic | Liquids | non-EU | Energy demand | 0.98588 | FEC
CH | TYNDP2026 | LEV | 2035 | TWh | 424 | Sub_sector | Others_Sector | Others_Sector | Others_Sector | Non-energetic | other_final_demand_oil_non_energetic | Liquids | non-EU | Energy demand | 0.15134 | not_included_in_FEC
CH | TYNDP2026 | LEV | 2035 | TWh | 425 | Sub_sector | Transport | Others_Sector | Others_Sector | Energetic | other_final_demand_other_energetic | Others | non-EU | Energy demand | 0 | FEC
CH | TYNDP2026 | LEV | 2035 | TWh | 426 | Sub_sector | Transport | Others_Sector | Others_Sector | Energetic | other_final_demand_ammonia_energetic | Ammonia | non-EU | Energy demand | 0 | FEC
CH | TYNDP2026 | LEV | 2035 | TWh | 427 | Sub_sector | Industry | Surplus_Heat_in_Industry | Surplus_Heat_in_Industry | Energetic | final_demand_of_industry_unused_local_production_steam_hot_water | Heat | non-EU | Energy demand | 0 | FEC
CH | TYNDP2026 | LEV | 2035 | TWh | 429 | Sub_sector | Agriculture | Total | Agriculture | Energetic | agriculture_final_demand_electricity_energetic | Electricity | non-EU | Energy demand | 0.69483 | FEC
CH | TYNDP2026 | LEV | 2035 | TWh | 430 | Sub_sector | Agriculture | Total | Agriculture | Energetic | agriculture_final_demand_hydrogen_energetic | Hydrogen | non-EU | Energy demand | 0 | FEC
CH | TYNDP2026 | LEV | 2035 | TWh | 431 | Sub_sector | Agriculture | Total | Agriculture | Energetic | agriculture_final_demand_methane_energetic | Methane | non-EU | Energy demand | 0.65116 | FEC
CH | TYNDP2026 | LEV | 2035 | TWh | 432 | Sub_sector | Agriculture | Total | Agriculture | Energetic | agriculture_final_demand_heat_energetic | Heat | non-EU | Energy demand | 0 | FEC
CH | TYNDP2026 | LEV | 2035 | TWh | 433 | Sub_sector | Agriculture | Total | Agriculture | Energetic | agriculture_final_demand_biomass_energetic | Biomass | non-EU | Energy demand | 0.49018 | FEC
CH | TYNDP2026 | LEV | 2035 | TWh | 434 | Sub_sector | Agriculture | Total | Agriculture | Energetic | agriculture_final_demand_coal_energetic | Solids | non-EU | Energy demand | 0 | FEC
CH | TYNDP2026 | LEV | 2035 | TWh | 435 | Sub_sector | Agriculture | Total | Agriculture | Energetic | agriculture_final_demand_oil_energetic | Liquids | non-EU | Energy demand | 0.13511 | FEC
CH | TYNDP2026 | LEV | 2035 | TWh | 436 | Sub_sector | Agriculture | Total | Agriculture | Energetic | agriculture_final_demand_other_energetic | Others | non-EU | Energy demand | 0 | FEC
CH | TYNDP2026 | LEV | 2035 | TWh | 437 | Sub_sector | Agriculture | Total | Agriculture | Energetic | agriculture_final_demand_ammonia_energetic | Ammonia | non-EU | Energy demand | 0 | FEC
CH | TYNDP2026 | LEV | 2035 | TWh | 447 | Sub_sector | Buildings | Surplus Energy | Buildings | Energetic | GAP | Electricity | non-EU | Energy demand | 0 | FEC
CH | TYNDP2026 | LEV | 2035 | TWh | 448 | Sub_sector | Buildings | Surplus Energy | Buildings | Energetic | GAP | Hydrogen | non-EU | Energy demand | 0 | FEC
CH | TYNDP2026 | LEV | 2035 | TWh | 449 | Sub_sector | Buildings | Surplus Energy | Buildings | Energetic | GAP | Methane | non-EU | Energy demand | 0 | FEC
CH | TYNDP2026 | LEV | 2035 | TWh | 450 | Sub_sector | Buildings | Surplus Energy | Buildings | Energetic | GAP | Heat | non-EU | Energy demand | 0 | FEC
CH | TYNDP2026 | LEV | 2035 | TWh | 451 | Sub_sector | Buildings | Surplus Energy | Buildings | Energetic | GAP | Biomass | non-EU | Energy demand | 0.048923 | FEC
CH | TYNDP2026 | LEV | 2035 | TWh | 452 | Sub_sector | Buildings | Surplus Energy | Buildings | Energetic | GAP | Solids | non-EU | Energy demand | 0 | FEC
CH | TYNDP2026 | LEV | 2035 | TWh | 453 | Sub_sector | Buildings | Surplus Energy | Buildings | Energetic | GAP | Liquids | non-EU | Energy demand | 1.1521 | FEC
CH | TYNDP2026 | LEV | 2035 | TWh | 454 | Sub_sector | Buildings | Surplus Energy | Buildings | Energetic | GAP | Others | non-EU | Energy demand | 0 | FEC
CH | TYNDP2026 | LEV | 2035 | TWh | 455 | Sub_sector | Buildings | Surplus Energy | Buildings | Energetic | GAP | Ammonia | non-EU | Energy demand | 0 | FEC
CH | TYNDP2026 | LEV | 2035 | TWh | 456 | Sub_sector | Households | Surplus Energy | Households | Energetic | GAP | Electricity | non-EU | Energy demand | 0 | FEC
CH | TYNDP2026 | LEV | 2035 | TWh | 457 | Sub_sector | Households | Surplus Energy | Households | Energetic | GAP | Hydrogen | non-EU | Energy demand | 0 | FEC
CH | TYNDP2026 | LEV | 2035 | TWh | 458 | Sub_sector | Households | Surplus Energy | Households | Energetic | GAP | Methane | non-EU | Energy demand | 0 | FEC
CH | TYNDP2026 | LEV | 2035 | TWh | 459 | Sub_sector | Households | Surplus Energy | Households | Energetic | GAP | Heat | non-EU | Energy demand | 0 | FEC
CH | TYNDP2026 | LEV | 2035 | TWh | 460 | Sub_sector | Households | Surplus Energy | Households | Energetic | GAP | Biomass | non-EU | Energy demand | 0 | FEC
CH | TYNDP2026 | LEV | 2035 | TWh | 461 | Sub_sector | Households | Surplus Energy | Households | Energetic | GAP | Solids | non-EU | Energy demand | 0 | FEC
CH | TYNDP2026 | LEV | 2035 | TWh | 462 | Sub_sector | Households | Surplus Energy | Households | Energetic | GAP | Liquids | non-EU | Energy demand | 0 | FEC
CH | TYNDP2026 | LEV | 2035 | TWh | 463 | Sub_sector | Households | Surplus Energy | Households | Energetic | GAP | Others | non-EU | Energy demand | 0 | FEC
CH | TYNDP2026 | LEV | 2035 | TWh | 464 | Sub_sector | Households | Surplus Energy | Households | Energetic | GAP | Ammonia | non-EU | Energy demand | 0 | FEC
CH | TYNDP2026 | LEV | 2040 | TWh | 102 | Sub_sector | Industry | Aluminium | Industry (aluminium) | Energetic | industry_aluminium_demand_electricity_energetic | Electricity | non-EU | Energy demand | 0 | FEC
CH | TYNDP2026 | LEV | 2040 | TWh | 103 | Sub_sector | Industry | Aluminium | Industry (aluminium) | Energetic | industry_aluminium_demand_hydrogen_energetic | Hydrogen | non-EU | Energy demand | 0 | FEC
CH | TYNDP2026 | LEV | 2040 | TWh | 104 | Sub_sector | Industry | Aluminium | Industry (aluminium) | Energetic | industry_aluminium_demand_methane_energetic | Methane | non-EU | Energy demand | 0 | FEC
CH | TYNDP2026 | LEV | 2040 | TWh | 105 | Sub_sector | Industry | Aluminium | Industry (aluminium) | Energetic | industry_aluminium_demand_heat_energetic | Heat | non-EU | Energy demand | 0 | FEC
CH | TYNDP2026 | LEV | 2040 | TWh | 106 | Sub_sector | Industry | Aluminium | Industry (aluminium) | Energetic | industry_aluminium_demand_biomass_energetic | Biomass | non-EU | Energy demand | 0 | FEC
CH | TYNDP2026 | LEV | 2040 | TWh | 107 | Sub_sector | Industry | Aluminium | Industry (aluminium) | Energetic | industry_aluminium_demand_coal_energetic | Solids | non-EU | Energy demand | 0 | FEC
CH | TYNDP2026 | LEV | 2040 | TWh | 108 | Sub_sector | Industry | Aluminium | Industry (aluminium) | Energetic | industry_aluminium_demand_oil_energetic | Liquids | non-EU | Energy demand | 0 | FEC
CH | TYNDP2026 | LEV | 2040 | TWh | 109 | Sub_sector | Industry | Aluminium | Industry (aluminium) | Energetic | industry_aluminium_demand_others_energetic | Others | non-EU | Energy demand | 0 | FEC
CH | TYNDP2026 | LEV | 2040 | TWh | 110 | Sub_sector | Industry | Aluminium | Industry (aluminium) | Energetic | industry_ammonia_demand_others_energetic | Ammonia | non-EU | Energy demand | 0 | FEC
CH | TYNDP2026 | LEV | 2040 | TWh | 112 | Sub_sector | Industry | Chemicals | Industry (chemicals, energetic) | Energetic | industry_chemical_demand_electricity_energetic | Electricity | non-EU | Energy demand | 2.932 | FEC
CH | TYNDP2026 | LEV | 2040 | TWh | 113 | Sub_sector | Industry | Chemicals | Industry (chemicals, energetic) | Energetic | industry_chemical_demand_hydrogen_energetic | Hydrogen | non-EU | Energy demand | 0 | FEC
CH | TYNDP2026 | LEV | 2040 | TWh | 114 | Sub_sector | Industry | Chemicals | Industry (chemicals, energetic) | Energetic | industry_chemical_demand_methane_energetic | Methane | non-EU | Energy demand | 2.2595 | FEC
CH | TYNDP2026 | LEV | 2040 | TWh | 115 | Sub_sector | Industry | Chemicals | Industry (chemicals, energetic) | Energetic | industry_chemical_demand_heat_energetic | Heat | non-EU | Energy demand | 1.0168 | FEC
CH | TYNDP2026 | LEV | 2040 | TWh | 116 | Sub_sector | Industry | Chemicals | Industry (chemicals, energetic) | Energetic | industry_chemical_demand_biomass_energetic | Biomass | non-EU | Energy demand | 0.29656 | FEC
CH | TYNDP2026 | LEV | 2040 | TWh | 117 | Sub_sector | Industry | Chemicals | Industry (chemicals, energetic) | Energetic | industry_chemical_demand_coal_energetic | Solids | non-EU | Energy demand | 0 | FEC
CH | TYNDP2026 | LEV | 2040 | TWh | 118 | Sub_sector | Industry | Chemicals | Industry (chemicals, energetic) | Energetic | industry_chemical_demand_oil_energetic | Liquids | non-EU | Energy demand | 0.12251 | FEC
CH | TYNDP2026 | LEV | 2040 | TWh | 119 | Sub_sector | Industry | Chemicals | Industry (chemicals, energetic) | Energetic | industry_chemical_demand_others_energetic | Others | non-EU | Energy demand | 0 | FEC
CH | TYNDP2026 | LEV | 2040 | TWh | 120 | Sub_sector | Industry | Chemicals | Industry (chemicals, energetic) | Energetic | industry_chemical_demand_ammonia_energetic | Ammonia | non-EU | Energy demand | 0 | FEC
CH | TYNDP2026 | LEV | 2040 | TWh | 122 | Sub_sector | Industry | Chemicals | Industry (chemicals, non-energetic) | Non-energetic | industry_chemical_demand_electricity_non_energetic | Electricity | non-EU | Energy demand | 0 | not_included_in_FEC
CH | TYNDP2026 | LEV | 2040 | TWh | 123 | Sub_sector | Industry | Chemicals | Industry (chemicals, non-energetic) | Non-energetic | industry_chemical_demand_hydrogen_non_energetic | Hydrogen | non-EU | Energy demand | 0 | not_included_in_FEC
CH | TYNDP2026 | LEV | 2040 | TWh | 124 | Sub_sector | Industry | Chemicals | Industry (chemicals, non-energetic) | Non-energetic | industry_chemical_demand_methane_non_energetic | Methane | non-EU | Energy demand | 0 | not_included_in_FEC
CH | TYNDP2026 | LEV | 2040 | TWh | 125 | Sub_sector | Industry | Chemicals | Industry (chemicals, non-energetic) | Non-energetic | industry_chemical_demand_heat_non_energetic | Heat | non-EU | Energy demand | 0 | not_included_in_FEC
CH | TYNDP2026 | LEV | 2040 | TWh | 126 | Sub_sector | Industry | Chemicals | Industry (chemicals, non-energetic) | Non-energetic | industry_chemical_demand_biomass_non_energetic | Biomass | non-EU | Energy demand | 0 | not_included_in_FEC
CH | TYNDP2026 | LEV | 2040 | TWh | 127 | Sub_sector | Industry | Chemicals | Industry (chemicals, non-energetic) | Non-energetic | industry_chemical_demand_coal_non_energetic | Solids | non-EU | Energy demand | 0 | not_included_in_FEC
CH | TYNDP2026 | LEV | 2040 | TWh | 128 | Sub_sector | Industry | Chemicals | Industry (chemicals, non-energetic) | Non-energetic | industry_chemical_demand_oil_non_energetic | Liquids | non-EU | Energy demand | 0.90195 | not_included_in_FEC
CH | TYNDP2026 | LEV | 2040 | TWh | 129 | Sub_sector | Industry | Chemicals | Industry (chemicals, non-energetic) | Non-energetic | industry_chemical_demand_others_non_energetic | Others | non-EU | Energy demand | 0 | not_included_in_FEC
CH | TYNDP2026 | LEV | 2040 | TWh | 130 | Sub_sector | Industry | Chemicals | Industry (chemicals, non-energetic) | Non-energetic | industry_chemical_demand_ammonia_non_energetic | Ammonia | non-EU | Energy demand | 0 | not_included_in_FEC
CH | TYNDP2026 | LEV | 2040 | TWh | 132 | Sub_sector | Industry | Fertilizers | Industry (fertilizers, energetic) | Energetic | industry_fertilizers_demand_electricity_energetic | Electricity | non-EU | Energy demand | 0 | FEC
CH | TYNDP2026 | LEV | 2040 | TWh | 133 | Sub_sector | Industry | Fertilizers | Industry (fertilizers, energetic) | Energetic | industry_fertilizers_demand_hydrogen_energetic | Hydrogen | non-EU | Energy demand | 0 | FEC
CH | TYNDP2026 | LEV | 2040 | TWh | 134 | Sub_sector | Industry | Fertilizers | Industry (fertilizers, energetic) | Energetic | industry_fertilizers_demand_methane_energetic | Methane | non-EU | Energy demand | 0 | FEC
CH | TYNDP2026 | LEV | 2040 | TWh | 135 | Sub_sector | Industry | Fertilizers | Industry (fertilizers, energetic) | Energetic | industry_fertilizers_demand_heat_energetic | Heat | non-EU | Energy demand | 0 | FEC
CH | TYNDP2026 | LEV | 2040 | TWh | 136 | Sub_sector | Industry | Fertilizers | Industry (fertilizers, energetic) | Energetic | industry_fertilizers_demand_biomass_energetic | Biomass | non-EU | Energy demand | 0 | FEC
CH | TYNDP2026 | LEV | 2040 | TWh | 137 | Sub_sector | Industry | Fertilizers | Industry (fertilizers, energetic) | Energetic | industry_fertilizers_demand_coal_energetic | Solids | non-EU | Energy demand | 0 | FEC
CH | TYNDP2026 | LEV | 2040 | TWh | 138 | Sub_sector | Industry | Fertilizers | Industry (fertilizers, energetic) | Energetic | industry_fertilizers_demand_oil_energetic | Liquids | non-EU | Energy demand | 0 | FEC
CH | TYNDP2026 | LEV | 2040 | TWh | 139 | Sub_sector | Industry | Fertilizers | Industry (fertilizers, energetic) | Energetic | industry_fertilizers_demand_others_energetic | Others | non-EU | Energy demand | 0 | FEC
CH | TYNDP2026 | LEV | 2040 | TWh | 140 | Sub_sector | Industry | Fertilizers | Industry (fertilizers, energetic) | Energetic | industry_fertilizers_demand_ammonia_energetic | Ammonia | non-EU | Energy demand | 0 | FEC
CH | TYNDP2026 | LEV | 2040 | TWh | 142 | Sub_sector | Industry | Fertilizers | Industry (fertilizers, non-energetic) | Non-energetic | industry_fertilizers_demand_electricity_non_energetic | Electricity | non-EU | Energy demand | 0 | not_included_in_FEC
CH | TYNDP2026 | LEV | 2040 | TWh | 143 | Sub_sector | Industry | Fertilizers | Industry (fertilizers, non-energetic) | Non-energetic | industry_fertilizers_demand_hydrogen_non_energetic | Hydrogen | non-EU | Energy demand | 0 | not_included_in_FEC
CH | TYNDP2026 | LEV | 2040 | TWh | 144 | Sub_sector | Industry | Fertilizers | Industry (fertilizers, non-energetic) | Non-energetic | industry_fertilizers_demand_methane_non_energetic | Methane | non-EU | Energy demand | 0 | not_included_in_FEC
CH | TYNDP2026 | LEV | 2040 | TWh | 145 | Sub_sector | Industry | Fertilizers | Industry (fertilizers, non-energetic) | Non-energetic | industry_fertilizers_demand_heat_non_energetic | Heat | non-EU | Energy demand | 0 | not_included_in_FEC
CH | TYNDP2026 | LEV | 2040 | TWh | 146 | Sub_sector | Industry | Fertilizers | Industry (fertilizers, non-energetic) | Non-energetic | industry_fertilizers_demand_biomass_non_energetic | Biomass | non-EU | Energy demand | 0 | not_included_in_FEC
CH | TYNDP2026 | LEV | 2040 | TWh | 147 | Sub_sector | Industry | Fertilizers | Industry (fertilizers, non-energetic) | Non-energetic | industry_fertilizers_demand_coal_non_energetic | Solids | non-EU | Energy demand | 0 | not_included_in_FEC
CH | TYNDP2026 | LEV | 2040 | TWh | 148 | Sub_sector | Industry | Fertilizers | Industry (fertilizers, non-energetic) | Non-energetic | industry_fertilizers_demand_oil_non_energetic | Liquids | non-EU | Energy demand | 0 | not_included_in_FEC
CH | TYNDP2026 | LEV | 2040 | TWh | 149 | Sub_sector | Industry | Fertilizers | Industry (fertilizers, non-energetic) | Non-energetic | industry_fertilizers_demand_others_non_energetic | Others | non-EU | Energy demand | 0 | not_included_in_FEC
CH | TYNDP2026 | LEV | 2040 | TWh | 150 | Sub_sector | Industry | Fertilizers | Industry (fertilizers, non-energetic) | Non-energetic | industry_fertilizers_demand_ammonia_non_energetic | Ammonia | non-EU | Energy demand | 0 | not_included_in_FEC
CH | TYNDP2026 | LEV | 2040 | TWh | 152 | Sub_sector | Industry | Food | Industry (food) | Energetic | industry_food_demand_electricity_energetic | Electricity | non-EU | Energy demand | 1.592 | FEC
CH | TYNDP2026 | LEV | 2040 | TWh | 153 | Sub_sector | Industry | Food | Industry (food) | Energetic | industry_food_demand_hydrogen_energetic | Hydrogen | non-EU | Energy demand | 0 | FEC
CH | TYNDP2026 | LEV | 2040 | TWh | 154 | Sub_sector | Industry | Food | Industry (food) | Energetic | industry_food_demand_methane_energetic | Methane | non-EU | Energy demand | 1.5656 | FEC
CH | TYNDP2026 | LEV | 2040 | TWh | 155 | Sub_sector | Industry | Food | Industry (food) | Energetic | industry_food_demand_heat_energetic | Heat | non-EU | Energy demand | 0.060015 | FEC
CH | TYNDP2026 | LEV | 2040 | TWh | 156 | Sub_sector | Industry | Food | Industry (food) | Energetic | industry_food_demand_biomass_energetic | Biomass | non-EU | Energy demand | 0.0044832 | FEC
CH | TYNDP2026 | LEV | 2040 | TWh | 157 | Sub_sector | Industry | Food | Industry (food) | Energetic | industry_food_demand_coal_energetic | Solids | non-EU | Energy demand | 0.005616 | FEC
CH | TYNDP2026 | LEV | 2040 | TWh | 158 | Sub_sector | Industry | Food | Industry (food) | Energetic | industry_food_demand_oil_energetic | Liquids | non-EU | Energy demand | 0.3612 | FEC
CH | TYNDP2026 | LEV | 2040 | TWh | 159 | Sub_sector | Industry | Food | Industry (food) | Energetic | industry_food_demand_others_energetic | Others | non-EU | Energy demand | 0 | FEC
CH | TYNDP2026 | LEV | 2040 | TWh | 160 | Sub_sector | Industry | Food | Industry (food) | Energetic | industry_food_demand_ammonia_energetic | Ammonia | non-EU | Energy demand | 0 | FEC
CH | TYNDP2026 | LEV | 2040 | TWh | 162 | Sub_sector | Industry | Metals | Industry (metal) | Energetic | industry_metal_demand_electricity_energetic | Electricity | non-EU | Energy demand | 0.21511 | FEC
CH | TYNDP2026 | LEV | 2040 | TWh | 163 | Sub_sector | Industry | Metals | Industry (metal) | Energetic | industry_metal_demand_hydrogen_energetic | Hydrogen | non-EU | Energy demand | 0 | FEC
CH | TYNDP2026 | LEV | 2040 | TWh | 164 | Sub_sector | Industry | Metals | Industry (metal) | Energetic | industry_metal_demand_methane_energetic | Methane | non-EU | Energy demand | 0.26385 | FEC
CH | TYNDP2026 | LEV | 2040 | TWh | 165 | Sub_sector | Industry | Metals | Industry (metal) | Energetic | industry_metal_demand_heat_energetic | Heat | non-EU | Energy demand | 0.00032639 | FEC
CH | TYNDP2026 | LEV | 2040 | TWh | 166 | Sub_sector | Industry | Metals | Industry (metal) | Energetic | industry_metal_demand_biomass_energetic | Biomass | non-EU | Energy demand | 0 | FEC
CH | TYNDP2026 | LEV | 2040 | TWh | 167 | Sub_sector | Industry | Metals | Industry (metal) | Energetic | industry_metal_demand_coal_energetic | Solids | non-EU | Energy demand | 0 | FEC
CH | TYNDP2026 | LEV | 2040 | TWh | 168 | Sub_sector | Industry | Metals | Industry (metal) | Energetic | industry_metal_demand_oil_energetic | Liquids | non-EU | Energy demand | 0.0084069 | FEC
CH | TYNDP2026 | LEV | 2040 | TWh | 169 | Sub_sector | Industry | Metals | Industry (metal) | Energetic | industry_metal_demand_others_energetic | Others | non-EU | Energy demand | 0 | FEC
CH | TYNDP2026 | LEV | 2040 | TWh | 170 | Sub_sector | Industry | Metals | Industry (metal) | Energetic | industry_metal_demand_ammonia_energetic | Ammonia | non-EU | Energy demand | 0 | FEC
CH | TYNDP2026 | LEV | 2040 | TWh | 172 | Sub_sector | Industry | Others | Industry (other, energetic) | Energetic | industry_other_demand_electricity_energetic | Electricity | non-EU | Energy demand | 4.8225 | FEC
CH | TYNDP2026 | LEV | 2040 | TWh | 173 | Sub_sector | Industry | Others | Industry (other, energetic) | Energetic | industry_other_demand_hydrogen_energetic | Hydrogen | non-EU | Energy demand | 0 | FEC
CH | TYNDP2026 | LEV | 2040 | TWh | 174 | Sub_sector | Industry | Others | Industry (other, energetic) | Energetic | industry_other_demand_methane_energetic | Methane | non-EU | Energy demand | 0 | FEC
CH | TYNDP2026 | LEV | 2040 | TWh | 175 | Sub_sector | Industry | Others | Industry (other, energetic) | Energetic | industry_other_demand_heat_energetic | Heat | non-EU | Energy demand | 1.8526 | FEC
CH | TYNDP2026 | LEV | 2040 | TWh | 176 | Sub_sector | Industry | Others | Industry (other, energetic) | Energetic | industry_other_demand_biomass_energetic | Biomass | non-EU | Energy demand | 3.821 | FEC
CH | TYNDP2026 | LEV | 2040 | TWh | 177 | Sub_sector | Industry | Others | Industry (other, energetic) | Energetic | industry_other_demand_coal_energetic | Solids | non-EU | Energy demand | 0 | FEC
CH | TYNDP2026 | LEV | 2040 | TWh | 178 | Sub_sector | Industry | Others | Industry (other, energetic) | Energetic | industry_other_demand_oil_energetic | Liquids | non-EU | Energy demand | 1.0826 | FEC
CH | TYNDP2026 | LEV | 2040 | TWh | 179 | Sub_sector | Industry | Others | Industry (other, energetic) | Energetic | industry_other_demand_others_energetic | Others | non-EU | Energy demand | 0 | FEC
CH | TYNDP2026 | LEV | 2040 | TWh | 180 | Sub_sector | Industry | Others | Industry (other, energetic) | Energetic | industry_other_demand_ammonia_energetic | Ammonia | non-EU | Energy demand | 0 | FEC
CH | TYNDP2026 | LEV | 2040 | TWh | 182 | Sub_sector | Industry | Others | Industry (other, non-energetic) | Non-energetic | industry_other_demand_electricity_non_energetic | Electricity | non-EU | Energy demand | 0 | not_included_in_FEC
CH | TYNDP2026 | LEV | 2040 | TWh | 183 | Sub_sector | Industry | Others | Industry (other, non-energetic) | Non-energetic | industry_other_demand_hydrogen_non_energetic | Hydrogen | non-EU | Energy demand | 0 | not_included_in_FEC
CH | TYNDP2026 | LEV | 2040 | TWh | 184 | Sub_sector | Industry | Others | Industry (other, non-energetic) | Non-energetic | industry_other_demand_methane_non_energetic | Methane | non-EU | Energy demand | 0 | not_included_in_FEC
CH | TYNDP2026 | LEV | 2040 | TWh | 185 | Sub_sector | Industry | Others | Industry (other, non-energetic) | Non-energetic | industry_other_demand_heat_non_energetic | Heat | non-EU | Energy demand | 0 | not_included_in_FEC
CH | TYNDP2026 | LEV | 2040 | TWh | 186 | Sub_sector | Industry | Others | Industry (other, non-energetic) | Non-energetic | industry_other_demand_biomass_non_energetic | Biomass | non-EU | Energy demand | 0 | not_included_in_FEC
CH | TYNDP2026 | LEV | 2040 | TWh | 187 | Sub_sector | Industry | Others | Industry (other, non-energetic) | Non-energetic | industry_other_demand_coal_non_energetic | Solids | non-EU | Energy demand | 0 | not_included_in_FEC
CH | TYNDP2026 | LEV | 2040 | TWh | 188 | Sub_sector | Industry | Others | Industry (other, non-energetic) | Non-energetic | industry_other_demand_oil_non_energetic | Liquids | non-EU | Energy demand | 4.1944 | not_included_in_FEC
CH | TYNDP2026 | LEV | 2040 | TWh | 189 | Sub_sector | Industry | Others | Industry (other, non-energetic) | Non-energetic | industry_other_demand_others_non_energetic | Others | non-EU | Energy demand | 0 | not_included_in_FEC
CH | TYNDP2026 | LEV | 2040 | TWh | 190 | Sub_sector | Industry | Others | Industry (other, non-energetic) | Non-energetic | industry_other_demand_ammonia_non_energetic | Ammonia | non-EU | Energy demand | 0 | not_included_in_FEC
CH | TYNDP2026 | LEV | 2040 | TWh | 192 | Sub_sector | Industry | Paper | Industry (paper) | Energetic | industry_paper_demand_electricity_energetic | Electricity | non-EU | Energy demand | 0.91268 | FEC
CH | TYNDP2026 | LEV | 2040 | TWh | 193 | Sub_sector | Industry | Paper | Industry (paper) | Energetic | industry_paper_demand_hydrogen_energetic | Hydrogen | non-EU | Energy demand | 0 | FEC
CH | TYNDP2026 | LEV | 2040 | TWh | 194 | Sub_sector | Industry | Paper | Industry (paper) | Energetic | industry_paper_demand_methane_energetic | Methane | non-EU | Energy demand | 0.30442 | FEC
CH | TYNDP2026 | LEV | 2040 | TWh | 195 | Sub_sector | Industry | Paper | Industry (paper) | Energetic | industry_paper_demand_heat_energetic | Heat | non-EU | Energy demand | 0.46312 | FEC
CH | TYNDP2026 | LEV | 2040 | TWh | 196 | Sub_sector | Industry | Paper | Industry (paper) | Energetic | industry_paper_demand_biomass_energetic | Biomass | non-EU | Energy demand | 0.23018 | FEC
CH | TYNDP2026 | LEV | 2040 | TWh | 197 | Sub_sector | Industry | Paper | Industry (paper) | Energetic | industry_paper_demand_coal_energetic | Solids | non-EU | Energy demand | 0 | FEC
CH | TYNDP2026 | LEV | 2040 | TWh | 198 | Sub_sector | Industry | Paper | Industry (paper) | Energetic | industry_paper_demand_oil_energetic | Liquids | non-EU | Energy demand | 0.058904 | FEC
CH | TYNDP2026 | LEV | 2040 | TWh | 199 | Sub_sector | Industry | Paper | Industry (paper) | Energetic | industry_paper_demand_others_energetic | Others | non-EU | Energy demand | 0 | FEC
CH | TYNDP2026 | LEV | 2040 | TWh | 200 | Sub_sector | Industry | Paper | Industry (paper) | Energetic | industry_paper_demand_ammonia_energetic | Ammonia | non-EU | Energy demand | 0 | FEC
CH | TYNDP2026 | LEV | 2040 | TWh | 202 | Sub_sector | Industry | Refineries | Industry (refineries, energetic) | Energetic | industry_refinery_demand_electricity_energetic | Electricity | non-EU | Energy demand | 0 | not_included_in_FEC
CH | TYNDP2026 | LEV | 2040 | TWh | 203 | Sub_sector | Industry | Refineries | Industry (refineries, energetic) | Energetic | industry_refinery_demand_hydrogen_energetic | Hydrogen | non-EU | Energy demand | 0 | not_included_in_FEC
CH | TYNDP2026 | LEV | 2040 | TWh | 204 | Sub_sector | Industry | Refineries | Industry (refineries, energetic) | Energetic | industry_refinery_demand_methane_energetic | Methane | non-EU | Energy demand | 1.4632 | not_included_in_FEC
CH | TYNDP2026 | LEV | 2040 | TWh | 205 | Sub_sector | Industry | Refineries | Industry (refineries, energetic) | Energetic | industry_refinery_demand_heat_energetic | Heat | non-EU | Energy demand | 0 | not_included_in_FEC
CH | TYNDP2026 | LEV | 2040 | TWh | 206 | Sub_sector | Industry | Refineries | Industry (refineries, energetic) | Energetic | industry_refinery_demand_biomass_energetic | Biomass | non-EU | Energy demand | 0 | not_included_in_FEC
CH | TYNDP2026 | LEV | 2040 | TWh | 207 | Sub_sector | Industry | Refineries | Industry (refineries, energetic) | Energetic | industry_refinery_demand_coal_energetic | Solids | non-EU | Energy demand | 0 | not_included_in_FEC
CH | TYNDP2026 | LEV | 2040 | TWh | 208 | Sub_sector | Industry | Refineries | Industry (refineries, energetic) | Energetic | industry_refinery_demand_oil_energetic | Liquids | non-EU | Energy demand | 0 | not_included_in_FEC
CH | TYNDP2026 | LEV | 2040 | TWh | 209 | Sub_sector | Industry | Refineries | Industry (refineries, energetic) | Energetic | industry_refinery_demand_others_energetic | Others | non-EU | Energy demand | 0 | not_included_in_FEC
CH | TYNDP2026 | LEV | 2040 | TWh | 210 | Sub_sector | Industry | Refineries | Industry (refineries, energetic) | Energetic | industry_refinery_demand_ammonia_energetic | Ammonia | non-EU | Energy demand | 0 | not_included_in_FEC
CH | TYNDP2026 | LEV | 2040 | TWh | 212 | Sub_sector | Industry | Refineries | Industry (refineries, non-energetic) | Non-energetic | industry_refinery_demand_electricity_non_energetic | Electricity | non-EU | Energy demand | 0 | not_included_in_FEC
CH | TYNDP2026 | LEV | 2040 | TWh | 213 | Sub_sector | Industry | Refineries | Industry (refineries, non-energetic) | Non-energetic | industry_refinery_demand_hydrogen_non_energetic | Hydrogen | non-EU | Energy demand | 0 | not_included_in_FEC
CH | TYNDP2026 | LEV | 2040 | TWh | 214 | Sub_sector | Industry | Refineries | Industry (refineries, non-energetic) | Non-energetic | industry_refinery_demand_methane_non_energetic | Methane | non-EU | Energy demand | 0 | not_included_in_FEC
CH | TYNDP2026 | LEV | 2040 | TWh | 215 | Sub_sector | Industry | Refineries | Industry (refineries, non-energetic) | Non-energetic | industry_refinery_demand_heat_non_energetic | Heat | non-EU | Energy demand | 0 | not_included_in_FEC
CH | TYNDP2026 | LEV | 2040 | TWh | 216 | Sub_sector | Industry | Refineries | Industry (refineries, non-energetic) | Non-energetic | industry_refinery_demand_biomass_non_energetic | Biomass | non-EU | Energy demand | 0 | not_included_in_FEC
CH | TYNDP2026 | LEV | 2040 | TWh | 217 | Sub_sector | Industry | Refineries | Industry (refineries, non-energetic) | Non-energetic | industry_refinery_demand_coal_non_energetic | Solids | non-EU | Energy demand | 0 | not_included_in_FEC
CH | TYNDP2026 | LEV | 2040 | TWh | 218 | Sub_sector | Industry | Refineries | Industry (refineries, non-energetic) | Non-energetic | industry_refinery_demand_oil_non_energetic | Liquids | non-EU | Energy demand | 0 | not_included_in_FEC
CH | TYNDP2026 | LEV | 2040 | TWh | 219 | Sub_sector | Industry | Refineries | Industry (refineries, non-energetic) | Non-energetic | industry_refinery_demand_others_non_energetic | Others | non-EU | Energy demand | 0 | not_included_in_FEC
CH | TYNDP2026 | LEV | 2040 | TWh | 220 | Sub_sector | Industry | Refineries | Industry (refineries, non-energetic) | Non-energetic | industry_refinery_demand_ammonia_non_energetic | Ammonia | non-EU | Energy demand | 0 | not_included_in_FEC
CH | TYNDP2026 | LEV | 2040 | TWh | 222 | Sub_sector | Industry | Steel | Industry (steel) | Energetic | industry_steel_demand_electricity_energetic | Electricity | non-EU | Energy demand | 1.1043 | FEC
CH | TYNDP2026 | LEV | 2040 | TWh | 223 | Sub_sector | Industry | Steel | Industry (steel) | Energetic | industry_steel_demand_hydrogen_energetic | Hydrogen | non-EU | Energy demand | 0 | FEC
CH | TYNDP2026 | LEV | 2040 | TWh | 224 | Sub_sector | Industry | Steel | Industry (steel) | Energetic | industry_steel_demand_methane_energetic | Methane | non-EU | Energy demand | 0.90014 | FEC
CH | TYNDP2026 | LEV | 2040 | TWh | 225 | Sub_sector | Industry | Steel | Industry (steel) | Energetic | industry_steel_demand_heat_energetic | Heat | non-EU | Energy demand | 0 | FEC
CH | TYNDP2026 | LEV | 2040 | TWh | 226 | Sub_sector | Industry | Steel | Industry (steel) | Energetic | industry_steel_demand_biomass_energetic | Biomass | non-EU | Energy demand | 0.030784 | FEC
CH | TYNDP2026 | LEV | 2040 | TWh | 227 | Sub_sector | Industry | Steel | Industry (steel) | Energetic | industry_steel_demand_coal_energetic | Solids | non-EU | Energy demand | 0.082142 | FEC
CH | TYNDP2026 | LEV | 2040 | TWh | 228 | Sub_sector | Industry | Steel | Industry (steel) | Energetic | industry_steel_demand_oil_energetic | Liquids | non-EU | Energy demand | 0.023653 | FEC
CH | TYNDP2026 | LEV | 2040 | TWh | 229 | Sub_sector | Industry | Steel | Industry (steel) | Energetic | industry_steel_demand_others_energetic | Others | non-EU | Energy demand | 0 | FEC
CH | TYNDP2026 | LEV | 2040 | TWh | 230 | Sub_sector | Industry | Steel | Industry (steel) | Energetic | industry_steel_demand_ammonia_energetic | Ammonia | non-EU | Energy demand | 0 | FEC
CH | TYNDP2026 | LEV | 2040 | TWh | 232 | Sub_sector | Transport | Cars | Transport (cars) | Energetic | transport_cars_final_demand_electricity | Electricity | non-EU | Energy demand | 6.8208 | FEC
CH | TYNDP2026 | LEV | 2040 | TWh | 233 | Sub_sector | Transport | Cars | Transport (cars) | Energetic | transport_cars_final_demand_hydrogen | Hydrogen | non-EU | Energy demand | 1.3534 | FEC
CH | TYNDP2026 | LEV | 2040 | TWh | 234 | Sub_sector | Transport | Cars | Transport (cars) | Energetic | transport_cars_final_demand_methane | Methane | non-EU | Energy demand | 1.0006 | FEC
CH | TYNDP2026 | LEV | 2040 | TWh | 235 | Sub_sector | Transport | Cars | Transport (cars) | Energetic | transport_cars_final_demand_heat | Heat | non-EU | Energy demand | 0 | FEC
CH | TYNDP2026 | LEV | 2040 | TWh | 236 | Sub_sector | Transport | Cars | Transport (cars) | Energetic | transport_cars_final_demand_biomass | Biomass | non-EU | Energy demand | 0 | FEC
CH | TYNDP2026 | LEV | 2040 | TWh | 237 | Sub_sector | Transport | Cars | Transport (cars) | Energetic | transport_cars_final_demand_coal | Solids | non-EU | Energy demand | 0 | FEC
CH | TYNDP2026 | LEV | 2040 | TWh | 238 | Sub_sector | Transport | Cars | Transport (cars) | Energetic | transport_cars_final_demand_oil | Liquids | non-EU | Energy demand | 23.043 | FEC
CH | TYNDP2026 | LEV | 2040 | TWh | 239 | Sub_sector | Transport | Cars | Transport (cars) | Energetic | transport_cars_final_demand_other | Others | non-EU | Energy demand | 0 | FEC
CH | TYNDP2026 | LEV | 2040 | TWh | 240 | Sub_sector | Transport | Cars | Transport (cars) | Energetic | transport_cars_final_demand_ammonia | Ammonia | non-EU | Energy demand | 0 | FEC
CH | TYNDP2026 | LEV | 2040 | TWh | 242 | Sub_sector | Transport | Busses | Transport (busses) | Energetic | transport_busses_final_demand_electricity | Electricity | non-EU | Energy demand | 0.096046 | FEC
CH | TYNDP2026 | LEV | 2040 | TWh | 243 | Sub_sector | Transport | Busses | Transport (busses) | Energetic | transport_busses_final_demand_hydrogen | Hydrogen | non-EU | Energy demand | 0.00085041 | FEC
CH | TYNDP2026 | LEV | 2040 | TWh | 244 | Sub_sector | Transport | Busses | Transport (busses) | Energetic | transport_busses_final_demand_methane | Methane | non-EU | Energy demand | 0.18511 | FEC
CH | TYNDP2026 | LEV | 2040 | TWh | 245 | Sub_sector | Transport | Busses | Transport (busses) | Energetic | transport_busses_final_demand_heat | Heat | non-EU | Energy demand | 0 | FEC
CH | TYNDP2026 | LEV | 2040 | TWh | 246 | Sub_sector | Transport | Busses | Transport (busses) | Energetic | transport_busses_final_demand_biomass | Biomass | non-EU | Energy demand | 0 | FEC
CH | TYNDP2026 | LEV | 2040 | TWh | 247 | Sub_sector | Transport | Busses | Transport (busses) | Energetic | transport_busses_final_demand_coal | Solids | non-EU | Energy demand | 0 | FEC
CH | TYNDP2026 | LEV | 2040 | TWh | 248 | Sub_sector | Transport | Busses | Transport (busses) | Energetic | transport_busses_final_demand_oil | Liquids | non-EU | Energy demand | 0.98634 | FEC
CH | TYNDP2026 | LEV | 2040 | TWh | 249 | Sub_sector | Transport | Busses | Transport (busses) | Energetic | transport_busses_final_demand_other | Others | non-EU | Energy demand | 0 | FEC
CH | TYNDP2026 | LEV | 2040 | TWh | 250 | Sub_sector | Transport | Busses | Transport (busses) | Energetic | transport_busses_final_demand_ammonia | Ammonia | non-EU | Energy demand | 0 | FEC
CH | TYNDP2026 | LEV | 2040 | TWh | 252 | Sub_sector | Transport | Trucks | Transport (trucks) | Energetic | transport_trucks_final_demand_electricity | Electricity | non-EU | Energy demand | 0.25331 | FEC
CH | TYNDP2026 | LEV | 2040 | TWh | 253 | Sub_sector | Transport | Trucks | Transport (trucks) | Energetic | transport_trucks_final_demand_hydrogen | Hydrogen | non-EU | Energy demand | 0.56068 | FEC
CH | TYNDP2026 | LEV | 2040 | TWh | 254 | Sub_sector | Transport | Trucks | Transport (trucks) | Energetic | transport_trucks_final_demand_methane | Methane | non-EU | Energy demand | 0.6708 | FEC
CH | TYNDP2026 | LEV | 2040 | TWh | 255 | Sub_sector | Transport | Trucks | Transport (trucks) | Energetic | transport_trucks_final_demand_heat | Heat | non-EU | Energy demand | 0 | FEC
CH | TYNDP2026 | LEV | 2040 | TWh | 256 | Sub_sector | Transport | Trucks | Transport (trucks) | Energetic | transport_trucks_final_demand_biomass | Biomass | non-EU | Energy demand | 0 | FEC
CH | TYNDP2026 | LEV | 2040 | TWh | 257 | Sub_sector | Transport | Trucks | Transport (trucks) | Energetic | transport_trucks_final_demand_coal | Solids | non-EU | Energy demand | 0 | FEC
CH | TYNDP2026 | LEV | 2040 | TWh | 258 | Sub_sector | Transport | Trucks | Transport (trucks) | Energetic | transport_trucks_final_demand_oil | Liquids | non-EU | Energy demand | 5.9802 | FEC
CH | TYNDP2026 | LEV | 2040 | TWh | 259 | Sub_sector | Transport | Trucks | Transport (trucks) | Energetic | transport_trucks_final_demand_other | Others | non-EU | Energy demand | 0 | FEC
CH | TYNDP2026 | LEV | 2040 | TWh | 260 | Sub_sector | Transport | Trucks | Transport (trucks) | Energetic | transport_trucks_final_demand_ammonia | Ammonia | non-EU | Energy demand | 0 | FEC
CH | TYNDP2026 | LEV | 2040 | TWh | 262 | Sub_sector | Transport | Vans | Transport (vans) | Energetic | transport_vans_final_demand_electricity | Electricity | non-EU | Energy demand | 0.090405 | FEC
CH | TYNDP2026 | LEV | 2040 | TWh | 263 | Sub_sector | Transport | Vans | Transport (vans) | Energetic | transport_vans_final_demand_hydrogen | Hydrogen | non-EU | Energy demand | 0.0033804 | FEC
CH | TYNDP2026 | LEV | 2040 | TWh | 264 | Sub_sector | Transport | Vans | Transport (vans) | Energetic | transport_vans_final_demand_methane | Methane | non-EU | Energy demand | 0 | FEC
CH | TYNDP2026 | LEV | 2040 | TWh | 265 | Sub_sector | Transport | Vans | Transport (vans) | Energetic | transport_vans_final_demand_heat | Heat | non-EU | Energy demand | 0 | FEC
CH | TYNDP2026 | LEV | 2040 | TWh | 266 | Sub_sector | Transport | Vans | Transport (vans) | Energetic | transport_vans_final_demand_biomass | Biomass | non-EU | Energy demand | 0 | FEC
CH | TYNDP2026 | LEV | 2040 | TWh | 267 | Sub_sector | Transport | Vans | Transport (vans) | Energetic | transport_vans_final_demand_coal | Solids | non-EU | Energy demand | 0 | FEC
CH | TYNDP2026 | LEV | 2040 | TWh | 268 | Sub_sector | Transport | Vans | Transport (vans) | Energetic | transport_vans_final_demand_oil | Liquids | non-EU | Energy demand | 1.0002 | FEC
CH | TYNDP2026 | LEV | 2040 | TWh | 269 | Sub_sector | Transport | Vans | Transport (vans) | Energetic | transport_vans_final_demand_other | Others | non-EU | Energy demand | 0 | FEC
CH | TYNDP2026 | LEV | 2040 | TWh | 270 | Sub_sector | Transport | Vans | Transport (vans) | Energetic | transport_vans_final_demand_ammonia | Ammonia | non-EU | Energy demand | 0 | FEC
CH | TYNDP2026 | LEV | 2040 | TWh | 272 | Sub_sector | Transport | Freight trains | Transport (trains) | Energetic | transport_trains_final_demand_electricity | Electricity | non-EU | Energy demand | 3.2851 | FEC
CH | TYNDP2026 | LEV | 2040 | TWh | 273 | Sub_sector | Transport | Freight trains | Transport (trains) | Energetic | transport_trains_final_demand_hydrogen | Hydrogen | non-EU | Energy demand | 0 | FEC
CH | TYNDP2026 | LEV | 2040 | TWh | 274 | Sub_sector | Transport | Freight trains | Transport (trains) | Energetic | transport_trains_final_demand_methane | Methane | non-EU | Energy demand | 0 | FEC
CH | TYNDP2026 | LEV | 2040 | TWh | 275 | Sub_sector | Transport | Freight trains | Transport (trains) | Energetic | transport_trains_final_demand_heat | Heat | non-EU | Energy demand | 0 | FEC
CH | TYNDP2026 | LEV | 2040 | TWh | 276 | Sub_sector | Transport | Freight trains | Transport (trains) | Energetic | transport_trains_final_demand_biomass | Biomass | non-EU | Energy demand | 0 | FEC
CH | TYNDP2026 | LEV | 2040 | TWh | 277 | Sub_sector | Transport | Freight trains | Transport (trains) | Energetic | transport_trains_final_demand_coal | Solids | non-EU | Energy demand | 0 | FEC
CH | TYNDP2026 | LEV | 2040 | TWh | 278 | Sub_sector | Transport | Freight trains | Transport (trains) | Energetic | transport_trains_final_demand_oil | Liquids | non-EU | Energy demand | 0 | FEC
CH | TYNDP2026 | LEV | 2040 | TWh | 279 | Sub_sector | Transport | Freight trains | Transport (trains) | Energetic | transport_trains_final_demand_other | Others | non-EU | Energy demand | 0 | FEC
CH | TYNDP2026 | LEV | 2040 | TWh | 280 | Sub_sector | Transport | Freight trains | Transport (trains) | Energetic | transport_trains_final_demand_ammonia | Ammonia | non-EU | Energy demand | 0 | FEC
CH | TYNDP2026 | LEV | 2040 | TWh | 282 | Sub_sector | Transport | Ships | Transport (ships) | Energetic | transport_ships_final_demand_electricity | Electricity | non-EU | Energy demand | 0 | FEC
CH | TYNDP2026 | LEV | 2040 | TWh | 283 | Sub_sector | Transport | Ships | Transport (ships) | Energetic | transport_ships_final_demand_hydrogen | Hydrogen | non-EU | Energy demand | 0 | FEC
CH | TYNDP2026 | LEV | 2040 | TWh | 284 | Sub_sector | Transport | Ships | Transport (ships) | Energetic | transport_ships_final_demand_methane | Methane | non-EU | Energy demand | 0 | FEC
CH | TYNDP2026 | LEV | 2040 | TWh | 285 | Sub_sector | Transport | Ships | Transport (ships) | Energetic | transport_ships_final_demand_heat | Heat | non-EU | Energy demand | 0 | FEC
CH | TYNDP2026 | LEV | 2040 | TWh | 286 | Sub_sector | Transport | Ships | Transport (ships) | Energetic | transport_ships_final_demand_biomass | Biomass | non-EU | Energy demand | 0 | FEC
CH | TYNDP2026 | LEV | 2040 | TWh | 287 | Sub_sector | Transport | Ships | Transport (ships) | Energetic | transport_ships_final_demand_coal | Solids | non-EU | Energy demand | 0 | FEC
CH | TYNDP2026 | LEV | 2040 | TWh | 288 | Sub_sector | Transport | Ships | Transport (ships) | Energetic | transport_ships_final_demand_oil | Liquids | non-EU | Energy demand | 0.00036449 | FEC
CH | TYNDP2026 | LEV | 2040 | TWh | 289 | Sub_sector | Transport | Ships | Transport (ships) | Energetic | transport_ships_final_demand_other | Others | non-EU | Energy demand | 0 | FEC
CH | TYNDP2026 | LEV | 2040 | TWh | 290 | Sub_sector | Transport | Ships | Transport (ships) | Energetic | transport_ships_final_demand_ammonia | Ammonia | non-EU | Energy demand | 0 | FEC
CH | TYNDP2026 | LEV | 2040 | TWh | 292 | Sub_sector | Transport | Planes | Transport (planes) | Energetic | transport_planes_final_demand_electricity | Electricity | non-EU | Energy demand | 0 | FEC
CH | TYNDP2026 | LEV | 2040 | TWh | 293 | Sub_sector | Transport | Planes | Transport (planes) | Energetic | transport_planes_final_demand_hydrogen | Hydrogen | non-EU | Energy demand | 0 | FEC
CH | TYNDP2026 | LEV | 2040 | TWh | 294 | Sub_sector | Transport | Planes | Transport (planes) | Energetic | transport_planes_final_demand_methane | Methane | non-EU | Energy demand | 0 | FEC
CH | TYNDP2026 | LEV | 2040 | TWh | 295 | Sub_sector | Transport | Planes | Transport (planes) | Energetic | transport_planes_final_demand_heat | Heat | non-EU | Energy demand | 0 | FEC
CH | TYNDP2026 | LEV | 2040 | TWh | 296 | Sub_sector | Transport | Planes | Transport (planes) | Energetic | transport_planes_final_demand_biomass | Biomass | non-EU | Energy demand | 0 | FEC
CH | TYNDP2026 | LEV | 2040 | TWh | 297 | Sub_sector | Transport | Planes | Transport (planes) | Energetic | transport_planes_final_demand_coal | Solids | non-EU | Energy demand | 0 | FEC
CH | TYNDP2026 | LEV | 2040 | TWh | 298 | Sub_sector | Transport | Planes | Transport (planes) | Energetic | transport_planes_final_demand_oil | Liquids | non-EU | Energy demand | 0.58358 | FEC
CH | TYNDP2026 | LEV | 2040 | TWh | 299 | Sub_sector | Transport | Planes | Transport (planes) | Energetic | transport_planes_final_demand_other | Others | non-EU | Energy demand | 0 | FEC
CH | TYNDP2026 | LEV | 2040 | TWh | 300 | Sub_sector | Transport | Planes | Transport (planes) | Energetic | transport_planes_final_demand_ammonia | Ammonia | non-EU | Energy demand | 0 | FEC
CH | TYNDP2026 | LEV | 2040 | TWh | 302 | Sub_sector | Transport | Others | Transport (others) | Energetic | transport_other_final_demand_electricity | Electricity | non-EU | Energy demand | 0 | FEC
CH | TYNDP2026 | LEV | 2040 | TWh | 303 | Sub_sector | Transport | Others | Transport (others) | Energetic | transport_other_final_demand_hydrogen | Hydrogen | non-EU | Energy demand | 0 | FEC
CH | TYNDP2026 | LEV | 2040 | TWh | 304 | Sub_sector | Transport | Others | Transport (others) | Energetic | transport_other_final_demand_methane | Methane | non-EU | Energy demand | 0 | FEC
CH | TYNDP2026 | LEV | 2040 | TWh | 305 | Sub_sector | Transport | Others | Transport (others) | Energetic | transport_other_final_demand_heat | Heat | non-EU | Energy demand | 0 | FEC
CH | TYNDP2026 | LEV | 2040 | TWh | 306 | Sub_sector | Transport | Others | Transport (others) | Energetic | transport_other_final_demand_biomass | Biomass | non-EU | Energy demand | 0 | FEC
CH | TYNDP2026 | LEV | 2040 | TWh | 307 | Sub_sector | Transport | Others | Transport (others) | Energetic | transport_other_final_demand_coal | Solids | non-EU | Energy demand | 0 | FEC
CH | TYNDP2026 | LEV | 2040 | TWh | 308 | Sub_sector | Transport | Others | Transport (others) | Energetic | transport_other_final_demand_oil | Liquids | non-EU | Energy demand | 0 | FEC
CH | TYNDP2026 | LEV | 2040 | TWh | 309 | Sub_sector | Transport | Others | Transport (others) | Energetic | transport_other_final_demand_other | Others | non-EU | Energy demand | 0 | FEC
CH | TYNDP2026 | LEV | 2040 | TWh | 310 | Sub_sector | Transport | Others | Transport (others) | Energetic | transport_other_final_demand_ammonia | Ammonia | non-EU | Energy demand | 0 | FEC
CH | TYNDP2026 | LEV | 2040 | TWh | 312 | Sub_sector | International transport | International aviation | Transport (int. aviation) | Energetic | transport_int_aviation_final_demand_electricity | Electricity | non-EU | Energy demand | 0 | FEC
CH | TYNDP2026 | LEV | 2040 | TWh | 313 | Sub_sector | International transport | International aviation | Transport (int. aviation) | Energetic | transport_int_aviation_final_demand_hydrogen | Hydrogen | non-EU | Energy demand | 0 | FEC
CH | TYNDP2026 | LEV | 2040 | TWh | 314 | Sub_sector | International transport | International aviation | Transport (int. aviation) | Energetic | transport_int_aviation_final_demand_methane | Methane | non-EU | Energy demand | 0 | FEC
CH | TYNDP2026 | LEV | 2040 | TWh | 315 | Sub_sector | International transport | International aviation | Transport (int. aviation) | Energetic | transport_int_aviation_final_demand_heat | Heat | non-EU | Energy demand | 0 | FEC
CH | TYNDP2026 | LEV | 2040 | TWh | 316 | Sub_sector | International transport | International aviation | Transport (int. aviation) | Energetic | transport_int_aviation_final_demand_biofuels | Biomass | non-EU | Energy demand | 0 | FEC
CH | TYNDP2026 | LEV | 2040 | TWh | 317 | Sub_sector | International transport | International aviation | Transport (int. aviation) | Energetic | transport_int_aviation_final_demand_coal | Solids | non-EU | Energy demand | 0 | FEC
CH | TYNDP2026 | LEV | 2040 | TWh | 318 | Sub_sector | International transport | International aviation | Transport (int. aviation) | Energetic | transport_int_aviation_final_demand_oil | Liquids | non-EU | Energy demand | 20.1566 | FEC
CH | TYNDP2026 | LEV | 2040 | TWh | 319 | Sub_sector | International transport | International aviation | Transport (int. aviation) | Energetic | transport_int_aviation_final_demand_other | Others | non-EU | Energy demand | 0 | FEC
CH | TYNDP2026 | LEV | 2040 | TWh | 320 | Sub_sector | International transport | International aviation | Transport (int. aviation) | Energetic | transport_int_aviation_final_demand_ammonia | Ammonia | non-EU | Energy demand | 0 | FEC
CH | TYNDP2026 | LEV | 2040 | TWh | 322 | Sub_sector | International transport | International shipping | Transport (int. shipping) | Energetic | transport_int_shipping_final_demand_electricity | Electricity | non-EU | Energy demand | 0 | not_included_in_FEC
CH | TYNDP2026 | LEV | 2040 | TWh | 323 | Sub_sector | International transport | International shipping | Transport (int. shipping) | Energetic | transport_int_shipping_final_demand_hydrogen | Hydrogen | non-EU | Energy demand | 0 | not_included_in_FEC
CH | TYNDP2026 | LEV | 2040 | TWh | 324 | Sub_sector | International transport | International shipping | Transport (int. shipping) | Energetic | transport_int_shipping_final_demand_methane | Methane | non-EU | Energy demand | 0 | not_included_in_FEC
CH | TYNDP2026 | LEV | 2040 | TWh | 325 | Sub_sector | International transport | International shipping | Transport (int. shipping) | Energetic | transport_int_shipping_final_demand_heat | Heat | non-EU | Energy demand | 0 | not_included_in_FEC
CH | TYNDP2026 | LEV | 2040 | TWh | 326 | Sub_sector | International transport | International shipping | Transport (int. shipping) | Energetic | transport_int_shipping_final_demand_biofuels | Biomass | non-EU | Energy demand | 0 | not_included_in_FEC
CH | TYNDP2026 | LEV | 2040 | TWh | 327 | Sub_sector | International transport | International shipping | Transport (int. shipping) | Energetic | transport_int_shipping_final_demand_coal | Solids | non-EU | Energy demand | 0 | not_included_in_FEC
CH | TYNDP2026 | LEV | 2040 | TWh | 328 | Sub_sector | International transport | International shipping | Transport (int. shipping) | Energetic | transport_int_shipping_final_demand_oil | Liquids | non-EU | Energy demand | 0 | not_included_in_FEC
CH | TYNDP2026 | LEV | 2040 | TWh | 329 | Sub_sector | International transport | International shipping | Transport (int. shipping) | Energetic | transport_int_shipping_final_demand_other | Others | non-EU | Energy demand | 0 | not_included_in_FEC
CH | TYNDP2026 | LEV | 2040 | TWh | 330 | Sub_sector | International transport | International shipping | Transport (int. shipping) | Energetic | transport_int_shipping_final_demand_ammonia | Ammonia | non-EU | Energy demand | 0 | not_included_in_FEC
CH | TYNDP2026 | LEV | 2040 | TWh | 332 | Sub_sector | Households | Space heating | Households (heating) | Energetic | households_heating_final_demand_electricity | Electricity | non-EU | Energy demand | 6.1657 | FEC
CH | TYNDP2026 | LEV | 2040 | TWh | 333 | Sub_sector | Households | Space heating | Households (heating) | Energetic | households_heating_final_demand_hydrogen | Hydrogen | non-EU | Energy demand | 0 | FEC
CH | TYNDP2026 | LEV | 2040 | TWh | 334 | Sub_sector | Households | Space heating | Households (heating) | Energetic | households_heating_final_demand_methane | Methane | non-EU | Energy demand | 5.7971 | FEC
CH | TYNDP2026 | LEV | 2040 | TWh | 335 | Sub_sector | Households | Space heating | Households (heating) | Energetic | households_heating_final_demand_heat | Heat | non-EU | Energy demand | 2.0768 | FEC
CH | TYNDP2026 | LEV | 2040 | TWh | 336 | Sub_sector | Households | Space heating | Households (heating) | Energetic | households_heating_final_demand_biomass | Biomass | non-EU | Energy demand | 2.3618 | FEC
CH | TYNDP2026 | LEV | 2040 | TWh | 337 | Sub_sector | Households | Space heating | Households (heating) | Energetic | households_heating_final_demand_coal | Solids | non-EU | Energy demand | 0 | FEC
CH | TYNDP2026 | LEV | 2040 | TWh | 338 | Sub_sector | Households | Space heating | Households (heating) | Energetic | households_heating_final_demand_oil | Liquids | non-EU | Energy demand | 3.2277 | FEC
CH | TYNDP2026 | LEV | 2040 | TWh | 339 | Sub_sector | Households | Space heating | Households (heating) | Energetic | households_heating_final_demand_other | Others | non-EU | Energy demand | 0 | FEC
CH | TYNDP2026 | LEV | 2040 | TWh | 340 | Sub_sector | Households | Space heating | Households (heating) | Energetic | households_heating_final_demand_ammonia | Ammonia | non-EU | Energy demand | 0 | FEC
CH | TYNDP2026 | LEV | 2040 | TWh | 343 | Sub_sector | Households | Cooling | Households (cooling) | Energetic | households_cooling_final_demand_electricity | Electricity | non-EU | Energy demand | 1.9347 | FEC
CH | TYNDP2026 | LEV | 2040 | TWh | 344 | Sub_sector | Households | Cooling | Households (cooling) | Energetic | households_cooling_final_demand_hydrogen | Hydrogen | non-EU | Energy demand | 0 | FEC
CH | TYNDP2026 | LEV | 2040 | TWh | 345 | Sub_sector | Households | Cooling | Households (cooling) | Energetic | households_cooling_final_demand_methane | Methane | non-EU | Energy demand | 0 | FEC
CH | TYNDP2026 | LEV | 2040 | TWh | 346 | Sub_sector | Households | Cooling | Households (cooling) | Energetic | households_cooling_final_demand_heat | Heat | non-EU | Energy demand | 0 | FEC
CH | TYNDP2026 | LEV | 2040 | TWh | 347 | Sub_sector | Households | Cooling | Households (cooling) | Energetic | households_cooling_final_demand_biomass | Biomass | non-EU | Energy demand | 0 | FEC
CH | TYNDP2026 | LEV | 2040 | TWh | 348 | Sub_sector | Households | Cooling | Households (cooling) | Energetic | households_cooling_final_demand_coal | Solids | non-EU | Energy demand | 0 | FEC
CH | TYNDP2026 | LEV | 2040 | TWh | 349 | Sub_sector | Households | Cooling | Households (cooling) | Energetic | households_cooling_final_demand_oil | Liquids | non-EU | Energy demand | 0 | FEC
CH | TYNDP2026 | LEV | 2040 | TWh | 350 | Sub_sector | Households | Cooling | Households (cooling) | Energetic | households_cooling_final_demand_other | Others | non-EU | Energy demand | 0 | FEC
CH | TYNDP2026 | LEV | 2040 | TWh | 351 | Sub_sector | Households | Cooling | Households (cooling) | Energetic | households_cooling_final_demand_ammonia | Ammonia | non-EU | Energy demand | 0 | FEC
CH | TYNDP2026 | LEV | 2040 | TWh | 354 | Sub_sector | Households | Hot water | Households (hot water) | Energetic | households_hot_water_final_demand_electricity | Electricity | non-EU | Energy demand | 1.5933 | FEC
CH | TYNDP2026 | LEV | 2040 | TWh | 355 | Sub_sector | Households | Hot water | Households (hot water) | Energetic | households_hot_water_final_demand_hydrogen | Hydrogen | non-EU | Energy demand | 0 | FEC
CH | TYNDP2026 | LEV | 2040 | TWh | 356 | Sub_sector | Households | Hot water | Households (hot water) | Energetic | households_hot_water_final_demand_methane | Methane | non-EU | Energy demand | 1.6465 | FEC
CH | TYNDP2026 | LEV | 2040 | TWh | 357 | Sub_sector | Households | Hot water | Households (hot water) | Energetic | households_hot_water_final_demand_heat | Heat | non-EU | Energy demand | 2.8762 | FEC
CH | TYNDP2026 | LEV | 2040 | TWh | 358 | Sub_sector | Households | Hot water | Households (hot water) | Energetic | households_hot_water_final_demand_biomass | Biomass | non-EU | Energy demand | 0.58048 | FEC
CH | TYNDP2026 | LEV | 2040 | TWh | 359 | Sub_sector | Households | Hot water | Households (hot water) | Energetic | households_hot_water_final_demand_coal | Solids | non-EU | Energy demand | 0 | FEC
CH | TYNDP2026 | LEV | 2040 | TWh | 360 | Sub_sector | Households | Hot water | Households (hot water) | Energetic | households_hot_water_final_demand_oil | Liquids | non-EU | Energy demand | 0.87152 | FEC
CH | TYNDP2026 | LEV | 2040 | TWh | 361 | Sub_sector | Households | Hot water | Households (hot water) | Energetic | households_hot_water_final_demand_other | Others | non-EU | Energy demand | 1.381 | FEC
CH | TYNDP2026 | LEV | 2040 | TWh | 362 | Sub_sector | Households | Hot water | Households (hot water) | Energetic | households_hot_water_final_demand_ammonia | Ammonia | non-EU | Energy demand | 0 | FEC
CH | TYNDP2026 | LEV | 2040 | TWh | 365 | Sub_sector | Households | Appliances | Households (appliances) | Energetic | households_appliances_final_demand_electricity | Electricity | non-EU | Energy demand | 9.1002 | FEC
CH | TYNDP2026 | LEV | 2040 | TWh | 366 | Sub_sector | Households | Appliances | Households (appliances) | Energetic | households_appliances_final_demand_hydrogen | Hydrogen | non-EU | Energy demand | 0 | FEC
CH | TYNDP2026 | LEV | 2040 | TWh | 367 | Sub_sector | Households | Appliances | Households (appliances) | Energetic | households_appliances_final_demand_methane | Methane | non-EU | Energy demand | 1.1329 | FEC
CH | TYNDP2026 | LEV | 2040 | TWh | 368 | Sub_sector | Households | Appliances | Households (appliances) | Energetic | households_appliances_final_demand_heat | Heat | non-EU | Energy demand | 0 | FEC
CH | TYNDP2026 | LEV | 2040 | TWh | 369 | Sub_sector | Households | Appliances | Households (appliances) | Energetic | households_appliances_final_demand_biomass | Biomass | non-EU | Energy demand | 0.070353 | FEC
CH | TYNDP2026 | LEV | 2040 | TWh | 370 | Sub_sector | Households | Appliances | Households (appliances) | Energetic | households_appliances_final_demand_coal | Solids | non-EU | Energy demand | 0 | FEC
CH | TYNDP2026 | LEV | 2040 | TWh | 371 | Sub_sector | Households | Appliances | Households (appliances) | Energetic | households_appliances_final_demand_oil | Liquids | non-EU | Energy demand | 0 | FEC
CH | TYNDP2026 | LEV | 2040 | TWh | 372 | Sub_sector | Households | Appliances | Households (appliances) | Energetic | households_appliances_final_demand_other | Others | non-EU | Energy demand | 0 | FEC
CH | TYNDP2026 | LEV | 2040 | TWh | 373 | Sub_sector | Households | Appliances | Households (appliances) | Energetic | households_appliances_final_demand_ammonia | Ammonia | non-EU | Energy demand | 0 | FEC
CH | TYNDP2026 | LEV | 2040 | TWh | 375 | Sub_sector | Buildings | Space heating | Buildings (heat) | Energetic | buildings_heat_final_demand_electricity | Electricity | non-EU | Energy demand | 3.86 | FEC
CH | TYNDP2026 | LEV | 2040 | TWh | 376 | Sub_sector | Buildings | Space heating | Buildings (heat) | Energetic | buildings_heat_final_demand_hydrogen | Hydrogen | non-EU | Energy demand | 0 | FEC
CH | TYNDP2026 | LEV | 2040 | TWh | 377 | Sub_sector | Buildings | Space heating | Buildings (heat) | Energetic | buildings_heat_final_demand_methane | Methane | non-EU | Energy demand | 3.5059 | FEC
CH | TYNDP2026 | LEV | 2040 | TWh | 378 | Sub_sector | Buildings | Space heating | Buildings (heat) | Energetic | buildings_heat_final_demand_heat | Heat | non-EU | Energy demand | 2.3713 | FEC
CH | TYNDP2026 | LEV | 2040 | TWh | 379 | Sub_sector | Buildings | Space heating | Buildings (heat) | Energetic | buildings_heat_final_demand_biomass | Biomass | non-EU | Energy demand | 1.9034 | FEC
CH | TYNDP2026 | LEV | 2040 | TWh | 380 | Sub_sector | Buildings | Space heating | Buildings (heat) | Energetic | buildings_heat_final_demand_coal | Solids | non-EU | Energy demand | 0 | FEC
CH | TYNDP2026 | LEV | 2040 | TWh | 381 | Sub_sector | Buildings | Space heating | Buildings (heat) | Energetic | buildings_heat_final_demand_oil | Liquids | non-EU | Energy demand | 0 | FEC
CH | TYNDP2026 | LEV | 2040 | TWh | 382 | Sub_sector | Buildings | Space heating | Buildings (heat) | Energetic | buildings_heat_final_demand_other | Others | non-EU | Energy demand | 0.60819 | FEC
CH | TYNDP2026 | LEV | 2040 | TWh | 383 | Sub_sector | Buildings | Space heating | Buildings (heat) | Energetic | buildings_heat_final_demand_ammonia | Ammonia | non-EU | Energy demand | 0 | FEC
CH | TYNDP2026 | LEV | 2040 | TWh | 386 | Sub_sector | Buildings | Cooling | Buildings (cooling) | Energetic | buildings_cooling_final_demand_electricity | Electricity | non-EU | Energy demand | 1.4084 | FEC
CH | TYNDP2026 | LEV | 2040 | TWh | 387 | Sub_sector | Buildings | Cooling | Buildings (cooling) | Energetic | buildings_cooling_final_demand_hydrogen | Hydrogen | non-EU | Energy demand | 0 | FEC
CH | TYNDP2026 | LEV | 2040 | TWh | 388 | Sub_sector | Buildings | Cooling | Buildings (cooling) | Energetic | buildings_cooling_final_demand_methane | Methane | non-EU | Energy demand | 0.027247 | FEC
CH | TYNDP2026 | LEV | 2040 | TWh | 389 | Sub_sector | Buildings | Cooling | Buildings (cooling) | Energetic | buildings_cooling_final_demand_heat | Heat | non-EU | Energy demand | 0 | FEC
CH | TYNDP2026 | LEV | 2040 | TWh | 390 | Sub_sector | Buildings | Cooling | Buildings (cooling) | Energetic | buildings_cooling_final_demand_biomass | Biomass | non-EU | Energy demand | 0 | FEC
CH | TYNDP2026 | LEV | 2040 | TWh | 391 | Sub_sector | Buildings | Cooling | Buildings (cooling) | Energetic | buildings_cooling_final_demand_coal | Solids | non-EU | Energy demand | 0 | FEC
CH | TYNDP2026 | LEV | 2040 | TWh | 392 | Sub_sector | Buildings | Cooling | Buildings (cooling) | Energetic | buildings_cooling_final_demand_oil | Liquids | non-EU | Energy demand | 0 | FEC
CH | TYNDP2026 | LEV | 2040 | TWh | 393 | Sub_sector | Buildings | Cooling | Buildings (cooling) | Energetic | buildings_cooling_final_demand_other | Others | non-EU | Energy demand | 0 | FEC
CH | TYNDP2026 | LEV | 2040 | TWh | 394 | Sub_sector | Buildings | Cooling | Buildings (cooling) | Energetic | buildings_cooling_final_demand_ammonia | Ammonia | non-EU | Energy demand | 0 | FEC
CH | TYNDP2026 | LEV | 2040 | TWh | 397 | Sub_sector | Buildings | Appliances | Buildings (appliances) | Energetic | buildings_appliances_final_demand_electricity | Electricity | non-EU | Energy demand | 8.291 | FEC
CH | TYNDP2026 | LEV | 2040 | TWh | 398 | Sub_sector | Buildings | Appliances | Buildings (appliances) | Energetic | buildings_appliances_final_demand_hydrogen | Hydrogen | non-EU | Energy demand | 0 | FEC
CH | TYNDP2026 | LEV | 2040 | TWh | 399 | Sub_sector | Buildings | Appliances | Buildings (appliances) | Energetic | buildings_appliances_final_demand_methane | Methane | non-EU | Energy demand | 0.9794 | FEC
CH | TYNDP2026 | LEV | 2040 | TWh | 400 | Sub_sector | Buildings | Appliances | Buildings (appliances) | Energetic | buildings_appliances_final_demand_heat | Heat | non-EU | Energy demand | 0 | FEC
CH | TYNDP2026 | LEV | 2040 | TWh | 401 | Sub_sector | Buildings | Appliances | Buildings (appliances) | Energetic | buildings_appliances_final_demand_biomass | Biomass | non-EU | Energy demand | 0 | FEC
CH | TYNDP2026 | LEV | 2040 | TWh | 402 | Sub_sector | Buildings | Appliances | Buildings (appliances) | Energetic | buildings_appliances_final_demand_coal | Solids | non-EU | Energy demand | 0 | FEC
CH | TYNDP2026 | LEV | 2040 | TWh | 403 | Sub_sector | Buildings | Appliances | Buildings (appliances) | Energetic | buildings_appliances_final_demand_oil | Liquids | non-EU | Energy demand | 0 | FEC
CH | TYNDP2026 | LEV | 2040 | TWh | 404 | Sub_sector | Buildings | Appliances | Buildings (appliances) | Energetic | buildings_appliances_final_demand_other | Others | non-EU | Energy demand | 0 | FEC
CH | TYNDP2026 | LEV | 2040 | TWh | 405 | Sub_sector | Buildings | Appliances | Buildings (appliances) | Energetic | buildings_appliances_final_demand_ammonia | Ammonia | non-EU | Energy demand | 0 | FEC
CH | TYNDP2026 | LEV | 2040 | TWh | 407 | Sub_sector | Buildings | Datacenters | Datacenters & ICT | Energetic | datacentres_final_demand_electricity_energetic | Electricity | non-EU | Energy demand | 1.7357 | FEC
CH | TYNDP2026 | LEV | 2040 | TWh | 408 | Sub_sector | Buildings | Datacenters | Datacenters & ICT | Energetic | datacentres_final_demand_hydrogen_energetic | Hydrogen | non-EU | Energy demand | 0 | FEC
CH | TYNDP2026 | LEV | 2040 | TWh | 409 | Sub_sector | Buildings | Datacenters | Datacenters & ICT | Energetic | datacentres_final_demand_methane_energetic | Methane | non-EU | Energy demand | 0 | FEC
CH | TYNDP2026 | LEV | 2040 | TWh | 410 | Sub_sector | Buildings | Datacenters | Datacenters & ICT | Energetic | datacentres_final_demand_heat_energetic | Heat | non-EU | Energy demand | 0 | FEC
CH | TYNDP2026 | LEV | 2040 | TWh | 411 | Sub_sector | Buildings | Datacenters | Datacenters & ICT | Energetic | datacentres_final_demand_biomass_energetic | Biomass | non-EU | Energy demand | 0 | FEC
CH | TYNDP2026 | LEV | 2040 | TWh | 412 | Sub_sector | Buildings | Datacenters | Datacenters & ICT | Energetic | datacentres_final_demand_coal_energetic | Solids | non-EU | Energy demand | 0 | FEC
CH | TYNDP2026 | LEV | 2040 | TWh | 413 | Sub_sector | Buildings | Datacenters | Datacenters & ICT | Energetic | datacentres_final_demand_oil_energetic | Liquids | non-EU | Energy demand | 0 | FEC
CH | TYNDP2026 | LEV | 2040 | TWh | 414 | Sub_sector | Buildings | Datacenters | Datacenters & ICT | Energetic | datacentres_final_demand_other_energetic | Others | non-EU | Energy demand | 0 | FEC
CH | TYNDP2026 | LEV | 2040 | TWh | 415 | Sub_sector | Buildings | Datacenters | Datacenters & ICT | Energetic | datacentres_final_demand_ammonia_energetic | Ammonia | non-EU | Energy demand | 0 | FEC
CH | TYNDP2026 | LEV | 2040 | TWh | 417 | Sub_sector | Transport | Others_Sector | Others_Sector | Energetic | other_final_demand_electricity_energetic | Electricity | non-EU | Energy demand | 0 | FEC
CH | TYNDP2026 | LEV | 2040 | TWh | 418 | Sub_sector | Transport | Others_Sector | Others_Sector | Energetic | other_final_demand_hydrogen_energetic | Hydrogen | non-EU | Energy demand | 0 | FEC
CH | TYNDP2026 | LEV | 2040 | TWh | 419 | Sub_sector | Transport | Pipeline Transport | Others_Sector | Energetic | other_final_demand_methane_energetic | Methane | non-EU | Energy demand | 0.15245 | FEC
CH | TYNDP2026 | LEV | 2040 | TWh | 420 | Sub_sector | Transport | Others_Sector | Others_Sector | Energetic | other_final_demand_heat_energetic | Heat | non-EU | Energy demand | 0 | FEC
CH | TYNDP2026 | LEV | 2040 | TWh | 421 | Sub_sector | Transport | Others_Sector | Others_Sector | Energetic | other_final_demand_biomass_energetic | Biomass | non-EU | Energy demand | 0 | FEC
CH | TYNDP2026 | LEV | 2040 | TWh | 422 | Sub_sector | Transport | Others_Sector | Others_Sector | Energetic | other_final_demand_coal_energetic | Solids | non-EU | Energy demand | 0 | FEC
CH | TYNDP2026 | LEV | 2040 | TWh | 423 | Sub_sector | Transport | Others_Sector | Others_Sector | Energetic | other_final_demand_oil_energetic | Liquids | non-EU | Energy demand | 0.76286 | FEC
CH | TYNDP2026 | LEV | 2040 | TWh | 424 | Sub_sector | Others_Sector | Others_Sector | Others_Sector | Non-energetic | other_final_demand_oil_non_energetic | Liquids | non-EU | Energy demand | 0.11711 | not_included_in_FEC
CH | TYNDP2026 | LEV | 2040 | TWh | 425 | Sub_sector | Transport | Others_Sector | Others_Sector | Energetic | other_final_demand_other_energetic | Others | non-EU | Energy demand | 0 | FEC
CH | TYNDP2026 | LEV | 2040 | TWh | 426 | Sub_sector | Transport | Others_Sector | Others_Sector | Energetic | other_final_demand_ammonia_energetic | Ammonia | non-EU | Energy demand | 0 | FEC
CH | TYNDP2026 | LEV | 2040 | TWh | 427 | Sub_sector | Industry | Surplus_Heat_in_Industry | Surplus_Heat_in_Industry | Energetic | final_demand_of_industry_unused_local_production_steam_hot_water | Heat | non-EU | Energy demand | 0 | FEC
CH | TYNDP2026 | LEV | 2040 | TWh | 429 | Sub_sector | Agriculture | Total | Agriculture | Energetic | agriculture_final_demand_electricity_energetic | Electricity | non-EU | Energy demand | 0.65887 | FEC
CH | TYNDP2026 | LEV | 2040 | TWh | 430 | Sub_sector | Agriculture | Total | Agriculture | Energetic | agriculture_final_demand_hydrogen_energetic | Hydrogen | non-EU | Energy demand | 0 | FEC
CH | TYNDP2026 | LEV | 2040 | TWh | 431 | Sub_sector | Agriculture | Total | Agriculture | Energetic | agriculture_final_demand_methane_energetic | Methane | non-EU | Energy demand | 0.70684 | FEC
CH | TYNDP2026 | LEV | 2040 | TWh | 432 | Sub_sector | Agriculture | Total | Agriculture | Energetic | agriculture_final_demand_heat_energetic | Heat | non-EU | Energy demand | 0 | FEC
CH | TYNDP2026 | LEV | 2040 | TWh | 433 | Sub_sector | Agriculture | Total | Agriculture | Energetic | agriculture_final_demand_biomass_energetic | Biomass | non-EU | Energy demand | 0.55788 | FEC
CH | TYNDP2026 | LEV | 2040 | TWh | 434 | Sub_sector | Agriculture | Total | Agriculture | Energetic | agriculture_final_demand_coal_energetic | Solids | non-EU | Energy demand | 0 | FEC
CH | TYNDP2026 | LEV | 2040 | TWh | 435 | Sub_sector | Agriculture | Total | Agriculture | Energetic | agriculture_final_demand_oil_energetic | Liquids | non-EU | Energy demand | 0.28606 | FEC
CH | TYNDP2026 | LEV | 2040 | TWh | 436 | Sub_sector | Agriculture | Total | Agriculture | Energetic | agriculture_final_demand_other_energetic | Others | non-EU | Energy demand | 0 | FEC
CH | TYNDP2026 | LEV | 2040 | TWh | 437 | Sub_sector | Agriculture | Total | Agriculture | Energetic | agriculture_final_demand_ammonia_energetic | Ammonia | non-EU | Energy demand | 0 | FEC
CH | TYNDP2026 | LEV | 2040 | TWh | 447 | Sub_sector | Buildings | Surplus Energy | Buildings | Energetic | GAP | Electricity | non-EU | Energy demand | 0 | FEC
CH | TYNDP2026 | LEV | 2040 | TWh | 448 | Sub_sector | Buildings | Surplus Energy | Buildings | Energetic | GAP | Hydrogen | non-EU | Energy demand | 0 | FEC
CH | TYNDP2026 | LEV | 2040 | TWh | 449 | Sub_sector | Buildings | Surplus Energy | Buildings | Energetic | GAP | Methane | non-EU | Energy demand | 0 | FEC
CH | TYNDP2026 | LEV | 2040 | TWh | 450 | Sub_sector | Buildings | Surplus Energy | Buildings | Energetic | GAP | Heat | non-EU | Energy demand | 0 | FEC
CH | TYNDP2026 | LEV | 2040 | TWh | 451 | Sub_sector | Buildings | Surplus Energy | Buildings | Energetic | GAP | Biomass | non-EU | Energy demand | 0.046706 | FEC
CH | TYNDP2026 | LEV | 2040 | TWh | 452 | Sub_sector | Buildings | Surplus Energy | Buildings | Energetic | GAP | Solids | non-EU | Energy demand | 0 | FEC
CH | TYNDP2026 | LEV | 2040 | TWh | 453 | Sub_sector | Buildings | Surplus Energy | Buildings | Energetic | GAP | Liquids | non-EU | Energy demand | 1.0999 | FEC
CH | TYNDP2026 | LEV | 2040 | TWh | 454 | Sub_sector | Buildings | Surplus Energy | Buildings | Energetic | GAP | Others | non-EU | Energy demand | 0 | FEC
CH | TYNDP2026 | LEV | 2040 | TWh | 455 | Sub_sector | Buildings | Surplus Energy | Buildings | Energetic | GAP | Ammonia | non-EU | Energy demand | 0 | FEC
CH | TYNDP2026 | LEV | 2040 | TWh | 456 | Sub_sector | Households | Surplus Energy | Households | Energetic | GAP | Electricity | non-EU | Energy demand | 0 | FEC
CH | TYNDP2026 | LEV | 2040 | TWh | 457 | Sub_sector | Households | Surplus Energy | Households | Energetic | GAP | Hydrogen | non-EU | Energy demand | 0 | FEC
CH | TYNDP2026 | LEV | 2040 | TWh | 458 | Sub_sector | Households | Surplus Energy | Households | Energetic | GAP | Methane | non-EU | Energy demand | 0 | FEC
CH | TYNDP2026 | LEV | 2040 | TWh | 459 | Sub_sector | Households | Surplus Energy | Households | Energetic | GAP | Heat | non-EU | Energy demand | 0 | FEC
CH | TYNDP2026 | LEV | 2040 | TWh | 460 | Sub_sector | Households | Surplus Energy | Households | Energetic | GAP | Biomass | non-EU | Energy demand | 0 | FEC
CH | TYNDP2026 | LEV | 2040 | TWh | 461 | Sub_sector | Households | Surplus Energy | Households | Energetic | GAP | Solids | non-EU | Energy demand | 0 | FEC
CH | TYNDP2026 | LEV | 2040 | TWh | 462 | Sub_sector | Households | Surplus Energy | Households | Energetic | GAP | Liquids | non-EU | Energy demand | 0 | FEC
CH | TYNDP2026 | LEV | 2040 | TWh | 463 | Sub_sector | Households | Surplus Energy | Households | Energetic | GAP | Others | non-EU | Energy demand | 0 | FEC
CH | TYNDP2026 | LEV | 2040 | TWh | 464 | Sub_sector | Households | Surplus Energy | Households | Energetic | GAP | Ammonia | non-EU | Energy demand | 0 | FEC
CY | TYNDP2026 | NT | 2030 | TWh | 102 | Sub_sector | Industry | Aluminium | Industry (aluminium) | Energetic | industry_aluminium_demand_electricity_energetic | Electricity | EU | Energy demand | 0 | FEC
CY | TYNDP2026 | NT | 2030 | TWh | 103 | Sub_sector | Industry | Aluminium | Industry (aluminium) | Energetic | industry_aluminium_demand_hydrogen_energetic | Hydrogen | EU | Energy demand | 0 | FEC
CY | TYNDP2026 | NT | 2030 | TWh | 104 | Sub_sector | Industry | Aluminium | Industry (aluminium) | Energetic | industry_aluminium_demand_methane_energetic | Methane | EU | Energy demand | 0 | FEC
CY | TYNDP2026 | NT | 2030 | TWh | 105 | Sub_sector | Industry | Aluminium | Industry (aluminium) | Energetic | industry_aluminium_demand_heat_energetic | Heat | EU | Energy demand | 0 | FEC
CY | TYNDP2026 | NT | 2030 | TWh | 106 | Sub_sector | Industry | Aluminium | Industry (aluminium) | Energetic | industry_aluminium_demand_biomass_energetic | Biomass | EU | Energy demand | 0 | FEC
CY | TYNDP2026 | NT | 2030 | TWh | 107 | Sub_sector | Industry | Aluminium | Industry (aluminium) | Energetic | industry_aluminium_demand_coal_energetic | Solids | EU | Energy demand | 0 | FEC
CY | TYNDP2026 | NT | 2030 | TWh | 108 | Sub_sector | Industry | Aluminium | Industry (aluminium) | Energetic | industry_aluminium_demand_oil_energetic | Liquids | EU | Energy demand | 0 | FEC
CY | TYNDP2026 | NT | 2030 | TWh | 109 | Sub_sector | Industry | Aluminium | Industry (aluminium) | Energetic | industry_aluminium_demand_others_energetic | Others | EU | Energy demand | 0 | FEC
CY | TYNDP2026 | NT | 2030 | TWh | 110 | Sub_sector | Industry | Aluminium | Industry (aluminium) | Energetic | industry_ammonia_demand_others_energetic | Ammonia | EU | Energy demand | 0 | FEC
CY | TYNDP2026 | NT | 2030 | TWh | 112 | Sub_sector | Industry | Chemicals | Industry (chemicals, energetic) | Energetic | industry_chemical_demand_electricity_energetic | Electricity | EU | Energy demand | 0 | FEC
CY | TYNDP2026 | NT | 2030 | TWh | 113 | Sub_sector | Industry | Chemicals | Industry (chemicals, energetic) | Energetic | industry_chemical_demand_hydrogen_energetic | Hydrogen | EU | Energy demand | 0 | FEC
CY | TYNDP2026 | NT | 2030 | TWh | 114 | Sub_sector | Industry | Chemicals | Industry (chemicals, energetic) | Energetic | industry_chemical_demand_methane_energetic | Methane | EU | Energy demand | 0 | FEC
CY | TYNDP2026 | NT | 2030 | TWh | 115 | Sub_sector | Industry | Chemicals | Industry (chemicals, energetic) | Energetic | industry_chemical_demand_heat_energetic | Heat | EU | Energy demand | 0 | FEC
CY | TYNDP2026 | NT | 2030 | TWh | 116 | Sub_sector | Industry | Chemicals | Industry (chemicals, energetic) | Energetic | industry_chemical_demand_biomass_energetic | Biomass | EU | Energy demand | 0 | FEC
CY | TYNDP2026 | NT | 2030 | TWh | 117 | Sub_sector | Industry | Chemicals | Industry (chemicals, energetic) | Energetic | industry_chemical_demand_coal_energetic | Solids | EU | Energy demand | 0 | FEC
CY | TYNDP2026 | NT | 2030 | TWh | 118 | Sub_sector | Industry | Chemicals | Industry (chemicals, energetic) | Energetic | industry_chemical_demand_oil_energetic | Liquids | EU | Energy demand | 0 | FEC
CY | TYNDP2026 | NT | 2030 | TWh | 119 | Sub_sector | Industry | Chemicals | Industry (chemicals, energetic) | Energetic | industry_chemical_demand_others_energetic | Others | EU | Energy demand | 0 | FEC
CY | TYNDP2026 | NT | 2030 | TWh | 120 | Sub_sector | Industry | Chemicals | Industry (chemicals, energetic) | Energetic | industry_chemical_demand_ammonia_energetic | Ammonia | EU | Energy demand | 0 | FEC
CY | TYNDP2026 | NT | 2030 | TWh | 122 | Sub_sector | Industry | Chemicals | Industry (chemicals, non-energetic) | Non-energetic | industry_chemical_demand_electricity_non_energetic | Electricity | EU | Energy demand | 0 | not_included_in_FEC
CY | TYNDP2026 | NT | 2030 | TWh | 123 | Sub_sector | Industry | Chemicals | Industry (chemicals, non-energetic) | Non-energetic | industry_chemical_demand_hydrogen_non_energetic | Hydrogen | EU | Energy demand | 0 | not_included_in_FEC
CY | TYNDP2026 | NT | 2030 | TWh | 124 | Sub_sector | Industry | Chemicals | Industry (chemicals, non-energetic) | Non-energetic | industry_chemical_demand_methane_non_energetic | Methane | EU | Energy demand | 0 | not_included_in_FEC
CY | TYNDP2026 | NT | 2030 | TWh | 125 | Sub_sector | Industry | Chemicals | Industry (chemicals, non-energetic) | Non-energetic | industry_chemical_demand_heat_non_energetic | Heat | EU | Energy demand | 0 | not_included_in_FEC
CY | TYNDP2026 | NT | 2030 | TWh | 126 | Sub_sector | Industry | Chemicals | Industry (chemicals, non-energetic) | Non-energetic | industry_chemical_demand_biomass_non_energetic | Biomass | EU | Energy demand | 0 | not_included_in_FEC
CY | TYNDP2026 | NT | 2030 | TWh | 127 | Sub_sector | Industry | Chemicals | Industry (chemicals, non-energetic) | Non-energetic | industry_chemical_demand_coal_non_energetic | Solids | EU | Energy demand | 0 | not_included_in_FEC
CY | TYNDP2026 | NT | 2030 | TWh | 128 | Sub_sector | Industry | Chemicals | Industry (chemicals, non-energetic) | Non-energetic | industry_chemical_demand_oil_non_energetic | Liquids | EU | Energy demand | 0 | not_included_in_FEC
CY | TYNDP2026 | NT | 2030 | TWh | 129 | Sub_sector | Industry | Chemicals | Industry (chemicals, non-energetic) | Non-energetic | industry_chemical_demand_others_non_energetic | Others | EU | Energy demand | 0 | not_included_in_FEC
CY | TYNDP2026 | NT | 2030 | TWh | 130 | Sub_sector | Industry | Chemicals | Industry (chemicals, non-energetic) | Non-energetic | industry_chemical_demand_ammonia_non_energetic | Ammonia | EU | Energy demand | 0 | not_included_in_FEC
CY | TYNDP2026 | NT | 2030 | TWh | 132 | Sub_sector | Industry | Fertilizers | Industry (fertilizers, energetic) | Energetic | industry_fertilizers_demand_electricity_energetic | Electricity | EU | Energy demand | 0 | FEC
CY | TYNDP2026 | NT | 2030 | TWh | 133 | Sub_sector | Industry | Fertilizers | Industry (fertilizers, energetic) | Energetic | industry_fertilizers_demand_hydrogen_energetic | Hydrogen | EU | Energy demand | 0 | FEC
CY | TYNDP2026 | NT | 2030 | TWh | 134 | Sub_sector | Industry | Fertilizers | Industry (fertilizers, energetic) | Energetic | industry_fertilizers_demand_methane_energetic | Methane | EU | Energy demand | 0 | FEC
CY | TYNDP2026 | NT | 2030 | TWh | 135 | Sub_sector | Industry | Fertilizers | Industry (fertilizers, energetic) | Energetic | industry_fertilizers_demand_heat_energetic | Heat | EU | Energy demand | 0 | FEC
CY | TYNDP2026 | NT | 2030 | TWh | 136 | Sub_sector | Industry | Fertilizers | Industry (fertilizers, energetic) | Energetic | industry_fertilizers_demand_biomass_energetic | Biomass | EU | Energy demand | 0 | FEC
CY | TYNDP2026 | NT | 2030 | TWh | 137 | Sub_sector | Industry | Fertilizers | Industry (fertilizers, energetic) | Energetic | industry_fertilizers_demand_coal_energetic | Solids | EU | Energy demand | 0 | FEC
CY | TYNDP2026 | NT | 2030 | TWh | 138 | Sub_sector | Industry | Fertilizers | Industry (fertilizers, energetic) | Energetic | industry_fertilizers_demand_oil_energetic | Liquids | EU | Energy demand | 0 | FEC
CY | TYNDP2026 | NT | 2030 | TWh | 139 | Sub_sector | Industry | Fertilizers | Industry (fertilizers, energetic) | Energetic | industry_fertilizers_demand_others_energetic | Others | EU | Energy demand | 0 | FEC
CY | TYNDP2026 | NT | 2030 | TWh | 140 | Sub_sector | Industry | Fertilizers | Industry (fertilizers, energetic) | Energetic | industry_fertilizers_demand_ammonia_energetic | Ammonia | EU | Energy demand | 0 | FEC
CY | TYNDP2026 | NT | 2030 | TWh | 142 | Sub_sector | Industry | Fertilizers | Industry (fertilizers, non-energetic) | Non-energetic | industry_fertilizers_demand_electricity_non_energetic | Electricity | EU | Energy demand | 0 | not_included_in_FEC
CY | TYNDP2026 | NT | 2030 | TWh | 143 | Sub_sector | Industry | Fertilizers | Industry (fertilizers, non-energetic) | Non-energetic | industry_fertilizers_demand_hydrogen_non_energetic | Hydrogen | EU | Energy demand | 0 | not_included_in_FEC
CY | TYNDP2026 | NT | 2030 | TWh | 144 | Sub_sector | Industry | Fertilizers | Industry (fertilizers, non-energetic) | Non-energetic | industry_fertilizers_demand_methane_non_energetic | Methane | EU | Energy demand | 0 | not_included_in_FEC
CY | TYNDP2026 | NT | 2030 | TWh | 145 | Sub_sector | Industry | Fertilizers | Industry (fertilizers, non-energetic) | Non-energetic | industry_fertilizers_demand_heat_non_energetic | Heat | EU | Energy demand | 0 | not_included_in_FEC
CY | TYNDP2026 | NT | 2030 | TWh | 146 | Sub_sector | Industry | Fertilizers | Industry (fertilizers, non-energetic) | Non-energetic | industry_fertilizers_demand_biomass_non_energetic | Biomass | EU | Energy demand | 0 | not_included_in_FEC
CY | TYNDP2026 | NT | 2030 | TWh | 147 | Sub_sector | Industry | Fertilizers | Industry (fertilizers, non-energetic) | Non-energetic | industry_fertilizers_demand_coal_non_energetic | Solids | EU | Energy demand | 0 | not_included_in_FEC
CY | TYNDP2026 | NT | 2030 | TWh | 148 | Sub_sector | Industry | Fertilizers | Industry (fertilizers, non-energetic) | Non-energetic | industry_fertilizers_demand_oil_non_energetic | Liquids | EU | Energy demand | 0 | not_included_in_FEC
CY | TYNDP2026 | NT | 2030 | TWh | 149 | Sub_sector | Industry | Fertilizers | Industry (fertilizers, non-energetic) | Non-energetic | industry_fertilizers_demand_others_non_energetic | Others | EU | Energy demand | 0 | not_included_in_FEC
CY | TYNDP2026 | NT | 2030 | TWh | 150 | Sub_sector | Industry | Fertilizers | Industry (fertilizers, non-energetic) | Non-energetic | industry_fertilizers_demand_ammonia_non_energetic | Ammonia | EU | Energy demand | 0 | not_included_in_FEC
CY | TYNDP2026 | NT | 2030 | TWh | 152 | Sub_sector | Industry | Food | Industry (food) | Energetic | industry_food_demand_electricity_energetic | Electricity | EU | Energy demand | 0 | FEC
CY | TYNDP2026 | NT | 2030 | TWh | 153 | Sub_sector | Industry | Food | Industry (food) | Energetic | industry_food_demand_hydrogen_energetic | Hydrogen | EU | Energy demand | 0 | FEC
CY | TYNDP2026 | NT | 2030 | TWh | 154 | Sub_sector | Industry | Food | Industry (food) | Energetic | industry_food_demand_methane_energetic | Methane | EU | Energy demand | 0 | FEC
CY | TYNDP2026 | NT | 2030 | TWh | 155 | Sub_sector | Industry | Food | Industry (food) | Energetic | industry_food_demand_heat_energetic | Heat | EU | Energy demand | 0 | FEC
CY | TYNDP2026 | NT | 2030 | TWh | 156 | Sub_sector | Industry | Food | Industry (food) | Energetic | industry_food_demand_biomass_energetic | Biomass | EU | Energy demand | 0 | FEC
CY | TYNDP2026 | NT | 2030 | TWh | 157 | Sub_sector | Industry | Food | Industry (food) | Energetic | industry_food_demand_coal_energetic | Solids | EU | Energy demand | 0 | FEC
CY | TYNDP2026 | NT | 2030 | TWh | 158 | Sub_sector | Industry | Food | Industry (food) | Energetic | industry_food_demand_oil_energetic | Liquids | EU | Energy demand | 0 | FEC
CY | TYNDP2026 | NT | 2030 | TWh | 159 | Sub_sector | Industry | Food | Industry (food) | Energetic | industry_food_demand_others_energetic | Others | EU | Energy demand | 0 | FEC
CY | TYNDP2026 | NT | 2030 | TWh | 160 | Sub_sector | Industry | Food | Industry (food) | Energetic | industry_food_demand_ammonia_energetic | Ammonia | EU | Energy demand | 0 | FEC
CY | TYNDP2026 | NT | 2030 | TWh | 162 | Sub_sector | Industry | Metals | Industry (metal) | Energetic | industry_metal_demand_electricity_energetic | Electricity | EU | Energy demand | 0 | FEC
CY | TYNDP2026 | NT | 2030 | TWh | 163 | Sub_sector | Industry | Metals | Industry (metal) | Energetic | industry_metal_demand_hydrogen_energetic | Hydrogen | EU | Energy demand | 0 | FEC
CY | TYNDP2026 | NT | 2030 | TWh | 164 | Sub_sector | Industry | Metals | Industry (metal) | Energetic | industry_metal_demand_methane_energetic | Methane | EU | Energy demand | 0 | FEC
CY | TYNDP2026 | NT | 2030 | TWh | 165 | Sub_sector | Industry | Metals | Industry (metal) | Energetic | industry_metal_demand_heat_energetic | Heat | EU | Energy demand | 0 | FEC
CY | TYNDP2026 | NT | 2030 | TWh | 166 | Sub_sector | Industry | Metals | Industry (metal) | Energetic | industry_metal_demand_biomass_energetic | Biomass | EU | Energy demand | 0 | FEC
CY | TYNDP2026 | NT | 2030 | TWh | 167 | Sub_sector | Industry | Metals | Industry (metal) | Energetic | industry_metal_demand_coal_energetic | Solids | EU | Energy demand | 0 | FEC
CY | TYNDP2026 | NT | 2030 | TWh | 168 | Sub_sector | Industry | Metals | Industry (metal) | Energetic | industry_metal_demand_oil_energetic | Liquids | EU | Energy demand | 0 | FEC
CY | TYNDP2026 | NT | 2030 | TWh | 169 | Sub_sector | Industry | Metals | Industry (metal) | Energetic | industry_metal_demand_others_energetic | Others | EU | Energy demand | 0 | FEC
CY | TYNDP2026 | NT | 2030 | TWh | 170 | Sub_sector | Industry | Metals | Industry (metal) | Energetic | industry_metal_demand_ammonia_energetic | Ammonia | EU | Energy demand | 0 | FEC
CY | TYNDP2026 | NT | 2030 | TWh | 172 | Sub_sector | Industry | Others | Industry (other, energetic) | Energetic | industry_other_demand_electricity_energetic | Electricity | EU | Energy demand | 0.86181 | FEC
CY | TYNDP2026 | NT | 2030 | TWh | 173 | Sub_sector | Industry | Others | Industry (other, energetic) | Energetic | industry_other_demand_hydrogen_energetic | Hydrogen | EU | Energy demand | 0 | FEC
CY | TYNDP2026 | NT | 2030 | TWh | 174 | Sub_sector | Industry | Others | Industry (other, energetic) | Energetic | industry_other_demand_methane_energetic | Methane | EU | Energy demand | 0 | FEC
CY | TYNDP2026 | NT | 2030 | TWh | 175 | Sub_sector | Industry | Others | Industry (other, energetic) | Energetic | industry_other_demand_heat_energetic | Heat | EU | Energy demand | 0.017356 | FEC
CY | TYNDP2026 | NT | 2030 | TWh | 176 | Sub_sector | Industry | Others | Industry (other, energetic) | Energetic | industry_other_demand_biomass_energetic | Biomass | EU | Energy demand | 0.50333 | FEC
CY | TYNDP2026 | NT | 2030 | TWh | 177 | Sub_sector | Industry | Others | Industry (other, energetic) | Energetic | industry_other_demand_coal_energetic | Solids | EU | Energy demand | 0.58019 | FEC
CY | TYNDP2026 | NT | 2030 | TWh | 178 | Sub_sector | Industry | Others | Industry (other, energetic) | Energetic | industry_other_demand_oil_energetic | Liquids | EU | Energy demand | 0.73392 | FEC
CY | TYNDP2026 | NT | 2030 | TWh | 179 | Sub_sector | Industry | Others | Industry (other, energetic) | Energetic | industry_other_demand_others_energetic | Others | EU | Energy demand | 0 | FEC
CY | TYNDP2026 | NT | 2030 | TWh | 180 | Sub_sector | Industry | Others | Industry (other, energetic) | Energetic | industry_other_demand_ammonia_energetic | Ammonia | EU | Energy demand | 0 | FEC
CY | TYNDP2026 | NT | 2030 | TWh | 182 | Sub_sector | Industry | Others | Industry (other, non-energetic) | Non-energetic | industry_other_demand_electricity_non_energetic | Electricity | EU | Energy demand | 0 | not_included_in_FEC
CY | TYNDP2026 | NT | 2030 | TWh | 183 | Sub_sector | Industry | Others | Industry (other, non-energetic) | Non-energetic | industry_other_demand_hydrogen_non_energetic | Hydrogen | EU | Energy demand | 0 | not_included_in_FEC
CY | TYNDP2026 | NT | 2030 | TWh | 184 | Sub_sector | Industry | Others | Industry (other, non-energetic) | Non-energetic | industry_other_demand_methane_non_energetic | Methane | EU | Energy demand | 0 | not_included_in_FEC
CY | TYNDP2026 | NT | 2030 | TWh | 185 | Sub_sector | Industry | Others | Industry (other, non-energetic) | Non-energetic | industry_other_demand_heat_non_energetic | Heat | EU | Energy demand | 0 | not_included_in_FEC
CY | TYNDP2026 | NT | 2030 | TWh | 186 | Sub_sector | Industry | Others | Industry (other, non-energetic) | Non-energetic | industry_other_demand_biomass_non_energetic | Biomass | EU | Energy demand | 0 | not_included_in_FEC
CY | TYNDP2026 | NT | 2030 | TWh | 187 | Sub_sector | Industry | Others | Industry (other, non-energetic) | Non-energetic | industry_other_demand_coal_non_energetic | Solids | EU | Energy demand | 0 | not_included_in_FEC
CY | TYNDP2026 | NT | 2030 | TWh | 188 | Sub_sector | Industry | Others | Industry (other, non-energetic) | Non-energetic | industry_other_demand_oil_non_energetic | Liquids | EU | Energy demand | 0 | not_included_in_FEC
CY | TYNDP2026 | NT | 2030 | TWh | 189 | Sub_sector | Industry | Others | Industry (other, non-energetic) | Non-energetic | industry_other_demand_others_non_energetic | Others | EU | Energy demand | 0 | not_included_in_FEC
CY | TYNDP2026 | NT | 2030 | TWh | 190 | Sub_sector | Industry | Others | Industry (other, non-energetic) | Non-energetic | industry_other_demand_ammonia_non_energetic | Ammonia | EU | Energy demand | 0 | not_included_in_FEC
CY | TYNDP2026 | NT | 2030 | TWh | 192 | Sub_sector | Industry | Paper | Industry (paper) | Energetic | industry_paper_demand_electricity_energetic | Electricity | EU | Energy demand | 0 | FEC
CY | TYNDP2026 | NT | 2030 | TWh | 193 | Sub_sector | Industry | Paper | Industry (paper) | Energetic | industry_paper_demand_hydrogen_energetic | Hydrogen | EU | Energy demand | 0 | FEC
CY | TYNDP2026 | NT | 2030 | TWh | 194 | Sub_sector | Industry | Paper | Industry (paper) | Energetic | industry_paper_demand_methane_energetic | Methane | EU | Energy demand | 0 | FEC
CY | TYNDP2026 | NT | 2030 | TWh | 195 | Sub_sector | Industry | Paper | Industry (paper) | Energetic | industry_paper_demand_heat_energetic | Heat | EU | Energy demand | 0 | FEC
CY | TYNDP2026 | NT | 2030 | TWh | 196 | Sub_sector | Industry | Paper | Industry (paper) | Energetic | industry_paper_demand_biomass_energetic | Biomass | EU | Energy demand | 0 | FEC
CY | TYNDP2026 | NT | 2030 | TWh | 197 | Sub_sector | Industry | Paper | Industry (paper) | Energetic | industry_paper_demand_coal_energetic | Solids | EU | Energy demand | 0 | FEC
CY | TYNDP2026 | NT | 2030 | TWh | 198 | Sub_sector | Industry | Paper | Industry (paper) | Energetic | industry_paper_demand_oil_energetic | Liquids | EU | Energy demand | 0 | FEC
CY | TYNDP2026 | NT | 2030 | TWh | 199 | Sub_sector | Industry | Paper | Industry (paper) | Energetic | industry_paper_demand_others_energetic | Others | EU | Energy demand | 0 | FEC
CY | TYNDP2026 | NT | 2030 | TWh | 200 | Sub_sector | Industry | Paper | Industry (paper) | Energetic | industry_paper_demand_ammonia_energetic | Ammonia | EU | Energy demand | 0 | FEC
CY | TYNDP2026 | NT | 2030 | TWh | 202 | Sub_sector | Industry | Refineries | Industry (refineries, energetic) | Energetic | industry_refinery_demand_electricity_energetic | Electricity | EU | Energy demand | 0 | not_included_in_FEC
CY | TYNDP2026 | NT | 2030 | TWh | 203 | Sub_sector | Industry | Refineries | Industry (refineries, energetic) | Energetic | industry_refinery_demand_hydrogen_energetic | Hydrogen | EU | Energy demand | 0 | not_included_in_FEC
CY | TYNDP2026 | NT | 2030 | TWh | 204 | Sub_sector | Industry | Refineries | Industry (refineries, energetic) | Energetic | industry_refinery_demand_methane_energetic | Methane | EU | Energy demand | 0 | not_included_in_FEC
CY | TYNDP2026 | NT | 2030 | TWh | 205 | Sub_sector | Industry | Refineries | Industry (refineries, energetic) | Energetic | industry_refinery_demand_heat_energetic | Heat | EU | Energy demand | 0 | not_included_in_FEC
CY | TYNDP2026 | NT | 2030 | TWh | 206 | Sub_sector | Industry | Refineries | Industry (refineries, energetic) | Energetic | industry_refinery_demand_biomass_energetic | Biomass | EU | Energy demand | 0 | not_included_in_FEC
CY | TYNDP2026 | NT | 2030 | TWh | 207 | Sub_sector | Industry | Refineries | Industry (refineries, energetic) | Energetic | industry_refinery_demand_coal_energetic | Solids | EU | Energy demand | 0 | not_included_in_FEC
CY | TYNDP2026 | NT | 2030 | TWh | 208 | Sub_sector | Industry | Refineries | Industry (refineries, energetic) | Energetic | industry_refinery_demand_oil_energetic | Liquids | EU | Energy demand | 0 | not_included_in_FEC
CY | TYNDP2026 | NT | 2030 | TWh | 209 | Sub_sector | Industry | Refineries | Industry (refineries, energetic) | Energetic | industry_refinery_demand_others_energetic | Others | EU | Energy demand | 0 | not_included_in_FEC
CY | TYNDP2026 | NT | 2030 | TWh | 210 | Sub_sector | Industry | Refineries | Industry (refineries, energetic) | Energetic | industry_refinery_demand_ammonia_energetic | Ammonia | EU | Energy demand | 0 | not_included_in_FEC
CY | TYNDP2026 | NT | 2030 | TWh | 212 | Sub_sector | Industry | Refineries | Industry (refineries, non-energetic) | Non-energetic | industry_refinery_demand_electricity_non_energetic | Electricity | EU | Energy demand | 0 | not_included_in_FEC
CY | TYNDP2026 | NT | 2030 | TWh | 213 | Sub_sector | Industry | Refineries | Industry (refineries, non-energetic) | Non-energetic | industry_refinery_demand_hydrogen_non_energetic | Hydrogen | EU | Energy demand | 0 | not_included_in_FEC
CY | TYNDP2026 | NT | 2030 | TWh | 214 | Sub_sector | Industry | Refineries | Industry (refineries, non-energetic) | Non-energetic | industry_refinery_demand_methane_non_energetic | Methane | EU | Energy demand | 0 | not_included_in_FEC
CY | TYNDP2026 | NT | 2030 | TWh | 215 | Sub_sector | Industry | Refineries | Industry (refineries, non-energetic) | Non-energetic | industry_refinery_demand_heat_non_energetic | Heat | EU | Energy demand | 0 | not_included_in_FEC
CY | TYNDP2026 | NT | 2030 | TWh | 216 | Sub_sector | Industry | Refineries | Industry (refineries, non-energetic) | Non-energetic | industry_refinery_demand_biomass_non_energetic | Biomass | EU | Energy demand | 0 | not_included_in_FEC
CY | TYNDP2026 | NT | 2030 | TWh | 217 | Sub_sector | Industry | Refineries | Industry (refineries, non-energetic) | Non-energetic | industry_refinery_demand_coal_non_energetic | Solids | EU | Energy demand | 0 | not_included_in_FEC
CY | TYNDP2026 | NT | 2030 | TWh | 218 | Sub_sector | Industry | Refineries | Industry (refineries, non-energetic) | Non-energetic | industry_refinery_demand_oil_non_energetic | Liquids | EU | Energy demand | 0 | not_included_in_FEC
CY | TYNDP2026 | NT | 2030 | TWh | 219 | Sub_sector | Industry | Refineries | Industry (refineries, non-energetic) | Non-energetic | industry_refinery_demand_others_non_energetic | Others | EU | Energy demand | 0 | not_included_in_FEC
CY | TYNDP2026 | NT | 2030 | TWh | 220 | Sub_sector | Industry | Refineries | Industry (refineries, non-energetic) | Non-energetic | industry_refinery_demand_ammonia_non_energetic | Ammonia | EU | Energy demand | 0 | not_included_in_FEC
CY | TYNDP2026 | NT | 2030 | TWh | 222 | Sub_sector | Industry | Steel | Industry (steel) | Energetic | industry_steel_demand_electricity_energetic | Electricity | EU | Energy demand | 0 | FEC
CY | TYNDP2026 | NT | 2030 | TWh | 223 | Sub_sector | Industry | Steel | Industry (steel) | Energetic | industry_steel_demand_hydrogen_energetic | Hydrogen | EU | Energy demand | 0 | FEC
CY | TYNDP2026 | NT | 2030 | TWh | 224 | Sub_sector | Industry | Steel | Industry (steel) | Energetic | industry_steel_demand_methane_energetic | Methane | EU | Energy demand | 0 | FEC
CY | TYNDP2026 | NT | 2030 | TWh | 225 | Sub_sector | Industry | Steel | Industry (steel) | Energetic | industry_steel_demand_heat_energetic | Heat | EU | Energy demand | 0 | FEC
CY | TYNDP2026 | NT | 2030 | TWh | 226 | Sub_sector | Industry | Steel | Industry (steel) | Energetic | industry_steel_demand_biomass_energetic | Biomass | EU | Energy demand | 0 | FEC
CY | TYNDP2026 | NT | 2030 | TWh | 227 | Sub_sector | Industry | Steel | Industry (steel) | Energetic | industry_steel_demand_coal_energetic | Solids | EU | Energy demand | 0 | FEC
CY | TYNDP2026 | NT | 2030 | TWh | 228 | Sub_sector | Industry | Steel | Industry (steel) | Energetic | industry_steel_demand_oil_energetic | Liquids | EU | Energy demand | 0 | FEC
CY | TYNDP2026 | NT | 2030 | TWh | 229 | Sub_sector | Industry | Steel | Industry (steel) | Energetic | industry_steel_demand_others_energetic | Others | EU | Energy demand | 0 | FEC
CY | TYNDP2026 | NT | 2030 | TWh | 230 | Sub_sector | Industry | Steel | Industry (steel) | Energetic | industry_steel_demand_ammonia_energetic | Ammonia | EU | Energy demand | 0 | FEC
CY | TYNDP2026 | NT | 2030 | TWh | 232 | Sub_sector | Transport | Cars | Transport (cars) | Energetic | transport_cars_final_demand_electricity | Electricity | EU | Energy demand | 0.24727 | FEC
CY | TYNDP2026 | NT | 2030 | TWh | 233 | Sub_sector | Transport | Cars | Transport (cars) | Energetic | transport_cars_final_demand_hydrogen | Hydrogen | EU | Energy demand | 0.0033319 | FEC
CY | TYNDP2026 | NT | 2030 | TWh | 234 | Sub_sector | Transport | Cars | Transport (cars) | Energetic | transport_cars_final_demand_methane | Methane | EU | Energy demand | 0 | FEC
CY | TYNDP2026 | NT | 2030 | TWh | 235 | Sub_sector | Transport | Cars | Transport (cars) | Energetic | transport_cars_final_demand_heat | Heat | EU | Energy demand | 0 | FEC
CY | TYNDP2026 | NT | 2030 | TWh | 236 | Sub_sector | Transport | Cars | Transport (cars) | Energetic | transport_cars_final_demand_biomass | Biomass | EU | Energy demand | 0 | FEC
CY | TYNDP2026 | NT | 2030 | TWh | 237 | Sub_sector | Transport | Cars | Transport (cars) | Energetic | transport_cars_final_demand_coal | Solids | EU | Energy demand | 0 | FEC
CY | TYNDP2026 | NT | 2030 | TWh | 238 | Sub_sector | Transport | Cars | Transport (cars) | Energetic | transport_cars_final_demand_oil | Liquids | EU | Energy demand | 5.8856 | FEC
CY | TYNDP2026 | NT | 2030 | TWh | 239 | Sub_sector | Transport | Cars | Transport (cars) | Energetic | transport_cars_final_demand_other | Others | EU | Energy demand | 0 | FEC
CY | TYNDP2026 | NT | 2030 | TWh | 240 | Sub_sector | Transport | Cars | Transport (cars) | Energetic | transport_cars_final_demand_ammonia | Ammonia | EU | Energy demand | 0 | FEC
CY | TYNDP2026 | NT | 2030 | TWh | 242 | Sub_sector | Transport | Busses | Transport (busses) | Energetic | transport_busses_final_demand_electricity | Electricity | EU | Energy demand | 0 | FEC
CY | TYNDP2026 | NT | 2030 | TWh | 243 | Sub_sector | Transport | Busses | Transport (busses) | Energetic | transport_busses_final_demand_hydrogen | Hydrogen | EU | Energy demand | 0 | FEC
CY | TYNDP2026 | NT | 2030 | TWh | 244 | Sub_sector | Transport | Busses | Transport (busses) | Energetic | transport_busses_final_demand_methane | Methane | EU | Energy demand | 0 | FEC
CY | TYNDP2026 | NT | 2030 | TWh | 245 | Sub_sector | Transport | Busses | Transport (busses) | Energetic | transport_busses_final_demand_heat | Heat | EU | Energy demand | 0 | FEC
CY | TYNDP2026 | NT | 2030 | TWh | 246 | Sub_sector | Transport | Busses | Transport (busses) | Energetic | transport_busses_final_demand_biomass | Biomass | EU | Energy demand | 0 | FEC
CY | TYNDP2026 | NT | 2030 | TWh | 247 | Sub_sector | Transport | Busses | Transport (busses) | Energetic | transport_busses_final_demand_coal | Solids | EU | Energy demand | 0 | FEC
CY | TYNDP2026 | NT | 2030 | TWh | 248 | Sub_sector | Transport | Busses | Transport (busses) | Energetic | transport_busses_final_demand_oil | Liquids | EU | Energy demand | 0 | FEC
CY | TYNDP2026 | NT | 2030 | TWh | 249 | Sub_sector | Transport | Busses | Transport (busses) | Energetic | transport_busses_final_demand_other | Others | EU | Energy demand | 0 | FEC
CY | TYNDP2026 | NT | 2030 | TWh | 250 | Sub_sector | Transport | Busses | Transport (busses) | Energetic | transport_busses_final_demand_ammonia | Ammonia | EU | Energy demand | 0 | FEC
CY | TYNDP2026 | NT | 2030 | TWh | 252 | Sub_sector | Transport | Trucks | Transport (trucks) | Energetic | transport_trucks_final_demand_electricity | Electricity | EU | Energy demand | 0 | FEC
CY | TYNDP2026 | NT | 2030 | TWh | 253 | Sub_sector | Transport | Trucks | Transport (trucks) | Energetic | transport_trucks_final_demand_hydrogen | Hydrogen | EU | Energy demand | 0 | FEC
CY | TYNDP2026 | NT | 2030 | TWh | 254 | Sub_sector | Transport | Trucks | Transport (trucks) | Energetic | transport_trucks_final_demand_methane | Methane | EU | Energy demand | 0 | FEC
CY | TYNDP2026 | NT | 2030 | TWh | 255 | Sub_sector | Transport | Trucks | Transport (trucks) | Energetic | transport_trucks_final_demand_heat | Heat | EU | Energy demand | 0 | FEC
CY | TYNDP2026 | NT | 2030 | TWh | 256 | Sub_sector | Transport | Trucks | Transport (trucks) | Energetic | transport_trucks_final_demand_biomass | Biomass | EU | Energy demand | 0 | FEC
CY | TYNDP2026 | NT | 2030 | TWh | 257 | Sub_sector | Transport | Trucks | Transport (trucks) | Energetic | transport_trucks_final_demand_coal | Solids | EU | Energy demand | 0 | FEC
CY | TYNDP2026 | NT | 2030 | TWh | 258 | Sub_sector | Transport | Trucks | Transport (trucks) | Energetic | transport_trucks_final_demand_oil | Liquids | EU | Energy demand | 0 | FEC
CY | TYNDP2026 | NT | 2030 | TWh | 259 | Sub_sector | Transport | Trucks | Transport (trucks) | Energetic | transport_trucks_final_demand_other | Others | EU | Energy demand | 0 | FEC
CY | TYNDP2026 | NT | 2030 | TWh | 260 | Sub_sector | Transport | Trucks | Transport (trucks) | Energetic | transport_trucks_final_demand_ammonia | Ammonia | EU | Energy demand | 0 | FEC
CY | TYNDP2026 | NT | 2030 | TWh | 262 | Sub_sector | Transport | Vans | Transport (vans) | Energetic | transport_vans_final_demand_electricity | Electricity | EU | Energy demand | 0 | FEC
CY | TYNDP2026 | NT | 2030 | TWh | 263 | Sub_sector | Transport | Vans | Transport (vans) | Energetic | transport_vans_final_demand_hydrogen | Hydrogen | EU | Energy demand | 0 | FEC
CY | TYNDP2026 | NT | 2030 | TWh | 264 | Sub_sector | Transport | Vans | Transport (vans) | Energetic | transport_vans_final_demand_methane | Methane | EU | Energy demand | 0 | FEC
CY | TYNDP2026 | NT | 2030 | TWh | 265 | Sub_sector | Transport | Vans | Transport (vans) | Energetic | transport_vans_final_demand_heat | Heat | EU | Energy demand | 0 | FEC
CY | TYNDP2026 | NT | 2030 | TWh | 266 | Sub_sector | Transport | Vans | Transport (vans) | Energetic | transport_vans_final_demand_biomass | Biomass | EU | Energy demand | 0 | FEC
CY | TYNDP2026 | NT | 2030 | TWh | 267 | Sub_sector | Transport | Vans | Transport (vans) | Energetic | transport_vans_final_demand_coal | Solids | EU | Energy demand | 0 | FEC
CY | TYNDP2026 | NT | 2030 | TWh | 268 | Sub_sector | Transport | Vans | Transport (vans) | Energetic | transport_vans_final_demand_oil | Liquids | EU | Energy demand | 0 | FEC
CY | TYNDP2026 | NT | 2030 | TWh | 269 | Sub_sector | Transport | Vans | Transport (vans) | Energetic | transport_vans_final_demand_other | Others | EU | Energy demand | 0 | FEC
CY | TYNDP2026 | NT | 2030 | TWh | 270 | Sub_sector | Transport | Vans | Transport (vans) | Energetic | transport_vans_final_demand_ammonia | Ammonia | EU | Energy demand | 0 | FEC
CY | TYNDP2026 | NT | 2030 | TWh | 272 | Sub_sector | Transport | Freight trains | Transport (trains) | Energetic | transport_trains_final_demand_electricity | Electricity | EU | Energy demand | 0 | FEC
CY | TYNDP2026 | NT | 2030 | TWh | 273 | Sub_sector | Transport | Freight trains | Transport (trains) | Energetic | transport_trains_final_demand_hydrogen | Hydrogen | EU | Energy demand | 0 | FEC
CY | TYNDP2026 | NT | 2030 | TWh | 274 | Sub_sector | Transport | Freight trains | Transport (trains) | Energetic | transport_trains_final_demand_methane | Methane | EU | Energy demand | 0 | FEC
CY | TYNDP2026 | NT | 2030 | TWh | 275 | Sub_sector | Transport | Freight trains | Transport (trains) | Energetic | transport_trains_final_demand_heat | Heat | EU | Energy demand | 0 | FEC
CY | TYNDP2026 | NT | 2030 | TWh | 276 | Sub_sector | Transport | Freight trains | Transport (trains) | Energetic | transport_trains_final_demand_biomass | Biomass | EU | Energy demand | 0 | FEC
CY | TYNDP2026 | NT | 2030 | TWh | 277 | Sub_sector | Transport | Freight trains | Transport (trains) | Energetic | transport_trains_final_demand_coal | Solids | EU | Energy demand | 0 | FEC
CY | TYNDP2026 | NT | 2030 | TWh | 278 | Sub_sector | Transport | Freight trains | Transport (trains) | Energetic | transport_trains_final_demand_oil | Liquids | EU | Energy demand | 0 | FEC
CY | TYNDP2026 | NT | 2030 | TWh | 279 | Sub_sector | Transport | Freight trains | Transport (trains) | Energetic | transport_trains_final_demand_other | Others | EU | Energy demand | 0 | FEC
CY | TYNDP2026 | NT | 2030 | TWh | 280 | Sub_sector | Transport | Freight trains | Transport (trains) | Energetic | transport_trains_final_demand_ammonia | Ammonia | EU | Energy demand | 0 | FEC
CY | TYNDP2026 | NT | 2030 | TWh | 282 | Sub_sector | Transport | Ships | Transport (ships) | Energetic | transport_ships_final_demand_electricity | Electricity | EU | Energy demand | 0.0029235 | FEC
CY | TYNDP2026 | NT | 2030 | TWh | 283 | Sub_sector | Transport | Ships | Transport (ships) | Energetic | transport_ships_final_demand_hydrogen | Hydrogen | EU | Energy demand | 0 | FEC
CY | TYNDP2026 | NT | 2030 | TWh | 284 | Sub_sector | Transport | Ships | Transport (ships) | Energetic | transport_ships_final_demand_methane | Methane | EU | Energy demand | 0 | FEC
CY | TYNDP2026 | NT | 2030 | TWh | 285 | Sub_sector | Transport | Ships | Transport (ships) | Energetic | transport_ships_final_demand_heat | Heat | EU | Energy demand | 0 | FEC
CY | TYNDP2026 | NT | 2030 | TWh | 286 | Sub_sector | Transport | Ships | Transport (ships) | Energetic | transport_ships_final_demand_biomass | Biomass | EU | Energy demand | 0 | FEC
CY | TYNDP2026 | NT | 2030 | TWh | 287 | Sub_sector | Transport | Ships | Transport (ships) | Energetic | transport_ships_final_demand_coal | Solids | EU | Energy demand | 0 | FEC
CY | TYNDP2026 | NT | 2030 | TWh | 288 | Sub_sector | Transport | Ships | Transport (ships) | Energetic | transport_ships_final_demand_oil | Liquids | EU | Energy demand | 0.056448 | FEC
CY | TYNDP2026 | NT | 2030 | TWh | 289 | Sub_sector | Transport | Ships | Transport (ships) | Energetic | transport_ships_final_demand_other | Others | EU | Energy demand | 0 | FEC
CY | TYNDP2026 | NT | 2030 | TWh | 290 | Sub_sector | Transport | Ships | Transport (ships) | Energetic | transport_ships_final_demand_ammonia | Ammonia | EU | Energy demand | 0 | FEC
CY | TYNDP2026 | NT | 2030 | TWh | 292 | Sub_sector | Transport | Planes | Transport (planes) | Energetic | transport_planes_final_demand_electricity | Electricity | EU | Energy demand | 0 | FEC
CY | TYNDP2026 | NT | 2030 | TWh | 293 | Sub_sector | Transport | Planes | Transport (planes) | Energetic | transport_planes_final_demand_hydrogen | Hydrogen | EU | Energy demand | 0 | FEC
CY | TYNDP2026 | NT | 2030 | TWh | 294 | Sub_sector | Transport | Planes | Transport (planes) | Energetic | transport_planes_final_demand_methane | Methane | EU | Energy demand | 0 | FEC
CY | TYNDP2026 | NT | 2030 | TWh | 295 | Sub_sector | Transport | Planes | Transport (planes) | Energetic | transport_planes_final_demand_heat | Heat | EU | Energy demand | 0 | FEC
CY | TYNDP2026 | NT | 2030 | TWh | 296 | Sub_sector | Transport | Planes | Transport (planes) | Energetic | transport_planes_final_demand_biomass | Biomass | EU | Energy demand | 0 | FEC
CY | TYNDP2026 | NT | 2030 | TWh | 297 | Sub_sector | Transport | Planes | Transport (planes) | Energetic | transport_planes_final_demand_coal | Solids | EU | Energy demand | 0 | FEC
CY | TYNDP2026 | NT | 2030 | TWh | 298 | Sub_sector | Transport | Planes | Transport (planes) | Energetic | transport_planes_final_demand_oil | Liquids | EU | Energy demand | 0 | FEC
CY | TYNDP2026 | NT | 2030 | TWh | 299 | Sub_sector | Transport | Planes | Transport (planes) | Energetic | transport_planes_final_demand_other | Others | EU | Energy demand | 0 | FEC
CY | TYNDP2026 | NT | 2030 | TWh | 300 | Sub_sector | Transport | Planes | Transport (planes) | Energetic | transport_planes_final_demand_ammonia | Ammonia | EU | Energy demand | 0 | FEC
CY | TYNDP2026 | NT | 2030 | TWh | 302 | Sub_sector | Transport | Others | Transport (others) | Energetic | transport_other_final_demand_electricity | Electricity | EU | Energy demand | 0 | FEC
CY | TYNDP2026 | NT | 2030 | TWh | 303 | Sub_sector | Transport | Others | Transport (others) | Energetic | transport_other_final_demand_hydrogen | Hydrogen | EU | Energy demand | 0 | FEC
CY | TYNDP2026 | NT | 2030 | TWh | 304 | Sub_sector | Transport | Others | Transport (others) | Energetic | transport_other_final_demand_methane | Methane | EU | Energy demand | 0 | FEC
CY | TYNDP2026 | NT | 2030 | TWh | 305 | Sub_sector | Transport | Others | Transport (others) | Energetic | transport_other_final_demand_heat | Heat | EU | Energy demand | 0 | FEC
CY | TYNDP2026 | NT | 2030 | TWh | 306 | Sub_sector | Transport | Others | Transport (others) | Energetic | transport_other_final_demand_biomass | Biomass | EU | Energy demand | 0 | FEC
CY | TYNDP2026 | NT | 2030 | TWh | 307 | Sub_sector | Transport | Others | Transport (others) | Energetic | transport_other_final_demand_coal | Solids | EU | Energy demand | 0 | FEC
CY | TYNDP2026 | NT | 2030 | TWh | 308 | Sub_sector | Transport | Others | Transport (others) | Energetic | transport_other_final_demand_oil | Liquids | EU | Energy demand | 0 | FEC
CY | TYNDP2026 | NT | 2030 | TWh | 309 | Sub_sector | Transport | Others | Transport (others) | Energetic | transport_other_final_demand_other | Others | EU | Energy demand | 0 | FEC
CY | TYNDP2026 | NT | 2030 | TWh | 310 | Sub_sector | Transport | Others | Transport (others) | Energetic | transport_other_final_demand_ammonia | Ammonia | EU | Energy demand | 0 | FEC
CY | TYNDP2026 | NT | 2030 | TWh | 312 | Sub_sector | International transport | International aviation | Transport (int. aviation) | Energetic | transport_int_aviation_final_demand_electricity | Electricity | EU | Energy demand | 0 | FEC
CY | TYNDP2026 | NT | 2030 | TWh | 313 | Sub_sector | International transport | International aviation | Transport (int. aviation) | Energetic | transport_int_aviation_final_demand_hydrogen | Hydrogen | EU | Energy demand | 0 | FEC
CY | TYNDP2026 | NT | 2030 | TWh | 314 | Sub_sector | International transport | International aviation | Transport (int. aviation) | Energetic | transport_int_aviation_final_demand_methane | Methane | EU | Energy demand | 0 | FEC
CY | TYNDP2026 | NT | 2030 | TWh | 315 | Sub_sector | International transport | International aviation | Transport (int. aviation) | Energetic | transport_int_aviation_final_demand_heat | Heat | EU | Energy demand | 0 | FEC
CY | TYNDP2026 | NT | 2030 | TWh | 316 | Sub_sector | International transport | International aviation | Transport (int. aviation) | Energetic | transport_int_aviation_final_demand_biofuels | Biomass | EU | Energy demand | 0 | FEC
CY | TYNDP2026 | NT | 2030 | TWh | 317 | Sub_sector | International transport | International aviation | Transport (int. aviation) | Energetic | transport_int_aviation_final_demand_coal | Solids | EU | Energy demand | 0 | FEC
CY | TYNDP2026 | NT | 2030 | TWh | 318 | Sub_sector | International transport | International aviation | Transport (int. aviation) | Energetic | transport_int_aviation_final_demand_oil | Liquids | EU | Energy demand | 3.8203 | FEC
CY | TYNDP2026 | NT | 2030 | TWh | 319 | Sub_sector | International transport | International aviation | Transport (int. aviation) | Energetic | transport_int_aviation_final_demand_other | Others | EU | Energy demand | 0 | FEC
CY | TYNDP2026 | NT | 2030 | TWh | 320 | Sub_sector | International transport | International aviation | Transport (int. aviation) | Energetic | transport_int_aviation_final_demand_ammonia | Ammonia | EU | Energy demand | 0 | FEC
CY | TYNDP2026 | NT | 2030 | TWh | 322 | Sub_sector | International transport | International shipping | Transport (int. shipping) | Energetic | transport_int_shipping_final_demand_electricity | Electricity | EU | Energy demand | 0 | not_included_in_FEC
CY | TYNDP2026 | NT | 2030 | TWh | 323 | Sub_sector | International transport | International shipping | Transport (int. shipping) | Energetic | transport_int_shipping_final_demand_hydrogen | Hydrogen | EU | Energy demand | 0 | not_included_in_FEC
CY | TYNDP2026 | NT | 2030 | TWh | 324 | Sub_sector | International transport | International shipping | Transport (int. shipping) | Energetic | transport_int_shipping_final_demand_methane | Methane | EU | Energy demand | 0 | not_included_in_FEC
CY | TYNDP2026 | NT | 2030 | TWh | 325 | Sub_sector | International transport | International shipping | Transport (int. shipping) | Energetic | transport_int_shipping_final_demand_heat | Heat | EU | Energy demand | 0 | not_included_in_FEC
CY | TYNDP2026 | NT | 2030 | TWh | 326 | Sub_sector | International transport | International shipping | Transport (int. shipping) | Energetic | transport_int_shipping_final_demand_biofuels | Biomass | EU | Energy demand | 0 | not_included_in_FEC
CY | TYNDP2026 | NT | 2030 | TWh | 327 | Sub_sector | International transport | International shipping | Transport (int. shipping) | Energetic | transport_int_shipping_final_demand_coal | Solids | EU | Energy demand | 0 | not_included_in_FEC
CY | TYNDP2026 | NT | 2030 | TWh | 328 | Sub_sector | International transport | International shipping | Transport (int. shipping) | Energetic | transport_int_shipping_final_demand_oil | Liquids | EU | Energy demand | 0 | not_included_in_FEC
CY | TYNDP2026 | NT | 2030 | TWh | 329 | Sub_sector | International transport | International shipping | Transport (int. shipping) | Energetic | transport_int_shipping_final_demand_other | Others | EU | Energy demand | 0 | not_included_in_FEC
CY | TYNDP2026 | NT | 2030 | TWh | 330 | Sub_sector | International transport | International shipping | Transport (int. shipping) | Energetic | transport_int_shipping_final_demand_ammonia | Ammonia | EU | Energy demand | 0 | not_included_in_FEC
CY | TYNDP2026 | NT | 2030 | TWh | 332 | Sub_sector | Households | Space heating | Households (heating) | Energetic | households_heating_final_demand_electricity | Electricity | EU | Energy demand | 0.24989 | FEC
CY | TYNDP2026 | NT | 2030 | TWh | 333 | Sub_sector | Households | Space heating | Households (heating) | Energetic | households_heating_final_demand_hydrogen | Hydrogen | EU | Energy demand | 0 | FEC
CY | TYNDP2026 | NT | 2030 | TWh | 334 | Sub_sector | Households | Space heating | Households (heating) | Energetic | households_heating_final_demand_methane | Methane | EU | Energy demand | 0 | FEC
CY | TYNDP2026 | NT | 2030 | TWh | 335 | Sub_sector | Households | Space heating | Households (heating) | Energetic | households_heating_final_demand_heat | Heat | EU | Energy demand | 0 | FEC
CY | TYNDP2026 | NT | 2030 | TWh | 336 | Sub_sector | Households | Space heating | Households (heating) | Energetic | households_heating_final_demand_biomass | Biomass | EU | Energy demand | 0.23858 | FEC
CY | TYNDP2026 | NT | 2030 | TWh | 337 | Sub_sector | Households | Space heating | Households (heating) | Energetic | households_heating_final_demand_coal | Solids | EU | Energy demand | 0 | FEC
CY | TYNDP2026 | NT | 2030 | TWh | 338 | Sub_sector | Households | Space heating | Households (heating) | Energetic | households_heating_final_demand_oil | Liquids | EU | Energy demand | 1.3593 | FEC
CY | TYNDP2026 | NT | 2030 | TWh | 339 | Sub_sector | Households | Space heating | Households (heating) | Energetic | households_heating_final_demand_other | Others | EU | Energy demand | 0 | FEC
CY | TYNDP2026 | NT | 2030 | TWh | 340 | Sub_sector | Households | Space heating | Households (heating) | Energetic | households_heating_final_demand_ammonia | Ammonia | EU | Energy demand | 0 | FEC
CY | TYNDP2026 | NT | 2030 | TWh | 343 | Sub_sector | Households | Cooling | Households (cooling) | Energetic | households_cooling_final_demand_electricity | Electricity | EU | Energy demand | 0.4714 | FEC
CY | TYNDP2026 | NT | 2030 | TWh | 344 | Sub_sector | Households | Cooling | Households (cooling) | Energetic | households_cooling_final_demand_hydrogen | Hydrogen | EU | Energy demand | 0 | FEC
CY | TYNDP2026 | NT | 2030 | TWh | 345 | Sub_sector | Households | Cooling | Households (cooling) | Energetic | households_cooling_final_demand_methane | Methane | EU | Energy demand | 0 | FEC
CY | TYNDP2026 | NT | 2030 | TWh | 346 | Sub_sector | Households | Cooling | Households (cooling) | Energetic | households_cooling_final_demand_heat | Heat | EU | Energy demand | 0 | FEC
CY | TYNDP2026 | NT | 2030 | TWh | 347 | Sub_sector | Households | Cooling | Households (cooling) | Energetic | households_cooling_final_demand_biomass | Biomass | EU | Energy demand | 0 | FEC
CY | TYNDP2026 | NT | 2030 | TWh | 348 | Sub_sector | Households | Cooling | Households (cooling) | Energetic | households_cooling_final_demand_coal | Solids | EU | Energy demand | 0 | FEC
CY | TYNDP2026 | NT | 2030 | TWh | 349 | Sub_sector | Households | Cooling | Households (cooling) | Energetic | households_cooling_final_demand_oil | Liquids | EU | Energy demand | 0 | FEC
CY | TYNDP2026 | NT | 2030 | TWh | 350 | Sub_sector | Households | Cooling | Households (cooling) | Energetic | households_cooling_final_demand_other | Others | EU | Energy demand | 0 | FEC
CY | TYNDP2026 | NT | 2030 | TWh | 351 | Sub_sector | Households | Cooling | Households (cooling) | Energetic | households_cooling_final_demand_ammonia | Ammonia | EU | Energy demand | 0 | FEC
CY | TYNDP2026 | NT | 2030 | TWh | 354 | Sub_sector | Households | Hot water | Households (hot water) | Energetic | households_hot_water_final_demand_electricity | Electricity | EU | Energy demand | 0.0072219 | FEC
CY | TYNDP2026 | NT | 2030 | TWh | 355 | Sub_sector | Households | Hot water | Households (hot water) | Energetic | households_hot_water_final_demand_hydrogen | Hydrogen | EU | Energy demand | 0 | FEC
CY | TYNDP2026 | NT | 2030 | TWh | 356 | Sub_sector | Households | Hot water | Households (hot water) | Energetic | households_hot_water_final_demand_methane | Methane | EU | Energy demand | 0 | FEC
CY | TYNDP2026 | NT | 2030 | TWh | 357 | Sub_sector | Households | Hot water | Households (hot water) | Energetic | households_hot_water_final_demand_heat | Heat | EU | Energy demand | 0 | FEC
CY | TYNDP2026 | NT | 2030 | TWh | 358 | Sub_sector | Households | Hot water | Households (hot water) | Energetic | households_hot_water_final_demand_biomass | Biomass | EU | Energy demand | 0.0066491 | FEC
CY | TYNDP2026 | NT | 2030 | TWh | 359 | Sub_sector | Households | Hot water | Households (hot water) | Energetic | households_hot_water_final_demand_coal | Solids | EU | Energy demand | 0 | FEC
CY | TYNDP2026 | NT | 2030 | TWh | 360 | Sub_sector | Households | Hot water | Households (hot water) | Energetic | households_hot_water_final_demand_oil | Liquids | EU | Energy demand | 0.034502 | FEC
CY | TYNDP2026 | NT | 2030 | TWh | 361 | Sub_sector | Households | Hot water | Households (hot water) | Energetic | households_hot_water_final_demand_other | Others | EU | Energy demand | 0.99132 | FEC
CY | TYNDP2026 | NT | 2030 | TWh | 362 | Sub_sector | Households | Hot water | Households (hot water) | Energetic | households_hot_water_final_demand_ammonia | Ammonia | EU | Energy demand | 0 | FEC
CY | TYNDP2026 | NT | 2030 | TWh | 365 | Sub_sector | Households | Appliances | Households (appliances) | Energetic | households_appliances_final_demand_electricity | Electricity | EU | Energy demand | 1.2443 | FEC
CY | TYNDP2026 | NT | 2030 | TWh | 366 | Sub_sector | Households | Appliances | Households (appliances) | Energetic | households_appliances_final_demand_hydrogen | Hydrogen | EU | Energy demand | 0 | FEC
CY | TYNDP2026 | NT | 2030 | TWh | 367 | Sub_sector | Households | Appliances | Households (appliances) | Energetic | households_appliances_final_demand_methane | Methane | EU | Energy demand | 0 | FEC
CY | TYNDP2026 | NT | 2030 | TWh | 368 | Sub_sector | Households | Appliances | Households (appliances) | Energetic | households_appliances_final_demand_heat | Heat | EU | Energy demand | 0 | FEC
CY | TYNDP2026 | NT | 2030 | TWh | 369 | Sub_sector | Households | Appliances | Households (appliances) | Energetic | households_appliances_final_demand_biomass | Biomass | EU | Energy demand | 0 | FEC
CY | TYNDP2026 | NT | 2030 | TWh | 370 | Sub_sector | Households | Appliances | Households (appliances) | Energetic | households_appliances_final_demand_coal | Solids | EU | Energy demand | 0 | FEC
CY | TYNDP2026 | NT | 2030 | TWh | 371 | Sub_sector | Households | Appliances | Households (appliances) | Energetic | households_appliances_final_demand_oil | Liquids | EU | Energy demand | 0 | FEC
CY | TYNDP2026 | NT | 2030 | TWh | 372 | Sub_sector | Households | Appliances | Households (appliances) | Energetic | households_appliances_final_demand_other | Others | EU | Energy demand | 0 | FEC
CY | TYNDP2026 | NT | 2030 | TWh | 373 | Sub_sector | Households | Appliances | Households (appliances) | Energetic | households_appliances_final_demand_ammonia | Ammonia | EU | Energy demand | 0 | FEC
CY | TYNDP2026 | NT | 2030 | TWh | 375 | Sub_sector | Buildings | Space heating | Buildings (heat) | Energetic | buildings_heat_final_demand_electricity | Electricity | EU | Energy demand | 1.0264 | FEC
CY | TYNDP2026 | NT | 2030 | TWh | 376 | Sub_sector | Buildings | Space heating | Buildings (heat) | Energetic | buildings_heat_final_demand_hydrogen | Hydrogen | EU | Energy demand | 0 | FEC
CY | TYNDP2026 | NT | 2030 | TWh | 377 | Sub_sector | Buildings | Space heating | Buildings (heat) | Energetic | buildings_heat_final_demand_methane | Methane | EU | Energy demand | 0 | FEC
CY | TYNDP2026 | NT | 2030 | TWh | 378 | Sub_sector | Buildings | Space heating | Buildings (heat) | Energetic | buildings_heat_final_demand_heat | Heat | EU | Energy demand | 0.043358 | FEC
CY | TYNDP2026 | NT | 2030 | TWh | 379 | Sub_sector | Buildings | Space heating | Buildings (heat) | Energetic | buildings_heat_final_demand_biomass | Biomass | EU | Energy demand | 0.12338 | FEC
CY | TYNDP2026 | NT | 2030 | TWh | 380 | Sub_sector | Buildings | Space heating | Buildings (heat) | Energetic | buildings_heat_final_demand_coal | Solids | EU | Energy demand | 0 | FEC
CY | TYNDP2026 | NT | 2030 | TWh | 381 | Sub_sector | Buildings | Space heating | Buildings (heat) | Energetic | buildings_heat_final_demand_oil | Liquids | EU | Energy demand | 0.37407 | FEC
CY | TYNDP2026 | NT | 2030 | TWh | 382 | Sub_sector | Buildings | Space heating | Buildings (heat) | Energetic | buildings_heat_final_demand_other | Others | EU | Energy demand | 0.21596 | FEC
CY | TYNDP2026 | NT | 2030 | TWh | 383 | Sub_sector | Buildings | Space heating | Buildings (heat) | Energetic | buildings_heat_final_demand_ammonia | Ammonia | EU | Energy demand | 0 | FEC
CY | TYNDP2026 | NT | 2030 | TWh | 386 | Sub_sector | Buildings | Cooling | Buildings (cooling) | Energetic | buildings_cooling_final_demand_electricity | Electricity | EU | Energy demand | 0.44356 | FEC
CY | TYNDP2026 | NT | 2030 | TWh | 387 | Sub_sector | Buildings | Cooling | Buildings (cooling) | Energetic | buildings_cooling_final_demand_hydrogen | Hydrogen | EU | Energy demand | 0 | FEC
CY | TYNDP2026 | NT | 2030 | TWh | 388 | Sub_sector | Buildings | Cooling | Buildings (cooling) | Energetic | buildings_cooling_final_demand_methane | Methane | EU | Energy demand | 0 | FEC
CY | TYNDP2026 | NT | 2030 | TWh | 389 | Sub_sector | Buildings | Cooling | Buildings (cooling) | Energetic | buildings_cooling_final_demand_heat | Heat | EU | Energy demand | 0 | FEC
CY | TYNDP2026 | NT | 2030 | TWh | 390 | Sub_sector | Buildings | Cooling | Buildings (cooling) | Energetic | buildings_cooling_final_demand_biomass | Biomass | EU | Energy demand | 0 | FEC
CY | TYNDP2026 | NT | 2030 | TWh | 391 | Sub_sector | Buildings | Cooling | Buildings (cooling) | Energetic | buildings_cooling_final_demand_coal | Solids | EU | Energy demand | 0 | FEC
CY | TYNDP2026 | NT | 2030 | TWh | 392 | Sub_sector | Buildings | Cooling | Buildings (cooling) | Energetic | buildings_cooling_final_demand_oil | Liquids | EU | Energy demand | 0 | FEC
CY | TYNDP2026 | NT | 2030 | TWh | 393 | Sub_sector | Buildings | Cooling | Buildings (cooling) | Energetic | buildings_cooling_final_demand_other | Others | EU | Energy demand | 0 | FEC
CY | TYNDP2026 | NT | 2030 | TWh | 394 | Sub_sector | Buildings | Cooling | Buildings (cooling) | Energetic | buildings_cooling_final_demand_ammonia | Ammonia | EU | Energy demand | 0 | FEC
CY | TYNDP2026 | NT | 2030 | TWh | 397 | Sub_sector | Buildings | Appliances | Buildings (appliances) | Energetic | buildings_appliances_final_demand_electricity | Electricity | EU | Energy demand | 1.0624 | FEC
CY | TYNDP2026 | NT | 2030 | TWh | 398 | Sub_sector | Buildings | Appliances | Buildings (appliances) | Energetic | buildings_appliances_final_demand_hydrogen | Hydrogen | EU | Energy demand | 0 | FEC
CY | TYNDP2026 | NT | 2030 | TWh | 399 | Sub_sector | Buildings | Appliances | Buildings (appliances) | Energetic | buildings_appliances_final_demand_methane | Methane | EU | Energy demand | 0.01022 | FEC
CY | TYNDP2026 | NT | 2030 | TWh | 400 | Sub_sector | Buildings | Appliances | Buildings (appliances) | Energetic | buildings_appliances_final_demand_heat | Heat | EU | Energy demand | 0 | FEC
CY | TYNDP2026 | NT | 2030 | TWh | 401 | Sub_sector | Buildings | Appliances | Buildings (appliances) | Energetic | buildings_appliances_final_demand_biomass | Biomass | EU | Energy demand | 0 | FEC
CY | TYNDP2026 | NT | 2030 | TWh | 402 | Sub_sector | Buildings | Appliances | Buildings (appliances) | Energetic | buildings_appliances_final_demand_coal | Solids | EU | Energy demand | 0 | FEC
CY | TYNDP2026 | NT | 2030 | TWh | 403 | Sub_sector | Buildings | Appliances | Buildings (appliances) | Energetic | buildings_appliances_final_demand_oil | Liquids | EU | Energy demand | 0 | FEC
CY | TYNDP2026 | NT | 2030 | TWh | 404 | Sub_sector | Buildings | Appliances | Buildings (appliances) | Energetic | buildings_appliances_final_demand_other | Others | EU | Energy demand | 0 | FEC
CY | TYNDP2026 | NT | 2030 | TWh | 405 | Sub_sector | Buildings | Appliances | Buildings (appliances) | Energetic | buildings_appliances_final_demand_ammonia | Ammonia | EU | Energy demand | 0 | FEC
CY | TYNDP2026 | NT | 2030 | TWh | 407 | Sub_sector | Buildings | Datacenters | Datacenters & ICT | Energetic | datacentres_final_demand_electricity_energetic | Electricity | EU | Energy demand | 0 | FEC
CY | TYNDP2026 | NT | 2030 | TWh | 408 | Sub_sector | Buildings | Datacenters | Datacenters & ICT | Energetic | datacentres_final_demand_hydrogen_energetic | Hydrogen | EU | Energy demand | 0 | FEC
CY | TYNDP2026 | NT | 2030 | TWh | 409 | Sub_sector | Buildings | Datacenters | Datacenters & ICT | Energetic | datacentres_final_demand_methane_energetic | Methane | EU | Energy demand | 0 | FEC
CY | TYNDP2026 | NT | 2030 | TWh | 410 | Sub_sector | Buildings | Datacenters | Datacenters & ICT | Energetic | datacentres_final_demand_heat_energetic | Heat | EU | Energy demand | 0 | FEC
CY | TYNDP2026 | NT | 2030 | TWh | 411 | Sub_sector | Buildings | Datacenters | Datacenters & ICT | Energetic | datacentres_final_demand_biomass_energetic | Biomass | EU | Energy demand | 0 | FEC
CY | TYNDP2026 | NT | 2030 | TWh | 412 | Sub_sector | Buildings | Datacenters | Datacenters & ICT | Energetic | datacentres_final_demand_coal_energetic | Solids | EU | Energy demand | 0 | FEC
CY | TYNDP2026 | NT | 2030 | TWh | 413 | Sub_sector | Buildings | Datacenters | Datacenters & ICT | Energetic | datacentres_final_demand_oil_energetic | Liquids | EU | Energy demand | 0 | FEC
CY | TYNDP2026 | NT | 2030 | TWh | 414 | Sub_sector | Buildings | Datacenters | Datacenters & ICT | Energetic | datacentres_final_demand_other_energetic | Others | EU | Energy demand | 0 | FEC
CY | TYNDP2026 | NT | 2030 | TWh | 415 | Sub_sector | Buildings | Datacenters | Datacenters & ICT | Energetic | datacentres_final_demand_ammonia_energetic | Ammonia | EU | Energy demand | 0 | FEC
CY | TYNDP2026 | NT | 2030 | TWh | 417 | Sub_sector | Transport | Others_Sector | Others_Sector | Energetic | other_final_demand_electricity_energetic | Electricity | EU | Energy demand | 0.077689 | FEC
CY | TYNDP2026 | NT | 2030 | TWh | 418 | Sub_sector | Transport | Others_Sector | Others_Sector | Energetic | other_final_demand_hydrogen_energetic | Hydrogen | EU | Energy demand | 0 | FEC
CY | TYNDP2026 | NT | 2030 | TWh | 419 | Sub_sector | Transport | Pipeline Transport | Others_Sector | Energetic | other_final_demand_methane_energetic | Methane | EU | Energy demand | 0 | FEC
CY | TYNDP2026 | NT | 2030 | TWh | 420 | Sub_sector | Transport | Others_Sector | Others_Sector | Energetic | other_final_demand_heat_energetic | Heat | EU | Energy demand | 0 | FEC
CY | TYNDP2026 | NT | 2030 | TWh | 421 | Sub_sector | Transport | Others_Sector | Others_Sector | Energetic | other_final_demand_biomass_energetic | Biomass | EU | Energy demand | 0 | FEC
CY | TYNDP2026 | NT | 2030 | TWh | 422 | Sub_sector | Transport | Others_Sector | Others_Sector | Energetic | other_final_demand_coal_energetic | Solids | EU | Energy demand | 0 | FEC
CY | TYNDP2026 | NT | 2030 | TWh | 423 | Sub_sector | Transport | Others_Sector | Others_Sector | Energetic | other_final_demand_oil_energetic | Liquids | EU | Energy demand | 0.099789 | FEC
CY | TYNDP2026 | NT | 2030 | TWh | 424 | Sub_sector | Others_Sector | Others_Sector | Others_Sector | Non-energetic | other_final_demand_oil_non_energetic | Liquids | EU | Energy demand | 0.027101 | not_included_in_FEC
CY | TYNDP2026 | NT | 2030 | TWh | 425 | Sub_sector | Transport | Others_Sector | Others_Sector | Energetic | other_final_demand_other_energetic | Others | EU | Energy demand | 0 | FEC
CY | TYNDP2026 | NT | 2030 | TWh | 426 | Sub_sector | Transport | Others_Sector | Others_Sector | Energetic | other_final_demand_ammonia_energetic | Ammonia | EU | Energy demand | 0 | FEC
CY | TYNDP2026 | NT | 2030 | TWh | 427 | Sub_sector | Industry | Surplus_Heat_in_Industry | Surplus_Heat_in_Industry | Energetic | final_demand_of_industry_unused_local_production_steam_hot_water | Heat | EU | Energy demand | 0 | FEC
CY | TYNDP2026 | NT | 2030 | TWh | 429 | Sub_sector | Agriculture | Total | Agriculture | Energetic | agriculture_final_demand_electricity_energetic | Electricity | EU | Energy demand | 0 | FEC
CY | TYNDP2026 | NT | 2030 | TWh | 430 | Sub_sector | Agriculture | Total | Agriculture | Energetic | agriculture_final_demand_hydrogen_energetic | Hydrogen | EU | Energy demand | 0 | FEC
CY | TYNDP2026 | NT | 2030 | TWh | 431 | Sub_sector | Agriculture | Total | Agriculture | Energetic | agriculture_final_demand_methane_energetic | Methane | EU | Energy demand | 0 | FEC
CY | TYNDP2026 | NT | 2030 | TWh | 432 | Sub_sector | Agriculture | Total | Agriculture | Energetic | agriculture_final_demand_heat_energetic | Heat | EU | Energy demand | 0.0056593 | FEC
CY | TYNDP2026 | NT | 2030 | TWh | 433 | Sub_sector | Agriculture | Total | Agriculture | Energetic | agriculture_final_demand_biomass_energetic | Biomass | EU | Energy demand | 0.020456 | FEC
CY | TYNDP2026 | NT | 2030 | TWh | 434 | Sub_sector | Agriculture | Total | Agriculture | Energetic | agriculture_final_demand_coal_energetic | Solids | EU | Energy demand | 0 | FEC
CY | TYNDP2026 | NT | 2030 | TWh | 435 | Sub_sector | Agriculture | Total | Agriculture | Energetic | agriculture_final_demand_oil_energetic | Liquids | EU | Energy demand | 0.27807 | FEC
CY | TYNDP2026 | NT | 2030 | TWh | 436 | Sub_sector | Agriculture | Total | Agriculture | Energetic | agriculture_final_demand_other_energetic | Others | EU | Energy demand | 0 | FEC
CY | TYNDP2026 | NT | 2030 | TWh | 437 | Sub_sector | Agriculture | Total | Agriculture | Energetic | agriculture_final_demand_ammonia_energetic | Ammonia | EU | Energy demand | 0 | FEC
CY | TYNDP2026 | NT | 2030 | TWh | 447 | Sub_sector | Buildings | Surplus Energy | Buildings | Energetic | GAP | Electricity | EU | Energy demand | 0 | FEC
CY | TYNDP2026 | NT | 2030 | TWh | 448 | Sub_sector | Buildings | Surplus Energy | Buildings | Energetic | GAP | Hydrogen | EU | Energy demand | 0 | FEC
CY | TYNDP2026 | NT | 2030 | TWh | 449 | Sub_sector | Buildings | Surplus Energy | Buildings | Energetic | GAP | Methane | EU | Energy demand | 0 | FEC
CY | TYNDP2026 | NT | 2030 | TWh | 450 | Sub_sector | Buildings | Surplus Energy | Buildings | Energetic | GAP | Heat | EU | Energy demand | 0 | FEC
CY | TYNDP2026 | NT | 2030 | TWh | 451 | Sub_sector | Buildings | Surplus Energy | Buildings | Energetic | GAP | Biomass | EU | Energy demand | 0.0028317 | FEC
CY | TYNDP2026 | NT | 2030 | TWh | 452 | Sub_sector | Buildings | Surplus Energy | Buildings | Energetic | GAP | Solids | EU | Energy demand | 0 | FEC
CY | TYNDP2026 | NT | 2030 | TWh | 453 | Sub_sector | Buildings | Surplus Energy | Buildings | Energetic | GAP | Liquids | EU | Energy demand | 0.060136 | FEC
CY | TYNDP2026 | NT | 2030 | TWh | 454 | Sub_sector | Buildings | Surplus Energy | Buildings | Energetic | GAP | Others | EU | Energy demand | 0 | FEC
CY | TYNDP2026 | NT | 2030 | TWh | 455 | Sub_sector | Buildings | Surplus Energy | Buildings | Energetic | GAP | Ammonia | EU | Energy demand | 0 | FEC
CY | TYNDP2026 | NT | 2030 | TWh | 456 | Sub_sector | Households | Surplus Energy | Households | Energetic | GAP | Electricity | EU | Energy demand | 0 | FEC
CY | TYNDP2026 | NT | 2030 | TWh | 457 | Sub_sector | Households | Surplus Energy | Households | Energetic | GAP | Hydrogen | EU | Energy demand | 0 | FEC
CY | TYNDP2026 | NT | 2030 | TWh | 458 | Sub_sector | Households | Surplus Energy | Households | Energetic | GAP | Methane | EU | Energy demand | 0 | FEC
CY | TYNDP2026 | NT | 2030 | TWh | 459 | Sub_sector | Households | Surplus Energy | Households | Energetic | GAP | Heat | EU | Energy demand | 0 | FEC
CY | TYNDP2026 | NT | 2030 | TWh | 460 | Sub_sector | Households | Surplus Energy | Households | Energetic | GAP | Biomass | EU | Energy demand | 0 | FEC
CY | TYNDP2026 | NT | 2030 | TWh | 461 | Sub_sector | Households | Surplus Energy | Households | Energetic | GAP | Solids | EU | Energy demand | 0 | FEC
CY | TYNDP2026 | NT | 2030 | TWh | 462 | Sub_sector | Households | Surplus Energy | Households | Energetic | GAP | Liquids | EU | Energy demand | 0 | FEC
CY | TYNDP2026 | NT | 2030 | TWh | 463 | Sub_sector | Households | Surplus Energy | Households | Energetic | GAP | Others | EU | Energy demand | 0 | FEC
CY | TYNDP2026 | NT | 2030 | TWh | 464 | Sub_sector | Households | Surplus Energy | Households | Energetic | GAP | Ammonia | EU | Energy demand | 0 | FEC
CY | TYNDP2026 | NT | 2035 | TWh | 102 | Sub_sector | Industry | Aluminium | Industry (aluminium) | Energetic | industry_aluminium_demand_electricity_energetic | Electricity | EU | Energy demand | 0 | FEC
CY | TYNDP2026 | NT | 2035 | TWh | 103 | Sub_sector | Industry | Aluminium | Industry (aluminium) | Energetic | industry_aluminium_demand_hydrogen_energetic | Hydrogen | EU | Energy demand | 0 | FEC
CY | TYNDP2026 | NT | 2035 | TWh | 104 | Sub_sector | Industry | Aluminium | Industry (aluminium) | Energetic | industry_aluminium_demand_methane_energetic | Methane | EU | Energy demand | 0 | FEC
CY | TYNDP2026 | NT | 2035 | TWh | 105 | Sub_sector | Industry | Aluminium | Industry (aluminium) | Energetic | industry_aluminium_demand_heat_energetic | Heat | EU | Energy demand | 0 | FEC
CY | TYNDP2026 | NT | 2035 | TWh | 106 | Sub_sector | Industry | Aluminium | Industry (aluminium) | Energetic | industry_aluminium_demand_biomass_energetic | Biomass | EU | Energy demand | 0 | FEC
CY | TYNDP2026 | NT | 2035 | TWh | 107 | Sub_sector | Industry | Aluminium | Industry (aluminium) | Energetic | industry_aluminium_demand_coal_energetic | Solids | EU | Energy demand | 0 | FEC
CY | TYNDP2026 | NT | 2035 | TWh | 108 | Sub_sector | Industry | Aluminium | Industry (aluminium) | Energetic | industry_aluminium_demand_oil_energetic | Liquids | EU | Energy demand | 0 | FEC
CY | TYNDP2026 | NT | 2035 | TWh | 109 | Sub_sector | Industry | Aluminium | Industry (aluminium) | Energetic | industry_aluminium_demand_others_energetic | Others | EU | Energy demand | 0 | FEC
CY | TYNDP2026 | NT | 2035 | TWh | 110 | Sub_sector | Industry | Aluminium | Industry (aluminium) | Energetic | industry_ammonia_demand_others_energetic | Ammonia | EU | Energy demand | 0 | FEC
CY | TYNDP2026 | NT | 2035 | TWh | 112 | Sub_sector | Industry | Chemicals | Industry (chemicals, energetic) | Energetic | industry_chemical_demand_electricity_energetic | Electricity | EU | Energy demand | 0 | FEC
CY | TYNDP2026 | NT | 2035 | TWh | 113 | Sub_sector | Industry | Chemicals | Industry (chemicals, energetic) | Energetic | industry_chemical_demand_hydrogen_energetic | Hydrogen | EU | Energy demand | 0 | FEC
CY | TYNDP2026 | NT | 2035 | TWh | 114 | Sub_sector | Industry | Chemicals | Industry (chemicals, energetic) | Energetic | industry_chemical_demand_methane_energetic | Methane | EU | Energy demand | 0 | FEC
CY | TYNDP2026 | NT | 2035 | TWh | 115 | Sub_sector | Industry | Chemicals | Industry (chemicals, energetic) | Energetic | industry_chemical_demand_heat_energetic | Heat | EU | Energy demand | 0 | FEC
CY | TYNDP2026 | NT | 2035 | TWh | 116 | Sub_sector | Industry | Chemicals | Industry (chemicals, energetic) | Energetic | industry_chemical_demand_biomass_energetic | Biomass | EU | Energy demand | 0 | FEC
CY | TYNDP2026 | NT | 2035 | TWh | 117 | Sub_sector | Industry | Chemicals | Industry (chemicals, energetic) | Energetic | industry_chemical_demand_coal_energetic | Solids | EU | Energy demand | 0 | FEC
CY | TYNDP2026 | NT | 2035 | TWh | 118 | Sub_sector | Industry | Chemicals | Industry (chemicals, energetic) | Energetic | industry_chemical_demand_oil_energetic | Liquids | EU | Energy demand | 0 | FEC
CY | TYNDP2026 | NT | 2035 | TWh | 119 | Sub_sector | Industry | Chemicals | Industry (chemicals, energetic) | Energetic | industry_chemical_demand_others_energetic | Others | EU | Energy demand | 0 | FEC
CY | TYNDP2026 | NT | 2035 | TWh | 120 | Sub_sector | Industry | Chemicals | Industry (chemicals, energetic) | Energetic | industry_chemical_demand_ammonia_energetic | Ammonia | EU | Energy demand | 0 | FEC
CY | TYNDP2026 | NT | 2035 | TWh | 122 | Sub_sector | Industry | Chemicals | Industry (chemicals, non-energetic) | Non-energetic | industry_chemical_demand_electricity_non_energetic | Electricity | EU | Energy demand | 0 | not_included_in_FEC
CY | TYNDP2026 | NT | 2035 | TWh | 123 | Sub_sector | Industry | Chemicals | Industry (chemicals, non-energetic) | Non-energetic | industry_chemical_demand_hydrogen_non_energetic | Hydrogen | EU | Energy demand | 0 | not_included_in_FEC
CY | TYNDP2026 | NT | 2035 | TWh | 124 | Sub_sector | Industry | Chemicals | Industry (chemicals, non-energetic) | Non-energetic | industry_chemical_demand_methane_non_energetic | Methane | EU | Energy demand | 0 | not_included_in_FEC
CY | TYNDP2026 | NT | 2035 | TWh | 125 | Sub_sector | Industry | Chemicals | Industry (chemicals, non-energetic) | Non-energetic | industry_chemical_demand_heat_non_energetic | Heat | EU | Energy demand | 0 | not_included_in_FEC
CY | TYNDP2026 | NT | 2035 | TWh | 126 | Sub_sector | Industry | Chemicals | Industry (chemicals, non-energetic) | Non-energetic | industry_chemical_demand_biomass_non_energetic | Biomass | EU | Energy demand | 0 | not_included_in_FEC
CY | TYNDP2026 | NT | 2035 | TWh | 127 | Sub_sector | Industry | Chemicals | Industry (chemicals, non-energetic) | Non-energetic | industry_chemical_demand_coal_non_energetic | Solids | EU | Energy demand | 0 | not_included_in_FEC
CY | TYNDP2026 | NT | 2035 | TWh | 128 | Sub_sector | Industry | Chemicals | Industry (chemicals, non-energetic) | Non-energetic | industry_chemical_demand_oil_non_energetic | Liquids | EU | Energy demand | 0 | not_included_in_FEC
CY | TYNDP2026 | NT | 2035 | TWh | 129 | Sub_sector | Industry | Chemicals | Industry (chemicals, non-energetic) | Non-energetic | industry_chemical_demand_others_non_energetic | Others | EU | Energy demand | 0 | not_included_in_FEC
CY | TYNDP2026 | NT | 2035 | TWh | 130 | Sub_sector | Industry | Chemicals | Industry (chemicals, non-energetic) | Non-energetic | industry_chemical_demand_ammonia_non_energetic | Ammonia | EU | Energy demand | 0 | not_included_in_FEC
CY | TYNDP2026 | NT | 2035 | TWh | 132 | Sub_sector | Industry | Fertilizers | Industry (fertilizers, energetic) | Energetic | industry_fertilizers_demand_electricity_energetic | Electricity | EU | Energy demand | 0 | FEC
CY | TYNDP2026 | NT | 2035 | TWh | 133 | Sub_sector | Industry | Fertilizers | Industry (fertilizers, energetic) | Energetic | industry_fertilizers_demand_hydrogen_energetic | Hydrogen | EU | Energy demand | 0 | FEC
CY | TYNDP2026 | NT | 2035 | TWh | 134 | Sub_sector | Industry | Fertilizers | Industry (fertilizers, energetic) | Energetic | industry_fertilizers_demand_methane_energetic | Methane | EU | Energy demand | 0 | FEC
CY | TYNDP2026 | NT | 2035 | TWh | 135 | Sub_sector | Industry | Fertilizers | Industry (fertilizers, energetic) | Energetic | industry_fertilizers_demand_heat_energetic | Heat | EU | Energy demand | 0 | FEC
CY | TYNDP2026 | NT | 2035 | TWh | 136 | Sub_sector | Industry | Fertilizers | Industry (fertilizers, energetic) | Energetic | industry_fertilizers_demand_biomass_energetic | Biomass | EU | Energy demand | 0 | FEC
CY | TYNDP2026 | NT | 2035 | TWh | 137 | Sub_sector | Industry | Fertilizers | Industry (fertilizers, energetic) | Energetic | industry_fertilizers_demand_coal_energetic | Solids | EU | Energy demand | 0 | FEC
CY | TYNDP2026 | NT | 2035 | TWh | 138 | Sub_sector | Industry | Fertilizers | Industry (fertilizers, energetic) | Energetic | industry_fertilizers_demand_oil_energetic | Liquids | EU | Energy demand | 0 | FEC
CY | TYNDP2026 | NT | 2035 | TWh | 139 | Sub_sector | Industry | Fertilizers | Industry (fertilizers, energetic) | Energetic | industry_fertilizers_demand_others_energetic | Others | EU | Energy demand | 0 | FEC
CY | TYNDP2026 | NT | 2035 | TWh | 140 | Sub_sector | Industry | Fertilizers | Industry (fertilizers, energetic) | Energetic | industry_fertilizers_demand_ammonia_energetic | Ammonia | EU | Energy demand | 0 | FEC
CY | TYNDP2026 | NT | 2035 | TWh | 142 | Sub_sector | Industry | Fertilizers | Industry (fertilizers, non-energetic) | Non-energetic | industry_fertilizers_demand_electricity_non_energetic | Electricity | EU | Energy demand | 0 | not_included_in_FEC
CY | TYNDP2026 | NT | 2035 | TWh | 143 | Sub_sector | Industry | Fertilizers | Industry (fertilizers, non-energetic) | Non-energetic | industry_fertilizers_demand_hydrogen_non_energetic | Hydrogen | EU | Energy demand | 0 | not_included_in_FEC
CY | TYNDP2026 | NT | 2035 | TWh | 144 | Sub_sector | Industry | Fertilizers | Industry (fertilizers, non-energetic) | Non-energetic | industry_fertilizers_demand_methane_non_energetic | Methane | EU | Energy demand | 0 | not_included_in_FEC
CY | TYNDP2026 | NT | 2035 | TWh | 145 | Sub_sector | Industry | Fertilizers | Industry (fertilizers, non-energetic) | Non-energetic | industry_fertilizers_demand_heat_non_energetic | Heat | EU | Energy demand | 0 | not_included_in_FEC
CY | TYNDP2026 | NT | 2035 | TWh | 146 | Sub_sector | Industry | Fertilizers | Industry (fertilizers, non-energetic) | Non-energetic | industry_fertilizers_demand_biomass_non_energetic | Biomass | EU | Energy demand | 0 | not_included_in_FEC
CY | TYNDP2026 | NT | 2035 | TWh | 147 | Sub_sector | Industry | Fertilizers | Industry (fertilizers, non-energetic) | Non-energetic | industry_fertilizers_demand_coal_non_energetic | Solids | EU | Energy demand | 0 | not_included_in_FEC
CY | TYNDP2026 | NT | 2035 | TWh | 148 | Sub_sector | Industry | Fertilizers | Industry (fertilizers, non-energetic) | Non-energetic | industry_fertilizers_demand_oil_non_energetic | Liquids | EU | Energy demand | 0 | not_included_in_FEC
CY | TYNDP2026 | NT | 2035 | TWh | 149 | Sub_sector | Industry | Fertilizers | Industry (fertilizers, non-energetic) | Non-energetic | industry_fertilizers_demand_others_non_energetic | Others | EU | Energy demand | 0 | not_included_in_FEC
CY | TYNDP2026 | NT | 2035 | TWh | 150 | Sub_sector | Industry | Fertilizers | Industry (fertilizers, non-energetic) | Non-energetic | industry_fertilizers_demand_ammonia_non_energetic | Ammonia | EU | Energy demand | 0 | not_included_in_FEC
CY | TYNDP2026 | NT | 2035 | TWh | 152 | Sub_sector | Industry | Food | Industry (food) | Energetic | industry_food_demand_electricity_energetic | Electricity | EU | Energy demand | 0 | FEC
CY | TYNDP2026 | NT | 2035 | TWh | 153 | Sub_sector | Industry | Food | Industry (food) | Energetic | industry_food_demand_hydrogen_energetic | Hydrogen | EU | Energy demand | 0 | FEC
CY | TYNDP2026 | NT | 2035 | TWh | 154 | Sub_sector | Industry | Food | Industry (food) | Energetic | industry_food_demand_methane_energetic | Methane | EU | Energy demand | 0 | FEC
CY | TYNDP2026 | NT | 2035 | TWh | 155 | Sub_sector | Industry | Food | Industry (food) | Energetic | industry_food_demand_heat_energetic | Heat | EU | Energy demand | 0 | FEC
CY | TYNDP2026 | NT | 2035 | TWh | 156 | Sub_sector | Industry | Food | Industry (food) | Energetic | industry_food_demand_biomass_energetic | Biomass | EU | Energy demand | 0 | FEC
CY | TYNDP2026 | NT | 2035 | TWh | 157 | Sub_sector | Industry | Food | Industry (food) | Energetic | industry_food_demand_coal_energetic | Solids | EU | Energy demand | 0 | FEC
CY | TYNDP2026 | NT | 2035 | TWh | 158 | Sub_sector | Industry | Food | Industry (food) | Energetic | industry_food_demand_oil_energetic | Liquids | EU | Energy demand | 0 | FEC
CY | TYNDP2026 | NT | 2035 | TWh | 159 | Sub_sector | Industry | Food | Industry (food) | Energetic | industry_food_demand_others_energetic | Others | EU | Energy demand | 0 | FEC
CY | TYNDP2026 | NT | 2035 | TWh | 160 | Sub_sector | Industry | Food | Industry (food) | Energetic | industry_food_demand_ammonia_energetic | Ammonia | EU | Energy demand | 0 | FEC
CY | TYNDP2026 | NT | 2035 | TWh | 162 | Sub_sector | Industry | Metals | Industry (metal) | Energetic | industry_metal_demand_electricity_energetic | Electricity | EU | Energy demand | 0 | FEC
CY | TYNDP2026 | NT | 2035 | TWh | 163 | Sub_sector | Industry | Metals | Industry (metal) | Energetic | industry_metal_demand_hydrogen_energetic | Hydrogen | EU | Energy demand | 0 | FEC
CY | TYNDP2026 | NT | 2035 | TWh | 164 | Sub_sector | Industry | Metals | Industry (metal) | Energetic | industry_metal_demand_methane_energetic | Methane | EU | Energy demand | 0 | FEC
CY | TYNDP2026 | NT | 2035 | TWh | 165 | Sub_sector | Industry | Metals | Industry (metal) | Energetic | industry_metal_demand_heat_energetic | Heat | EU | Energy demand | 0 | FEC
CY | TYNDP2026 | NT | 2035 | TWh | 166 | Sub_sector | Industry | Metals | Industry (metal) | Energetic | industry_metal_demand_biomass_energetic | Biomass | EU | Energy demand | 0 | FEC
CY | TYNDP2026 | NT | 2035 | TWh | 167 | Sub_sector | Industry | Metals | Industry (metal) | Energetic | industry_metal_demand_coal_energetic | Solids | EU | Energy demand | 0 | FEC
CY | TYNDP2026 | NT | 2035 | TWh | 168 | Sub_sector | Industry | Metals | Industry (metal) | Energetic | industry_metal_demand_oil_energetic | Liquids | EU | Energy demand | 0 | FEC
CY | TYNDP2026 | NT | 2035 | TWh | 169 | Sub_sector | Industry | Metals | Industry (metal) | Energetic | industry_metal_demand_others_energetic | Others | EU | Energy demand | 0 | FEC
CY | TYNDP2026 | NT | 2035 | TWh | 170 | Sub_sector | Industry | Metals | Industry (metal) | Energetic | industry_metal_demand_ammonia_energetic | Ammonia | EU | Energy demand | 0 | FEC
CY | TYNDP2026 | NT | 2035 | TWh | 172 | Sub_sector | Industry | Others | Industry (other, energetic) | Energetic | industry_other_demand_electricity_energetic | Electricity | EU | Energy demand | 1.2521 | FEC
CY | TYNDP2026 | NT | 2035 | TWh | 173 | Sub_sector | Industry | Others | Industry (other, energetic) | Energetic | industry_other_demand_hydrogen_energetic | Hydrogen | EU | Energy demand | 0 | FEC
CY | TYNDP2026 | NT | 2035 | TWh | 174 | Sub_sector | Industry | Others | Industry (other, energetic) | Energetic | industry_other_demand_methane_energetic | Methane | EU | Energy demand | 0 | FEC
CY | TYNDP2026 | NT | 2035 | TWh | 175 | Sub_sector | Industry | Others | Industry (other, energetic) | Energetic | industry_other_demand_heat_energetic | Heat | EU | Energy demand | 0.056961 | FEC
CY | TYNDP2026 | NT | 2035 | TWh | 176 | Sub_sector | Industry | Others | Industry (other, energetic) | Energetic | industry_other_demand_biomass_energetic | Biomass | EU | Energy demand | 0.34533 | FEC
CY | TYNDP2026 | NT | 2035 | TWh | 177 | Sub_sector | Industry | Others | Industry (other, energetic) | Energetic | industry_other_demand_coal_energetic | Solids | EU | Energy demand | 0.19936 | FEC
CY | TYNDP2026 | NT | 2035 | TWh | 178 | Sub_sector | Industry | Others | Industry (other, energetic) | Energetic | industry_other_demand_oil_energetic | Liquids | EU | Energy demand | 0.21717 | FEC
CY | TYNDP2026 | NT | 2035 | TWh | 179 | Sub_sector | Industry | Others | Industry (other, energetic) | Energetic | industry_other_demand_others_energetic | Others | EU | Energy demand | 0 | FEC
CY | TYNDP2026 | NT | 2035 | TWh | 180 | Sub_sector | Industry | Others | Industry (other, energetic) | Energetic | industry_other_demand_ammonia_energetic | Ammonia | EU | Energy demand | 0 | FEC
CY | TYNDP2026 | NT | 2035 | TWh | 182 | Sub_sector | Industry | Others | Industry (other, non-energetic) | Non-energetic | industry_other_demand_electricity_non_energetic | Electricity | EU | Energy demand | 0 | not_included_in_FEC
CY | TYNDP2026 | NT | 2035 | TWh | 183 | Sub_sector | Industry | Others | Industry (other, non-energetic) | Non-energetic | industry_other_demand_hydrogen_non_energetic | Hydrogen | EU | Energy demand | 0 | not_included_in_FEC
CY | TYNDP2026 | NT | 2035 | TWh | 184 | Sub_sector | Industry | Others | Industry (other, non-energetic) | Non-energetic | industry_other_demand_methane_non_energetic | Methane | EU | Energy demand | 0 | not_included_in_FEC
CY | TYNDP2026 | NT | 2035 | TWh | 185 | Sub_sector | Industry | Others | Industry (other, non-energetic) | Non-energetic | industry_other_demand_heat_non_energetic | Heat | EU | Energy demand | 0 | not_included_in_FEC
CY | TYNDP2026 | NT | 2035 | TWh | 186 | Sub_sector | Industry | Others | Industry (other, non-energetic) | Non-energetic | industry_other_demand_biomass_non_energetic | Biomass | EU | Energy demand | 0 | not_included_in_FEC
CY | TYNDP2026 | NT | 2035 | TWh | 187 | Sub_sector | Industry | Others | Industry (other, non-energetic) | Non-energetic | industry_other_demand_coal_non_energetic | Solids | EU | Energy demand | 0 | not_included_in_FEC
CY | TYNDP2026 | NT | 2035 | TWh | 188 | Sub_sector | Industry | Others | Industry (other, non-energetic) | Non-energetic | industry_other_demand_oil_non_energetic | Liquids | EU | Energy demand | 0 | not_included_in_FEC
CY | TYNDP2026 | NT | 2035 | TWh | 189 | Sub_sector | Industry | Others | Industry (other, non-energetic) | Non-energetic | industry_other_demand_others_non_energetic | Others | EU | Energy demand | 0 | not_included_in_FEC
CY | TYNDP2026 | NT | 2035 | TWh | 190 | Sub_sector | Industry | Others | Industry (other, non-energetic) | Non-energetic | industry_other_demand_ammonia_non_energetic | Ammonia | EU | Energy demand | 0 | not_included_in_FEC
CY | TYNDP2026 | NT | 2035 | TWh | 192 | Sub_sector | Industry | Paper | Industry (paper) | Energetic | industry_paper_demand_electricity_energetic | Electricity | EU | Energy demand | 0 | FEC
CY | TYNDP2026 | NT | 2035 | TWh | 193 | Sub_sector | Industry | Paper | Industry (paper) | Energetic | industry_paper_demand_hydrogen_energetic | Hydrogen | EU | Energy demand | 0 | FEC
CY | TYNDP2026 | NT | 2035 | TWh | 194 | Sub_sector | Industry | Paper | Industry (paper) | Energetic | industry_paper_demand_methane_energetic | Methane | EU | Energy demand | 0 | FEC
CY | TYNDP2026 | NT | 2035 | TWh | 195 | Sub_sector | Industry | Paper | Industry (paper) | Energetic | industry_paper_demand_heat_energetic | Heat | EU | Energy demand | 0 | FEC
CY | TYNDP2026 | NT | 2035 | TWh | 196 | Sub_sector | Industry | Paper | Industry (paper) | Energetic | industry_paper_demand_biomass_energetic | Biomass | EU | Energy demand | 0 | FEC
CY | TYNDP2026 | NT | 2035 | TWh | 197 | Sub_sector | Industry | Paper | Industry (paper) | Energetic | industry_paper_demand_coal_energetic | Solids | EU | Energy demand | 0 | FEC
CY | TYNDP2026 | NT | 2035 | TWh | 198 | Sub_sector | Industry | Paper | Industry (paper) | Energetic | industry_paper_demand_oil_energetic | Liquids | EU | Energy demand | 0 | FEC
CY | TYNDP2026 | NT | 2035 | TWh | 199 | Sub_sector | Industry | Paper | Industry (paper) | Energetic | industry_paper_demand_others_energetic | Others | EU | Energy demand | 0 | FEC
CY | TYNDP2026 | NT | 2035 | TWh | 200 | Sub_sector | Industry | Paper | Industry (paper) | Energetic | industry_paper_demand_ammonia_energetic | Ammonia | EU | Energy demand | 0 | FEC
CY | TYNDP2026 | NT | 2035 | TWh | 202 | Sub_sector | Industry | Refineries | Industry (refineries, energetic) | Energetic | industry_refinery_demand_electricity_energetic | Electricity | EU | Energy demand | 0 | not_included_in_FEC
CY | TYNDP2026 | NT | 2035 | TWh | 203 | Sub_sector | Industry | Refineries | Industry (refineries, energetic) | Energetic | industry_refinery_demand_hydrogen_energetic | Hydrogen | EU | Energy demand | 0 | not_included_in_FEC
CY | TYNDP2026 | NT | 2035 | TWh | 204 | Sub_sector | Industry | Refineries | Industry (refineries, energetic) | Energetic | industry_refinery_demand_methane_energetic | Methane | EU | Energy demand | 0 | not_included_in_FEC
CY | TYNDP2026 | NT | 2035 | TWh | 205 | Sub_sector | Industry | Refineries | Industry (refineries, energetic) | Energetic | industry_refinery_demand_heat_energetic | Heat | EU | Energy demand | 0 | not_included_in_FEC
CY | TYNDP2026 | NT | 2035 | TWh | 206 | Sub_sector | Industry | Refineries | Industry (refineries, energetic) | Energetic | industry_refinery_demand_biomass_energetic | Biomass | EU | Energy demand | 0 | not_included_in_FEC
CY | TYNDP2026 | NT | 2035 | TWh | 207 | Sub_sector | Industry | Refineries | Industry (refineries, energetic) | Energetic | industry_refinery_demand_coal_energetic | Solids | EU | Energy demand | 0 | not_included_in_FEC
CY | TYNDP2026 | NT | 2035 | TWh | 208 | Sub_sector | Industry | Refineries | Industry (refineries, energetic) | Energetic | industry_refinery_demand_oil_energetic | Liquids | EU | Energy demand | 0 | not_included_in_FEC
CY | TYNDP2026 | NT | 2035 | TWh | 209 | Sub_sector | Industry | Refineries | Industry (refineries, energetic) | Energetic | industry_refinery_demand_others_energetic | Others | EU | Energy demand | 0 | not_included_in_FEC
CY | TYNDP2026 | NT | 2035 | TWh | 210 | Sub_sector | Industry | Refineries | Industry (refineries, energetic) | Energetic | industry_refinery_demand_ammonia_energetic | Ammonia | EU | Energy demand | 0 | not_included_in_FEC
CY | TYNDP2026 | NT | 2035 | TWh | 212 | Sub_sector | Industry | Refineries | Industry (refineries, non-energetic) | Non-energetic | industry_refinery_demand_electricity_non_energetic | Electricity | EU | Energy demand | 0 | not_included_in_FEC
CY | TYNDP2026 | NT | 2035 | TWh | 213 | Sub_sector | Industry | Refineries | Industry (refineries, non-energetic) | Non-energetic | industry_refinery_demand_hydrogen_non_energetic | Hydrogen | EU | Energy demand | 0 | not_included_in_FEC
CY | TYNDP2026 | NT | 2035 | TWh | 214 | Sub_sector | Industry | Refineries | Industry (refineries, non-energetic) | Non-energetic | industry_refinery_demand_methane_non_energetic | Methane | EU | Energy demand | 0 | not_included_in_FEC
CY | TYNDP2026 | NT | 2035 | TWh | 215 | Sub_sector | Industry | Refineries | Industry (refineries, non-energetic) | Non-energetic | industry_refinery_demand_heat_non_energetic | Heat | EU | Energy demand | 0 | not_included_in_FEC
CY | TYNDP2026 | NT | 2035 | TWh | 216 | Sub_sector | Industry | Refineries | Industry (refineries, non-energetic) | Non-energetic | industry_refinery_demand_biomass_non_energetic | Biomass | EU | Energy demand | 0 | not_included_in_FEC
CY | TYNDP2026 | NT | 2035 | TWh | 217 | Sub_sector | Industry | Refineries | Industry (refineries, non-energetic) | Non-energetic | industry_refinery_demand_coal_non_energetic | Solids | EU | Energy demand | 0 | not_included_in_FEC
CY | TYNDP2026 | NT | 2035 | TWh | 218 | Sub_sector | Industry | Refineries | Industry (refineries, non-energetic) | Non-energetic | industry_refinery_demand_oil_non_energetic | Liquids | EU | Energy demand | 0 | not_included_in_FEC
CY | TYNDP2026 | NT | 2035 | TWh | 219 | Sub_sector | Industry | Refineries | Industry (refineries, non-energetic) | Non-energetic | industry_refinery_demand_others_non_energetic | Others | EU | Energy demand | 0 | not_included_in_FEC
CY | TYNDP2026 | NT | 2035 | TWh | 220 | Sub_sector | Industry | Refineries | Industry (refineries, non-energetic) | Non-energetic | industry_refinery_demand_ammonia_non_energetic | Ammonia | EU | Energy demand | 0 | not_included_in_FEC
CY | TYNDP2026 | NT | 2035 | TWh | 222 | Sub_sector | Industry | Steel | Industry (steel) | Energetic | industry_steel_demand_electricity_energetic | Electricity | EU | Energy demand | 0 | FEC
CY | TYNDP2026 | NT | 2035 | TWh | 223 | Sub_sector | Industry | Steel | Industry (steel) | Energetic | industry_steel_demand_hydrogen_energetic | Hydrogen | EU | Energy demand | 0 | FEC
CY | TYNDP2026 | NT | 2035 | TWh | 224 | Sub_sector | Industry | Steel | Industry (steel) | Energetic | industry_steel_demand_methane_energetic | Methane | EU | Energy demand | 0 | FEC
CY | TYNDP2026 | NT | 2035 | TWh | 225 | Sub_sector | Industry | Steel | Industry (steel) | Energetic | industry_steel_demand_heat_energetic | Heat | EU | Energy demand | 0 | FEC
CY | TYNDP2026 | NT | 2035 | TWh | 226 | Sub_sector | Industry | Steel | Industry (steel) | Energetic | industry_steel_demand_biomass_energetic | Biomass | EU | Energy demand | 0 | FEC
CY | TYNDP2026 | NT | 2035 | TWh | 227 | Sub_sector | Industry | Steel | Industry (steel) | Energetic | industry_steel_demand_coal_energetic | Solids | EU | Energy demand | 0 | FEC
CY | TYNDP2026 | NT | 2035 | TWh | 228 | Sub_sector | Industry | Steel | Industry (steel) | Energetic | industry_steel_demand_oil_energetic | Liquids | EU | Energy demand | 0 | FEC
CY | TYNDP2026 | NT | 2035 | TWh | 229 | Sub_sector | Industry | Steel | Industry (steel) | Energetic | industry_steel_demand_others_energetic | Others | EU | Energy demand | 0 | FEC
CY | TYNDP2026 | NT | 2035 | TWh | 230 | Sub_sector | Industry | Steel | Industry (steel) | Energetic | industry_steel_demand_ammonia_energetic | Ammonia | EU | Energy demand | 0 | FEC
CY | TYNDP2026 | NT | 2035 | TWh | 232 | Sub_sector | Transport | Cars | Transport (cars) | Energetic | transport_cars_final_demand_electricity | Electricity | EU | Energy demand | 0.85719 | FEC
CY | TYNDP2026 | NT | 2035 | TWh | 233 | Sub_sector | Transport | Cars | Transport (cars) | Energetic | transport_cars_final_demand_hydrogen | Hydrogen | EU | Energy demand | 0.0032205 | FEC
CY | TYNDP2026 | NT | 2035 | TWh | 234 | Sub_sector | Transport | Cars | Transport (cars) | Energetic | transport_cars_final_demand_methane | Methane | EU | Energy demand | 0 | FEC
CY | TYNDP2026 | NT | 2035 | TWh | 235 | Sub_sector | Transport | Cars | Transport (cars) | Energetic | transport_cars_final_demand_heat | Heat | EU | Energy demand | 0 | FEC
CY | TYNDP2026 | NT | 2035 | TWh | 236 | Sub_sector | Transport | Cars | Transport (cars) | Energetic | transport_cars_final_demand_biomass | Biomass | EU | Energy demand | 0 | FEC
CY | TYNDP2026 | NT | 2035 | TWh | 237 | Sub_sector | Transport | Cars | Transport (cars) | Energetic | transport_cars_final_demand_coal | Solids | EU | Energy demand | 0 | FEC
CY | TYNDP2026 | NT | 2035 | TWh | 238 | Sub_sector | Transport | Cars | Transport (cars) | Energetic | transport_cars_final_demand_oil | Liquids | EU | Energy demand | 3.8329 | FEC
CY | TYNDP2026 | NT | 2035 | TWh | 239 | Sub_sector | Transport | Cars | Transport (cars) | Energetic | transport_cars_final_demand_other | Others | EU | Energy demand | 0 | FEC
CY | TYNDP2026 | NT | 2035 | TWh | 240 | Sub_sector | Transport | Cars | Transport (cars) | Energetic | transport_cars_final_demand_ammonia | Ammonia | EU | Energy demand | 0 | FEC
CY | TYNDP2026 | NT | 2035 | TWh | 242 | Sub_sector | Transport | Busses | Transport (busses) | Energetic | transport_busses_final_demand_electricity | Electricity | EU | Energy demand | 0 | FEC
CY | TYNDP2026 | NT | 2035 | TWh | 243 | Sub_sector | Transport | Busses | Transport (busses) | Energetic | transport_busses_final_demand_hydrogen | Hydrogen | EU | Energy demand | 0 | FEC
CY | TYNDP2026 | NT | 2035 | TWh | 244 | Sub_sector | Transport | Busses | Transport (busses) | Energetic | transport_busses_final_demand_methane | Methane | EU | Energy demand | 0 | FEC
CY | TYNDP2026 | NT | 2035 | TWh | 245 | Sub_sector | Transport | Busses | Transport (busses) | Energetic | transport_busses_final_demand_heat | Heat | EU | Energy demand | 0 | FEC
CY | TYNDP2026 | NT | 2035 | TWh | 246 | Sub_sector | Transport | Busses | Transport (busses) | Energetic | transport_busses_final_demand_biomass | Biomass | EU | Energy demand | 0 | FEC
CY | TYNDP2026 | NT | 2035 | TWh | 247 | Sub_sector | Transport | Busses | Transport (busses) | Energetic | transport_busses_final_demand_coal | Solids | EU | Energy demand | 0 | FEC
CY | TYNDP2026 | NT | 2035 | TWh | 248 | Sub_sector | Transport | Busses | Transport (busses) | Energetic | transport_busses_final_demand_oil | Liquids | EU | Energy demand | 0 | FEC
CY | TYNDP2026 | NT | 2035 | TWh | 249 | Sub_sector | Transport | Busses | Transport (busses) | Energetic | transport_busses_final_demand_other | Others | EU | Energy demand | 0 | FEC
CY | TYNDP2026 | NT | 2035 | TWh | 250 | Sub_sector | Transport | Busses | Transport (busses) | Energetic | transport_busses_final_demand_ammonia | Ammonia | EU | Energy demand | 0 | FEC
CY | TYNDP2026 | NT | 2035 | TWh | 252 | Sub_sector | Transport | Trucks | Transport (trucks) | Energetic | transport_trucks_final_demand_electricity | Electricity | EU | Energy demand | 0 | FEC
CY | TYNDP2026 | NT | 2035 | TWh | 253 | Sub_sector | Transport | Trucks | Transport (trucks) | Energetic | transport_trucks_final_demand_hydrogen | Hydrogen | EU | Energy demand | 0 | FEC
CY | TYNDP2026 | NT | 2035 | TWh | 254 | Sub_sector | Transport | Trucks | Transport (trucks) | Energetic | transport_trucks_final_demand_methane | Methane | EU | Energy demand | 0 | FEC
CY | TYNDP2026 | NT | 2035 | TWh | 255 | Sub_sector | Transport | Trucks | Transport (trucks) | Energetic | transport_trucks_final_demand_heat | Heat | EU | Energy demand | 0 | FEC
CY | TYNDP2026 | NT | 2035 | TWh | 256 | Sub_sector | Transport | Trucks | Transport (trucks) | Energetic | transport_trucks_final_demand_biomass | Biomass | EU | Energy demand | 0 | FEC
CY | TYNDP2026 | NT | 2035 | TWh | 257 | Sub_sector | Transport | Trucks | Transport (trucks) | Energetic | transport_trucks_final_demand_coal | Solids | EU | Energy demand | 0 | FEC
CY | TYNDP2026 | NT | 2035 | TWh | 258 | Sub_sector | Transport | Trucks | Transport (trucks) | Energetic | transport_trucks_final_demand_oil | Liquids | EU | Energy demand | 0 | FEC
CY | TYNDP2026 | NT | 2035 | TWh | 259 | Sub_sector | Transport | Trucks | Transport (trucks) | Energetic | transport_trucks_final_demand_other | Others | EU | Energy demand | 0 | FEC
CY | TYNDP2026 | NT | 2035 | TWh | 260 | Sub_sector | Transport | Trucks | Transport (trucks) | Energetic | transport_trucks_final_demand_ammonia | Ammonia | EU | Energy demand | 0 | FEC
CY | TYNDP2026 | NT | 2035 | TWh | 262 | Sub_sector | Transport | Vans | Transport (vans) | Energetic | transport_vans_final_demand_electricity | Electricity | EU | Energy demand | 0 | FEC
CY | TYNDP2026 | NT | 2035 | TWh | 263 | Sub_sector | Transport | Vans | Transport (vans) | Energetic | transport_vans_final_demand_hydrogen | Hydrogen | EU | Energy demand | 0 | FEC
CY | TYNDP2026 | NT | 2035 | TWh | 264 | Sub_sector | Transport | Vans | Transport (vans) | Energetic | transport_vans_final_demand_methane | Methane | EU | Energy demand | 0 | FEC
CY | TYNDP2026 | NT | 2035 | TWh | 265 | Sub_sector | Transport | Vans | Transport (vans) | Energetic | transport_vans_final_demand_heat | Heat | EU | Energy demand | 0 | FEC
CY | TYNDP2026 | NT | 2035 | TWh | 266 | Sub_sector | Transport | Vans | Transport (vans) | Energetic | transport_vans_final_demand_biomass | Biomass | EU | Energy demand | 0 | FEC
CY | TYNDP2026 | NT | 2035 | TWh | 267 | Sub_sector | Transport | Vans | Transport (vans) | Energetic | transport_vans_final_demand_coal | Solids | EU | Energy demand | 0 | FEC
CY | TYNDP2026 | NT | 2035 | TWh | 268 | Sub_sector | Transport | Vans | Transport (vans) | Energetic | transport_vans_final_demand_oil | Liquids | EU | Energy demand | 0 | FEC
CY | TYNDP2026 | NT | 2035 | TWh | 269 | Sub_sector | Transport | Vans | Transport (vans) | Energetic | transport_vans_final_demand_other | Others | EU | Energy demand | 0 | FEC
CY | TYNDP2026 | NT | 2035 | TWh | 270 | Sub_sector | Transport | Vans | Transport (vans) | Energetic | transport_vans_final_demand_ammonia | Ammonia | EU | Energy demand | 0 | FEC
CY | TYNDP2026 | NT | 2035 | TWh | 272 | Sub_sector | Transport | Freight trains | Transport (trains) | Energetic | transport_trains_final_demand_electricity | Electricity | EU | Energy demand | 0 | FEC
CY | TYNDP2026 | NT | 2035 | TWh | 273 | Sub_sector | Transport | Freight trains | Transport (trains) | Energetic | transport_trains_final_demand_hydrogen | Hydrogen | EU | Energy demand | 0 | FEC
CY | TYNDP2026 | NT | 2035 | TWh | 274 | Sub_sector | Transport | Freight trains | Transport (trains) | Energetic | transport_trains_final_demand_methane | Methane | EU | Energy demand | 0 | FEC
CY | TYNDP2026 | NT | 2035 | TWh | 275 | Sub_sector | Transport | Freight trains | Transport (trains) | Energetic | transport_trains_final_demand_heat | Heat | EU | Energy demand | 0 | FEC
CY | TYNDP2026 | NT | 2035 | TWh | 276 | Sub_sector | Transport | Freight trains | Transport (trains) | Energetic | transport_trains_final_demand_biomass | Biomass | EU | Energy demand | 0 | FEC
CY | TYNDP2026 | NT | 2035 | TWh | 277 | Sub_sector | Transport | Freight trains | Transport (trains) | Energetic | transport_trains_final_demand_coal | Solids | EU | Energy demand | 0 | FEC
CY | TYNDP2026 | NT | 2035 | TWh | 278 | Sub_sector | Transport | Freight trains | Transport (trains) | Energetic | transport_trains_final_demand_oil | Liquids | EU | Energy demand | 0 | FEC
CY | TYNDP2026 | NT | 2035 | TWh | 279 | Sub_sector | Transport | Freight trains | Transport (trains) | Energetic | transport_trains_final_demand_other | Others | EU | Energy demand | 0 | FEC
CY | TYNDP2026 | NT | 2035 | TWh | 280 | Sub_sector | Transport | Freight trains | Transport (trains) | Energetic | transport_trains_final_demand_ammonia | Ammonia | EU | Energy demand | 0 | FEC
CY | TYNDP2026 | NT | 2035 | TWh | 282 | Sub_sector | Transport | Ships | Transport (ships) | Energetic | transport_ships_final_demand_electricity | Electricity | EU | Energy demand | 0.0019182 | FEC
CY | TYNDP2026 | NT | 2035 | TWh | 283 | Sub_sector | Transport | Ships | Transport (ships) | Energetic | transport_ships_final_demand_hydrogen | Hydrogen | EU | Energy demand | 0 | FEC
CY | TYNDP2026 | NT | 2035 | TWh | 284 | Sub_sector | Transport | Ships | Transport (ships) | Energetic | transport_ships_final_demand_methane | Methane | EU | Energy demand | 0 | FEC
CY | TYNDP2026 | NT | 2035 | TWh | 285 | Sub_sector | Transport | Ships | Transport (ships) | Energetic | transport_ships_final_demand_heat | Heat | EU | Energy demand | 0 | FEC
CY | TYNDP2026 | NT | 2035 | TWh | 286 | Sub_sector | Transport | Ships | Transport (ships) | Energetic | transport_ships_final_demand_biomass | Biomass | EU | Energy demand | 0 | FEC
CY | TYNDP2026 | NT | 2035 | TWh | 287 | Sub_sector | Transport | Ships | Transport (ships) | Energetic | transport_ships_final_demand_coal | Solids | EU | Energy demand | 0 | FEC
CY | TYNDP2026 | NT | 2035 | TWh | 288 | Sub_sector | Transport | Ships | Transport (ships) | Energetic | transport_ships_final_demand_oil | Liquids | EU | Energy demand | 0.04395 | FEC
CY | TYNDP2026 | NT | 2035 | TWh | 289 | Sub_sector | Transport | Ships | Transport (ships) | Energetic | transport_ships_final_demand_other | Others | EU | Energy demand | 0 | FEC
CY | TYNDP2026 | NT | 2035 | TWh | 290 | Sub_sector | Transport | Ships | Transport (ships) | Energetic | transport_ships_final_demand_ammonia | Ammonia | EU | Energy demand | 0 | FEC
CY | TYNDP2026 | NT | 2035 | TWh | 292 | Sub_sector | Transport | Planes | Transport (planes) | Energetic | transport_planes_final_demand_electricity | Electricity | EU | Energy demand | 0 | FEC
CY | TYNDP2026 | NT | 2035 | TWh | 293 | Sub_sector | Transport | Planes | Transport (planes) | Energetic | transport_planes_final_demand_hydrogen | Hydrogen | EU | Energy demand | 0 | FEC
CY | TYNDP2026 | NT | 2035 | TWh | 294 | Sub_sector | Transport | Planes | Transport (planes) | Energetic | transport_planes_final_demand_methane | Methane | EU | Energy demand | 0 | FEC
CY | TYNDP2026 | NT | 2035 | TWh | 295 | Sub_sector | Transport | Planes | Transport (planes) | Energetic | transport_planes_final_demand_heat | Heat | EU | Energy demand | 0 | FEC
CY | TYNDP2026 | NT | 2035 | TWh | 296 | Sub_sector | Transport | Planes | Transport (planes) | Energetic | transport_planes_final_demand_biomass | Biomass | EU | Energy demand | 0 | FEC
CY | TYNDP2026 | NT | 2035 | TWh | 297 | Sub_sector | Transport | Planes | Transport (planes) | Energetic | transport_planes_final_demand_coal | Solids | EU | Energy demand | 0 | FEC
CY | TYNDP2026 | NT | 2035 | TWh | 298 | Sub_sector | Transport | Planes | Transport (planes) | Energetic | transport_planes_final_demand_oil | Liquids | EU | Energy demand | 0 | FEC
CY | TYNDP2026 | NT | 2035 | TWh | 299 | Sub_sector | Transport | Planes | Transport (planes) | Energetic | transport_planes_final_demand_other | Others | EU | Energy demand | 0 | FEC
CY | TYNDP2026 | NT | 2035 | TWh | 300 | Sub_sector | Transport | Planes | Transport (planes) | Energetic | transport_planes_final_demand_ammonia | Ammonia | EU | Energy demand | 0 | FEC
CY | TYNDP2026 | NT | 2035 | TWh | 302 | Sub_sector | Transport | Others | Transport (others) | Energetic | transport_other_final_demand_electricity | Electricity | EU | Energy demand | 0 | FEC
CY | TYNDP2026 | NT | 2035 | TWh | 303 | Sub_sector | Transport | Others | Transport (others) | Energetic | transport_other_final_demand_hydrogen | Hydrogen | EU | Energy demand | 0 | FEC
CY | TYNDP2026 | NT | 2035 | TWh | 304 | Sub_sector | Transport | Others | Transport (others) | Energetic | transport_other_final_demand_methane | Methane | EU | Energy demand | 0 | FEC
CY | TYNDP2026 | NT | 2035 | TWh | 305 | Sub_sector | Transport | Others | Transport (others) | Energetic | transport_other_final_demand_heat | Heat | EU | Energy demand | 0 | FEC
CY | TYNDP2026 | NT | 2035 | TWh | 306 | Sub_sector | Transport | Others | Transport (others) | Energetic | transport_other_final_demand_biomass | Biomass | EU | Energy demand | 0 | FEC
CY | TYNDP2026 | NT | 2035 | TWh | 307 | Sub_sector | Transport | Others | Transport (others) | Energetic | transport_other_final_demand_coal | Solids | EU | Energy demand | 0 | FEC
CY | TYNDP2026 | NT | 2035 | TWh | 308 | Sub_sector | Transport | Others | Transport (others) | Energetic | transport_other_final_demand_oil | Liquids | EU | Energy demand | 0 | FEC
CY | TYNDP2026 | NT | 2035 | TWh | 309 | Sub_sector | Transport | Others | Transport (others) | Energetic | transport_other_final_demand_other | Others | EU | Energy demand | 0 | FEC
CY | TYNDP2026 | NT | 2035 | TWh | 310 | Sub_sector | Transport | Others | Transport (others) | Energetic | transport_other_final_demand_ammonia | Ammonia | EU | Energy demand | 0 | FEC
CY | TYNDP2026 | NT | 2035 | TWh | 312 | Sub_sector | International transport | International aviation | Transport (int. aviation) | Energetic | transport_int_aviation_final_demand_electricity | Electricity | EU | Energy demand | 0 | FEC
CY | TYNDP2026 | NT | 2035 | TWh | 313 | Sub_sector | International transport | International aviation | Transport (int. aviation) | Energetic | transport_int_aviation_final_demand_hydrogen | Hydrogen | EU | Energy demand | 0 | FEC
CY | TYNDP2026 | NT | 2035 | TWh | 314 | Sub_sector | International transport | International aviation | Transport (int. aviation) | Energetic | transport_int_aviation_final_demand_methane | Methane | EU | Energy demand | 0 | FEC
CY | TYNDP2026 | NT | 2035 | TWh | 315 | Sub_sector | International transport | International aviation | Transport (int. aviation) | Energetic | transport_int_aviation_final_demand_heat | Heat | EU | Energy demand | 0 | FEC
CY | TYNDP2026 | NT | 2035 | TWh | 316 | Sub_sector | International transport | International aviation | Transport (int. aviation) | Energetic | transport_int_aviation_final_demand_biofuels | Biomass | EU | Energy demand | 0 | FEC
CY | TYNDP2026 | NT | 2035 | TWh | 317 | Sub_sector | International transport | International aviation | Transport (int. aviation) | Energetic | transport_int_aviation_final_demand_coal | Solids | EU | Energy demand | 0 | FEC
CY | TYNDP2026 | NT | 2035 | TWh | 318 | Sub_sector | International transport | International aviation | Transport (int. aviation) | Energetic | transport_int_aviation_final_demand_oil | Liquids | EU | Energy demand | 3.3286 | FEC
CY | TYNDP2026 | NT | 2035 | TWh | 319 | Sub_sector | International transport | International aviation | Transport (int. aviation) | Energetic | transport_int_aviation_final_demand_other | Others | EU | Energy demand | 0 | FEC
CY | TYNDP2026 | NT | 2035 | TWh | 320 | Sub_sector | International transport | International aviation | Transport (int. aviation) | Energetic | transport_int_aviation_final_demand_ammonia | Ammonia | EU | Energy demand | 0 | FEC
CY | TYNDP2026 | NT | 2035 | TWh | 322 | Sub_sector | International transport | International shipping | Transport (int. shipping) | Energetic | transport_int_shipping_final_demand_electricity | Electricity | EU | Energy demand | 0 | not_included_in_FEC
CY | TYNDP2026 | NT | 2035 | TWh | 323 | Sub_sector | International transport | International shipping | Transport (int. shipping) | Energetic | transport_int_shipping_final_demand_hydrogen | Hydrogen | EU | Energy demand | 0 | not_included_in_FEC
CY | TYNDP2026 | NT | 2035 | TWh | 324 | Sub_sector | International transport | International shipping | Transport (int. shipping) | Energetic | transport_int_shipping_final_demand_methane | Methane | EU | Energy demand | 0 | not_included_in_FEC
CY | TYNDP2026 | NT | 2035 | TWh | 325 | Sub_sector | International transport | International shipping | Transport (int. shipping) | Energetic | transport_int_shipping_final_demand_heat | Heat | EU | Energy demand | 0 | not_included_in_FEC
CY | TYNDP2026 | NT | 2035 | TWh | 326 | Sub_sector | International transport | International shipping | Transport (int. shipping) | Energetic | transport_int_shipping_final_demand_biofuels | Biomass | EU | Energy demand | 0 | not_included_in_FEC
CY | TYNDP2026 | NT | 2035 | TWh | 327 | Sub_sector | International transport | International shipping | Transport (int. shipping) | Energetic | transport_int_shipping_final_demand_coal | Solids | EU | Energy demand | 0 | not_included_in_FEC
CY | TYNDP2026 | NT | 2035 | TWh | 328 | Sub_sector | International transport | International shipping | Transport (int. shipping) | Energetic | transport_int_shipping_final_demand_oil | Liquids | EU | Energy demand | 0 | not_included_in_FEC
CY | TYNDP2026 | NT | 2035 | TWh | 329 | Sub_sector | International transport | International shipping | Transport (int. shipping) | Energetic | transport_int_shipping_final_demand_other | Others | EU | Energy demand | 0 | not_included_in_FEC
CY | TYNDP2026 | NT | 2035 | TWh | 330 | Sub_sector | International transport | International shipping | Transport (int. shipping) | Energetic | transport_int_shipping_final_demand_ammonia | Ammonia | EU | Energy demand | 0 | not_included_in_FEC
CY | TYNDP2026 | NT | 2035 | TWh | 332 | Sub_sector | Households | Space heating | Households (heating) | Energetic | households_heating_final_demand_electricity | Electricity | EU | Energy demand | 0.84008 | FEC
CY | TYNDP2026 | NT | 2035 | TWh | 333 | Sub_sector | Households | Space heating | Households (heating) | Energetic | households_heating_final_demand_hydrogen | Hydrogen | EU | Energy demand | 0 | FEC
CY | TYNDP2026 | NT | 2035 | TWh | 334 | Sub_sector | Households | Space heating | Households (heating) | Energetic | households_heating_final_demand_methane | Methane | EU | Energy demand | 0 | FEC
CY | TYNDP2026 | NT | 2035 | TWh | 335 | Sub_sector | Households | Space heating | Households (heating) | Energetic | households_heating_final_demand_heat | Heat | EU | Energy demand | 0 | FEC
CY | TYNDP2026 | NT | 2035 | TWh | 336 | Sub_sector | Households | Space heating | Households (heating) | Energetic | households_heating_final_demand_biomass | Biomass | EU | Energy demand | 0.14465 | FEC
CY | TYNDP2026 | NT | 2035 | TWh | 337 | Sub_sector | Households | Space heating | Households (heating) | Energetic | households_heating_final_demand_coal | Solids | EU | Energy demand | 0 | FEC
CY | TYNDP2026 | NT | 2035 | TWh | 338 | Sub_sector | Households | Space heating | Households (heating) | Energetic | households_heating_final_demand_oil | Liquids | EU | Energy demand | 0.75478 | FEC
CY | TYNDP2026 | NT | 2035 | TWh | 339 | Sub_sector | Households | Space heating | Households (heating) | Energetic | households_heating_final_demand_other | Others | EU | Energy demand | 0 | FEC
CY | TYNDP2026 | NT | 2035 | TWh | 340 | Sub_sector | Households | Space heating | Households (heating) | Energetic | households_heating_final_demand_ammonia | Ammonia | EU | Energy demand | 0 | FEC
CY | TYNDP2026 | NT | 2035 | TWh | 343 | Sub_sector | Households | Cooling | Households (cooling) | Energetic | households_cooling_final_demand_electricity | Electricity | EU | Energy demand | 0.48817 | FEC
CY | TYNDP2026 | NT | 2035 | TWh | 344 | Sub_sector | Households | Cooling | Households (cooling) | Energetic | households_cooling_final_demand_hydrogen | Hydrogen | EU | Energy demand | 0 | FEC
CY | TYNDP2026 | NT | 2035 | TWh | 345 | Sub_sector | Households | Cooling | Households (cooling) | Energetic | households_cooling_final_demand_methane | Methane | EU | Energy demand | 0 | FEC
CY | TYNDP2026 | NT | 2035 | TWh | 346 | Sub_sector | Households | Cooling | Households (cooling) | Energetic | households_cooling_final_demand_heat | Heat | EU | Energy demand | 0 | FEC
CY | TYNDP2026 | NT | 2035 | TWh | 347 | Sub_sector | Households | Cooling | Households (cooling) | Energetic | households_cooling_final_demand_biomass | Biomass | EU | Energy demand | 0 | FEC
CY | TYNDP2026 | NT | 2035 | TWh | 348 | Sub_sector | Households | Cooling | Households (cooling) | Energetic | households_cooling_final_demand_coal | Solids | EU | Energy demand | 0 | FEC
CY | TYNDP2026 | NT | 2035 | TWh | 349 | Sub_sector | Households | Cooling | Households (cooling) | Energetic | households_cooling_final_demand_oil | Liquids | EU | Energy demand | 0 | FEC
CY | TYNDP2026 | NT | 2035 | TWh | 350 | Sub_sector | Households | Cooling | Households (cooling) | Energetic | households_cooling_final_demand_other | Others | EU | Energy demand | 0 | FEC
CY | TYNDP2026 | NT | 2035 | TWh | 351 | Sub_sector | Households | Cooling | Households (cooling) | Energetic | households_cooling_final_demand_ammonia | Ammonia | EU | Energy demand | 0 | FEC
CY | TYNDP2026 | NT | 2035 | TWh | 354 | Sub_sector | Households | Hot water | Households (hot water) | Energetic | households_hot_water_final_demand_electricity | Electricity | EU | Energy demand | 0.22344 | FEC
CY | TYNDP2026 | NT | 2035 | TWh | 355 | Sub_sector | Households | Hot water | Households (hot water) | Energetic | households_hot_water_final_demand_hydrogen | Hydrogen | EU | Energy demand | 0 | FEC
CY | TYNDP2026 | NT | 2035 | TWh | 356 | Sub_sector | Households | Hot water | Households (hot water) | Energetic | households_hot_water_final_demand_methane | Methane | EU | Energy demand | 0 | FEC
CY | TYNDP2026 | NT | 2035 | TWh | 357 | Sub_sector | Households | Hot water | Households (hot water) | Energetic | households_hot_water_final_demand_heat | Heat | EU | Energy demand | 0 | FEC
CY | TYNDP2026 | NT | 2035 | TWh | 358 | Sub_sector | Households | Hot water | Households (hot water) | Energetic | households_hot_water_final_demand_biomass | Biomass | EU | Energy demand | 0.025894 | FEC
CY | TYNDP2026 | NT | 2035 | TWh | 359 | Sub_sector | Households | Hot water | Households (hot water) | Energetic | households_hot_water_final_demand_coal | Solids | EU | Energy demand | 0 | FEC
CY | TYNDP2026 | NT | 2035 | TWh | 360 | Sub_sector | Households | Hot water | Households (hot water) | Energetic | households_hot_water_final_demand_oil | Liquids | EU | Energy demand | 0.1704 | FEC
CY | TYNDP2026 | NT | 2035 | TWh | 361 | Sub_sector | Households | Hot water | Households (hot water) | Energetic | households_hot_water_final_demand_other | Others | EU | Energy demand | 0.84394 | FEC
CY | TYNDP2026 | NT | 2035 | TWh | 362 | Sub_sector | Households | Hot water | Households (hot water) | Energetic | households_hot_water_final_demand_ammonia | Ammonia | EU | Energy demand | 0 | FEC
CY | TYNDP2026 | NT | 2035 | TWh | 365 | Sub_sector | Households | Appliances | Households (appliances) | Energetic | households_appliances_final_demand_electricity | Electricity | EU | Energy demand | 0.9089 | FEC
CY | TYNDP2026 | NT | 2035 | TWh | 366 | Sub_sector | Households | Appliances | Households (appliances) | Energetic | households_appliances_final_demand_hydrogen | Hydrogen | EU | Energy demand | 0 | FEC
CY | TYNDP2026 | NT | 2035 | TWh | 367 | Sub_sector | Households | Appliances | Households (appliances) | Energetic | households_appliances_final_demand_methane | Methane | EU | Energy demand | 0 | FEC
CY | TYNDP2026 | NT | 2035 | TWh | 368 | Sub_sector | Households | Appliances | Households (appliances) | Energetic | households_appliances_final_demand_heat | Heat | EU | Energy demand | 0 | FEC
CY | TYNDP2026 | NT | 2035 | TWh | 369 | Sub_sector | Households | Appliances | Households (appliances) | Energetic | households_appliances_final_demand_biomass | Biomass | EU | Energy demand | 0 | FEC
CY | TYNDP2026 | NT | 2035 | TWh | 370 | Sub_sector | Households | Appliances | Households (appliances) | Energetic | households_appliances_final_demand_coal | Solids | EU | Energy demand | 0 | FEC
CY | TYNDP2026 | NT | 2035 | TWh | 371 | Sub_sector | Households | Appliances | Households (appliances) | Energetic | households_appliances_final_demand_oil | Liquids | EU | Energy demand | 0 | FEC
CY | TYNDP2026 | NT | 2035 | TWh | 372 | Sub_sector | Households | Appliances | Households (appliances) | Energetic | households_appliances_final_demand_other | Others | EU | Energy demand | 0 | FEC
CY | TYNDP2026 | NT | 2035 | TWh | 373 | Sub_sector | Households | Appliances | Households (appliances) | Energetic | households_appliances_final_demand_ammonia | Ammonia | EU | Energy demand | 0 | FEC
CY | TYNDP2026 | NT | 2035 | TWh | 375 | Sub_sector | Buildings | Space heating | Buildings (heat) | Energetic | buildings_heat_final_demand_electricity | Electricity | EU | Energy demand | 0.6719 | FEC
CY | TYNDP2026 | NT | 2035 | TWh | 376 | Sub_sector | Buildings | Space heating | Buildings (heat) | Energetic | buildings_heat_final_demand_hydrogen | Hydrogen | EU | Energy demand | 0 | FEC
CY | TYNDP2026 | NT | 2035 | TWh | 377 | Sub_sector | Buildings | Space heating | Buildings (heat) | Energetic | buildings_heat_final_demand_methane | Methane | EU | Energy demand | 0 | FEC
CY | TYNDP2026 | NT | 2035 | TWh | 378 | Sub_sector | Buildings | Space heating | Buildings (heat) | Energetic | buildings_heat_final_demand_heat | Heat | EU | Energy demand | 0.19372 | FEC
CY | TYNDP2026 | NT | 2035 | TWh | 379 | Sub_sector | Buildings | Space heating | Buildings (heat) | Energetic | buildings_heat_final_demand_biomass | Biomass | EU | Energy demand | 0.25494 | FEC
CY | TYNDP2026 | NT | 2035 | TWh | 380 | Sub_sector | Buildings | Space heating | Buildings (heat) | Energetic | buildings_heat_final_demand_coal | Solids | EU | Energy demand | 0 | FEC
CY | TYNDP2026 | NT | 2035 | TWh | 381 | Sub_sector | Buildings | Space heating | Buildings (heat) | Energetic | buildings_heat_final_demand_oil | Liquids | EU | Energy demand | 0.14756 | FEC
CY | TYNDP2026 | NT | 2035 | TWh | 382 | Sub_sector | Buildings | Space heating | Buildings (heat) | Energetic | buildings_heat_final_demand_other | Others | EU | Energy demand | 0.20825 | FEC
CY | TYNDP2026 | NT | 2035 | TWh | 383 | Sub_sector | Buildings | Space heating | Buildings (heat) | Energetic | buildings_heat_final_demand_ammonia | Ammonia | EU | Energy demand | 0 | FEC
CY | TYNDP2026 | NT | 2035 | TWh | 386 | Sub_sector | Buildings | Cooling | Buildings (cooling) | Energetic | buildings_cooling_final_demand_electricity | Electricity | EU | Energy demand | 0.45322 | FEC
CY | TYNDP2026 | NT | 2035 | TWh | 387 | Sub_sector | Buildings | Cooling | Buildings (cooling) | Energetic | buildings_cooling_final_demand_hydrogen | Hydrogen | EU | Energy demand | 0 | FEC
CY | TYNDP2026 | NT | 2035 | TWh | 388 | Sub_sector | Buildings | Cooling | Buildings (cooling) | Energetic | buildings_cooling_final_demand_methane | Methane | EU | Energy demand | 0 | FEC
CY | TYNDP2026 | NT | 2035 | TWh | 389 | Sub_sector | Buildings | Cooling | Buildings (cooling) | Energetic | buildings_cooling_final_demand_heat | Heat | EU | Energy demand | 0 | FEC
CY | TYNDP2026 | NT | 2035 | TWh | 390 | Sub_sector | Buildings | Cooling | Buildings (cooling) | Energetic | buildings_cooling_final_demand_biomass | Biomass | EU | Energy demand | 0 | FEC
CY | TYNDP2026 | NT | 2035 | TWh | 391 | Sub_sector | Buildings | Cooling | Buildings (cooling) | Energetic | buildings_cooling_final_demand_coal | Solids | EU | Energy demand | 0 | FEC
CY | TYNDP2026 | NT | 2035 | TWh | 392 | Sub_sector | Buildings | Cooling | Buildings (cooling) | Energetic | buildings_cooling_final_demand_oil | Liquids | EU | Energy demand | 0 | FEC
CY | TYNDP2026 | NT | 2035 | TWh | 393 | Sub_sector | Buildings | Cooling | Buildings (cooling) | Energetic | buildings_cooling_final_demand_other | Others | EU | Energy demand | 0 | FEC
CY | TYNDP2026 | NT | 2035 | TWh | 394 | Sub_sector | Buildings | Cooling | Buildings (cooling) | Energetic | buildings_cooling_final_demand_ammonia | Ammonia | EU | Energy demand | 0 | FEC
CY | TYNDP2026 | NT | 2035 | TWh | 397 | Sub_sector | Buildings | Appliances | Buildings (appliances) | Energetic | buildings_appliances_final_demand_electricity | Electricity | EU | Energy demand | 1.4889 | FEC
CY | TYNDP2026 | NT | 2035 | TWh | 398 | Sub_sector | Buildings | Appliances | Buildings (appliances) | Energetic | buildings_appliances_final_demand_hydrogen | Hydrogen | EU | Energy demand | 0 | FEC
CY | TYNDP2026 | NT | 2035 | TWh | 399 | Sub_sector | Buildings | Appliances | Buildings (appliances) | Energetic | buildings_appliances_final_demand_methane | Methane | EU | Energy demand | 0.012041 | FEC
CY | TYNDP2026 | NT | 2035 | TWh | 400 | Sub_sector | Buildings | Appliances | Buildings (appliances) | Energetic | buildings_appliances_final_demand_heat | Heat | EU | Energy demand | 0 | FEC
CY | TYNDP2026 | NT | 2035 | TWh | 401 | Sub_sector | Buildings | Appliances | Buildings (appliances) | Energetic | buildings_appliances_final_demand_biomass | Biomass | EU | Energy demand | 0 | FEC
CY | TYNDP2026 | NT | 2035 | TWh | 402 | Sub_sector | Buildings | Appliances | Buildings (appliances) | Energetic | buildings_appliances_final_demand_coal | Solids | EU | Energy demand | 0 | FEC
CY | TYNDP2026 | NT | 2035 | TWh | 403 | Sub_sector | Buildings | Appliances | Buildings (appliances) | Energetic | buildings_appliances_final_demand_oil | Liquids | EU | Energy demand | 0 | FEC
CY | TYNDP2026 | NT | 2035 | TWh | 404 | Sub_sector | Buildings | Appliances | Buildings (appliances) | Energetic | buildings_appliances_final_demand_other | Others | EU | Energy demand | 0 | FEC
CY | TYNDP2026 | NT | 2035 | TWh | 405 | Sub_sector | Buildings | Appliances | Buildings (appliances) | Energetic | buildings_appliances_final_demand_ammonia | Ammonia | EU | Energy demand | 0 | FEC
CY | TYNDP2026 | NT | 2035 | TWh | 407 | Sub_sector | Buildings | Datacenters | Datacenters & ICT | Energetic | datacentres_final_demand_electricity_energetic | Electricity | EU | Energy demand | 0 | FEC
CY | TYNDP2026 | NT | 2035 | TWh | 408 | Sub_sector | Buildings | Datacenters | Datacenters & ICT | Energetic | datacentres_final_demand_hydrogen_energetic | Hydrogen | EU | Energy demand | 0 | FEC
CY | TYNDP2026 | NT | 2035 | TWh | 409 | Sub_sector | Buildings | Datacenters | Datacenters & ICT | Energetic | datacentres_final_demand_methane_energetic | Methane | EU | Energy demand | 0 | FEC
CY | TYNDP2026 | NT | 2035 | TWh | 410 | Sub_sector | Buildings | Datacenters | Datacenters & ICT | Energetic | datacentres_final_demand_heat_energetic | Heat | EU | Energy demand | 0 | FEC
CY | TYNDP2026 | NT | 2035 | TWh | 411 | Sub_sector | Buildings | Datacenters | Datacenters & ICT | Energetic | datacentres_final_demand_biomass_energetic | Biomass | EU | Energy demand | 0 | FEC
CY | TYNDP2026 | NT | 2035 | TWh | 412 | Sub_sector | Buildings | Datacenters | Datacenters & ICT | Energetic | datacentres_final_demand_coal_energetic | Solids | EU | Energy demand | 0 | FEC
CY | TYNDP2026 | NT | 2035 | TWh | 413 | Sub_sector | Buildings | Datacenters | Datacenters & ICT | Energetic | datacentres_final_demand_oil_energetic | Liquids | EU | Energy demand | 0 | FEC
CY | TYNDP2026 | NT | 2035 | TWh | 414 | Sub_sector | Buildings | Datacenters | Datacenters & ICT | Energetic | datacentres_final_demand_other_energetic | Others | EU | Energy demand | 0 | FEC
CY | TYNDP2026 | NT | 2035 | TWh | 415 | Sub_sector | Buildings | Datacenters | Datacenters & ICT | Energetic | datacentres_final_demand_ammonia_energetic | Ammonia | EU | Energy demand | 0 | FEC
CY | TYNDP2026 | NT | 2035 | TWh | 417 | Sub_sector | Transport | Others_Sector | Others_Sector | Energetic | other_final_demand_electricity_energetic | Electricity | EU | Energy demand | 0.089881 | FEC
CY | TYNDP2026 | NT | 2035 | TWh | 418 | Sub_sector | Transport | Others_Sector | Others_Sector | Energetic | other_final_demand_hydrogen_energetic | Hydrogen | EU | Energy demand | 0 | FEC
CY | TYNDP2026 | NT | 2035 | TWh | 419 | Sub_sector | Transport | Pipeline Transport | Others_Sector | Energetic | other_final_demand_methane_energetic | Methane | EU | Energy demand | 0 | FEC
CY | TYNDP2026 | NT | 2035 | TWh | 420 | Sub_sector | Transport | Others_Sector | Others_Sector | Energetic | other_final_demand_heat_energetic | Heat | EU | Energy demand | 0 | FEC
CY | TYNDP2026 | NT | 2035 | TWh | 421 | Sub_sector | Transport | Others_Sector | Others_Sector | Energetic | other_final_demand_biomass_energetic | Biomass | EU | Energy demand | 0 | FEC
CY | TYNDP2026 | NT | 2035 | TWh | 422 | Sub_sector | Transport | Others_Sector | Others_Sector | Energetic | other_final_demand_coal_energetic | Solids | EU | Energy demand | 0 | FEC
CY | TYNDP2026 | NT | 2035 | TWh | 423 | Sub_sector | Transport | Others_Sector | Others_Sector | Energetic | other_final_demand_oil_energetic | Liquids | EU | Energy demand | 0.099789 | FEC
CY | TYNDP2026 | NT | 2035 | TWh | 424 | Sub_sector | Others_Sector | Others_Sector | Others_Sector | Non-energetic | other_final_demand_oil_non_energetic | Liquids | EU | Energy demand | 0.027101 | not_included_in_FEC
CY | TYNDP2026 | NT | 2035 | TWh | 425 | Sub_sector | Transport | Others_Sector | Others_Sector | Energetic | other_final_demand_other_energetic | Others | EU | Energy demand | 0 | FEC
CY | TYNDP2026 | NT | 2035 | TWh | 426 | Sub_sector | Transport | Others_Sector | Others_Sector | Energetic | other_final_demand_ammonia_energetic | Ammonia | EU | Energy demand | 0 | FEC
CY | TYNDP2026 | NT | 2035 | TWh | 427 | Sub_sector | Industry | Surplus_Heat_in_Industry | Surplus_Heat_in_Industry | Energetic | final_demand_of_industry_unused_local_production_steam_hot_water | Heat | EU | Energy demand | 0 | FEC
CY | TYNDP2026 | NT | 2035 | TWh | 429 | Sub_sector | Agriculture | Total | Agriculture | Energetic | agriculture_final_demand_electricity_energetic | Electricity | EU | Energy demand | 0 | FEC
CY | TYNDP2026 | NT | 2035 | TWh | 430 | Sub_sector | Agriculture | Total | Agriculture | Energetic | agriculture_final_demand_hydrogen_energetic | Hydrogen | EU | Energy demand | 0 | FEC
CY | TYNDP2026 | NT | 2035 | TWh | 431 | Sub_sector | Agriculture | Total | Agriculture | Energetic | agriculture_final_demand_methane_energetic | Methane | EU | Energy demand | 0 | FEC
CY | TYNDP2026 | NT | 2035 | TWh | 432 | Sub_sector | Agriculture | Total | Agriculture | Energetic | agriculture_final_demand_heat_energetic | Heat | EU | Energy demand | 0.010226 | FEC
CY | TYNDP2026 | NT | 2035 | TWh | 433 | Sub_sector | Agriculture | Total | Agriculture | Energetic | agriculture_final_demand_biomass_energetic | Biomass | EU | Energy demand | 0.029569 | FEC
CY | TYNDP2026 | NT | 2035 | TWh | 434 | Sub_sector | Agriculture | Total | Agriculture | Energetic | agriculture_final_demand_coal_energetic | Solids | EU | Energy demand | 0 | FEC
CY | TYNDP2026 | NT | 2035 | TWh | 435 | Sub_sector | Agriculture | Total | Agriculture | Energetic | agriculture_final_demand_oil_energetic | Liquids | EU | Energy demand | 0.16597 | FEC
CY | TYNDP2026 | NT | 2035 | TWh | 436 | Sub_sector | Agriculture | Total | Agriculture | Energetic | agriculture_final_demand_other_energetic | Others | EU | Energy demand | 0 | FEC
CY | TYNDP2026 | NT | 2035 | TWh | 437 | Sub_sector | Agriculture | Total | Agriculture | Energetic | agriculture_final_demand_ammonia_energetic | Ammonia | EU | Energy demand | 0 | FEC
CY | TYNDP2026 | NT | 2035 | TWh | 447 | Sub_sector | Buildings | Surplus Energy | Buildings | Energetic | GAP | Electricity | EU | Energy demand | 0 | FEC
CY | TYNDP2026 | NT | 2035 | TWh | 448 | Sub_sector | Buildings | Surplus Energy | Buildings | Energetic | GAP | Hydrogen | EU | Energy demand | 0 | FEC
CY | TYNDP2026 | NT | 2035 | TWh | 449 | Sub_sector | Buildings | Surplus Energy | Buildings | Energetic | GAP | Methane | EU | Energy demand | 0 | FEC
CY | TYNDP2026 | NT | 2035 | TWh | 450 | Sub_sector | Buildings | Surplus Energy | Buildings | Energetic | GAP | Heat | EU | Energy demand | 0 | FEC
CY | TYNDP2026 | NT | 2035 | TWh | 451 | Sub_sector | Buildings | Surplus Energy | Buildings | Energetic | GAP | Biomass | EU | Energy demand | 0.0033365 | FEC
CY | TYNDP2026 | NT | 2035 | TWh | 452 | Sub_sector | Buildings | Surplus Energy | Buildings | Energetic | GAP | Solids | EU | Energy demand | 0 | FEC
CY | TYNDP2026 | NT | 2035 | TWh | 453 | Sub_sector | Buildings | Surplus Energy | Buildings | Energetic | GAP | Liquids | EU | Energy demand | 0.070854 | FEC
CY | TYNDP2026 | NT | 2035 | TWh | 454 | Sub_sector | Buildings | Surplus Energy | Buildings | Energetic | GAP | Others | EU | Energy demand | 0 | FEC
CY | TYNDP2026 | NT | 2035 | TWh | 455 | Sub_sector | Buildings | Surplus Energy | Buildings | Energetic | GAP | Ammonia | EU | Energy demand | 0 | FEC
CY | TYNDP2026 | NT | 2035 | TWh | 456 | Sub_sector | Households | Surplus Energy | Households | Energetic | GAP | Electricity | EU | Energy demand | 0 | FEC
CY | TYNDP2026 | NT | 2035 | TWh | 457 | Sub_sector | Households | Surplus Energy | Households | Energetic | GAP | Hydrogen | EU | Energy demand | 0 | FEC
CY | TYNDP2026 | NT | 2035 | TWh | 458 | Sub_sector | Households | Surplus Energy | Households | Energetic | GAP | Methane | EU | Energy demand | 0 | FEC
CY | TYNDP2026 | NT | 2035 | TWh | 459 | Sub_sector | Households | Surplus Energy | Households | Energetic | GAP | Heat | EU | Energy demand | 0 | FEC
CY | TYNDP2026 | NT | 2035 | TWh | 460 | Sub_sector | Households | Surplus Energy | Households | Energetic | GAP | Biomass | EU | Energy demand | 0 | FEC
CY | TYNDP2026 | NT | 2035 | TWh | 461 | Sub_sector | Households | Surplus Energy | Households | Energetic | GAP | Solids | EU | Energy demand | 0 | FEC
CY | TYNDP2026 | NT | 2035 | TWh | 462 | Sub_sector | Households | Surplus Energy | Households | Energetic | GAP | Liquids | EU | Energy demand | 0 | FEC
CY | TYNDP2026 | NT | 2035 | TWh | 463 | Sub_sector | Households | Surplus Energy | Households | Energetic | GAP | Others | EU | Energy demand | 0 | FEC
CY | TYNDP2026 | NT | 2035 | TWh | 464 | Sub_sector | Households | Surplus Energy | Households | Energetic | GAP | Ammonia | EU | Energy demand | 0 | FEC
CY | TYNDP2026 | NT | 2040 | TWh | 102 | Sub_sector | Industry | Aluminium | Industry (aluminium) | Energetic | industry_aluminium_demand_electricity_energetic | Electricity | EU | Energy demand | 0 | FEC
CY | TYNDP2026 | NT | 2040 | TWh | 103 | Sub_sector | Industry | Aluminium | Industry (aluminium) | Energetic | industry_aluminium_demand_hydrogen_energetic | Hydrogen | EU | Energy demand | 0 | FEC
CY | TYNDP2026 | NT | 2040 | TWh | 104 | Sub_sector | Industry | Aluminium | Industry (aluminium) | Energetic | industry_aluminium_demand_methane_energetic | Methane | EU | Energy demand | 0 | FEC
CY | TYNDP2026 | NT | 2040 | TWh | 105 | Sub_sector | Industry | Aluminium | Industry (aluminium) | Energetic | industry_aluminium_demand_heat_energetic | Heat | EU | Energy demand | 0 | FEC
CY | TYNDP2026 | NT | 2040 | TWh | 106 | Sub_sector | Industry | Aluminium | Industry (aluminium) | Energetic | industry_aluminium_demand_biomass_energetic | Biomass | EU | Energy demand | 0 | FEC
CY | TYNDP2026 | NT | 2040 | TWh | 107 | Sub_sector | Industry | Aluminium | Industry (aluminium) | Energetic | industry_aluminium_demand_coal_energetic | Solids | EU | Energy demand | 0 | FEC
CY | TYNDP2026 | NT | 2040 | TWh | 108 | Sub_sector | Industry | Aluminium | Industry (aluminium) | Energetic | industry_aluminium_demand_oil_energetic | Liquids | EU | Energy demand | 0 | FEC
CY | TYNDP2026 | NT | 2040 | TWh | 109 | Sub_sector | Industry | Aluminium | Industry (aluminium) | Energetic | industry_aluminium_demand_others_energetic | Others | EU | Energy demand | 0 | FEC
CY | TYNDP2026 | NT | 2040 | TWh | 110 | Sub_sector | Industry | Aluminium | Industry (aluminium) | Energetic | industry_ammonia_demand_others_energetic | Ammonia | EU | Energy demand | 0 | FEC
CY | TYNDP2026 | NT | 2040 | TWh | 112 | Sub_sector | Industry | Chemicals | Industry (chemicals, energetic) | Energetic | industry_chemical_demand_electricity_energetic | Electricity | EU | Energy demand | 0 | FEC
CY | TYNDP2026 | NT | 2040 | TWh | 113 | Sub_sector | Industry | Chemicals | Industry (chemicals, energetic) | Energetic | industry_chemical_demand_hydrogen_energetic | Hydrogen | EU | Energy demand | 0 | FEC
CY | TYNDP2026 | NT | 2040 | TWh | 114 | Sub_sector | Industry | Chemicals | Industry (chemicals, energetic) | Energetic | industry_chemical_demand_methane_energetic | Methane | EU | Energy demand | 0 | FEC
CY | TYNDP2026 | NT | 2040 | TWh | 115 | Sub_sector | Industry | Chemicals | Industry (chemicals, energetic) | Energetic | industry_chemical_demand_heat_energetic | Heat | EU | Energy demand | 0 | FEC
CY | TYNDP2026 | NT | 2040 | TWh | 116 | Sub_sector | Industry | Chemicals | Industry (chemicals, energetic) | Energetic | industry_chemical_demand_biomass_energetic | Biomass | EU | Energy demand | 0 | FEC
CY | TYNDP2026 | NT | 2040 | TWh | 117 | Sub_sector | Industry | Chemicals | Industry (chemicals, energetic) | Energetic | industry_chemical_demand_coal_energetic | Solids | EU | Energy demand | 0 | FEC
CY | TYNDP2026 | NT | 2040 | TWh | 118 | Sub_sector | Industry | Chemicals | Industry (chemicals, energetic) | Energetic | industry_chemical_demand_oil_energetic | Liquids | EU | Energy demand | 0 | FEC
CY | TYNDP2026 | NT | 2040 | TWh | 119 | Sub_sector | Industry | Chemicals | Industry (chemicals, energetic) | Energetic | industry_chemical_demand_others_energetic | Others | EU | Energy demand | 0 | FEC
CY | TYNDP2026 | NT | 2040 | TWh | 120 | Sub_sector | Industry | Chemicals | Industry (chemicals, energetic) | Energetic | industry_chemical_demand_ammonia_energetic | Ammonia | EU | Energy demand | 0 | FEC
CY | TYNDP2026 | NT | 2040 | TWh | 122 | Sub_sector | Industry | Chemicals | Industry (chemicals, non-energetic) | Non-energetic | industry_chemical_demand_electricity_non_energetic | Electricity | EU | Energy demand | 0 | not_included_in_FEC
CY | TYNDP2026 | NT | 2040 | TWh | 123 | Sub_sector | Industry | Chemicals | Industry (chemicals, non-energetic) | Non-energetic | industry_chemical_demand_hydrogen_non_energetic | Hydrogen | EU | Energy demand | 0 | not_included_in_FEC
CY | TYNDP2026 | NT | 2040 | TWh | 124 | Sub_sector | Industry | Chemicals | Industry (chemicals, non-energetic) | Non-energetic | industry_chemical_demand_methane_non_energetic | Methane | EU | Energy demand | 0 | not_included_in_FEC
CY | TYNDP2026 | NT | 2040 | TWh | 125 | Sub_sector | Industry | Chemicals | Industry (chemicals, non-energetic) | Non-energetic | industry_chemical_demand_heat_non_energetic | Heat | EU | Energy demand | 0 | not_included_in_FEC
CY | TYNDP2026 | NT | 2040 | TWh | 126 | Sub_sector | Industry | Chemicals | Industry (chemicals, non-energetic) | Non-energetic | industry_chemical_demand_biomass_non_energetic | Biomass | EU | Energy demand | 0 | not_included_in_FEC
CY | TYNDP2026 | NT | 2040 | TWh | 127 | Sub_sector | Industry | Chemicals | Industry (chemicals, non-energetic) | Non-energetic | industry_chemical_demand_coal_non_energetic | Solids | EU | Energy demand | 0 | not_included_in_FEC
CY | TYNDP2026 | NT | 2040 | TWh | 128 | Sub_sector | Industry | Chemicals | Industry (chemicals, non-energetic) | Non-energetic | industry_chemical_demand_oil_non_energetic | Liquids | EU | Energy demand | 0 | not_included_in_FEC
CY | TYNDP2026 | NT | 2040 | TWh | 129 | Sub_sector | Industry | Chemicals | Industry (chemicals, non-energetic) | Non-energetic | industry_chemical_demand_others_non_energetic | Others | EU | Energy demand | 0 | not_included_in_FEC
CY | TYNDP2026 | NT | 2040 | TWh | 130 | Sub_sector | Industry | Chemicals | Industry (chemicals, non-energetic) | Non-energetic | industry_chemical_demand_ammonia_non_energetic | Ammonia | EU | Energy demand | 0 | not_included_in_FEC
CY | TYNDP2026 | NT | 2040 | TWh | 132 | Sub_sector | Industry | Fertilizers | Industry (fertilizers, energetic) | Energetic | industry_fertilizers_demand_electricity_energetic | Electricity | EU | Energy demand | 0 | FEC
CY | TYNDP2026 | NT | 2040 | TWh | 133 | Sub_sector | Industry | Fertilizers | Industry (fertilizers, energetic) | Energetic | industry_fertilizers_demand_hydrogen_energetic | Hydrogen | EU | Energy demand | 0 | FEC
CY | TYNDP2026 | NT | 2040 | TWh | 134 | Sub_sector | Industry | Fertilizers | Industry (fertilizers, energetic) | Energetic | industry_fertilizers_demand_methane_energetic | Methane | EU | Energy demand | 0 | FEC
CY | TYNDP2026 | NT | 2040 | TWh | 135 | Sub_sector | Industry | Fertilizers | Industry (fertilizers, energetic) | Energetic | industry_fertilizers_demand_heat_energetic | Heat | EU | Energy demand | 0 | FEC
CY | TYNDP2026 | NT | 2040 | TWh | 136 | Sub_sector | Industry | Fertilizers | Industry (fertilizers, energetic) | Energetic | industry_fertilizers_demand_biomass_energetic | Biomass | EU | Energy demand | 0 | FEC
CY | TYNDP2026 | NT | 2040 | TWh | 137 | Sub_sector | Industry | Fertilizers | Industry (fertilizers, energetic) | Energetic | industry_fertilizers_demand_coal_energetic | Solids | EU | Energy demand | 0 | FEC
CY | TYNDP2026 | NT | 2040 | TWh | 138 | Sub_sector | Industry | Fertilizers | Industry (fertilizers, energetic) | Energetic | industry_fertilizers_demand_oil_energetic | Liquids | EU | Energy demand | 0 | FEC
CY | TYNDP2026 | NT | 2040 | TWh | 139 | Sub_sector | Industry | Fertilizers | Industry (fertilizers, energetic) | Energetic | industry_fertilizers_demand_others_energetic | Others | EU | Energy demand | 0 | FEC
CY | TYNDP2026 | NT | 2040 | TWh | 140 | Sub_sector | Industry | Fertilizers | Industry (fertilizers, energetic) | Energetic | industry_fertilizers_demand_ammonia_energetic | Ammonia | EU | Energy demand | 0 | FEC
CY | TYNDP2026 | NT | 2040 | TWh | 142 | Sub_sector | Industry | Fertilizers | Industry (fertilizers, non-energetic) | Non-energetic | industry_fertilizers_demand_electricity_non_energetic | Electricity | EU | Energy demand | 0 | not_included_in_FEC
CY | TYNDP2026 | NT | 2040 | TWh | 143 | Sub_sector | Industry | Fertilizers | Industry (fertilizers, non-energetic) | Non-energetic | industry_fertilizers_demand_hydrogen_non_energetic | Hydrogen | EU | Energy demand | 0 | not_included_in_FEC
CY | TYNDP2026 | NT | 2040 | TWh | 144 | Sub_sector | Industry | Fertilizers | Industry (fertilizers, non-energetic) | Non-energetic | industry_fertilizers_demand_methane_non_energetic | Methane | EU | Energy demand | 0 | not_included_in_FEC
CY | TYNDP2026 | NT | 2040 | TWh | 145 | Sub_sector | Industry | Fertilizers | Industry (fertilizers, non-energetic) | Non-energetic | industry_fertilizers_demand_heat_non_energetic | Heat | EU | Energy demand | 0 | not_included_in_FEC
CY | TYNDP2026 | NT | 2040 | TWh | 146 | Sub_sector | Industry | Fertilizers | Industry (fertilizers, non-energetic) | Non-energetic | industry_fertilizers_demand_biomass_non_energetic | Biomass | EU | Energy demand | 0 | not_included_in_FEC
CY | TYNDP2026 | NT | 2040 | TWh | 147 | Sub_sector | Industry | Fertilizers | Industry (fertilizers, non-energetic) | Non-energetic | industry_fertilizers_demand_coal_non_energetic | Solids | EU | Energy demand | 0 | not_included_in_FEC
CY | TYNDP2026 | NT | 2040 | TWh | 148 | Sub_sector | Industry | Fertilizers | Industry (fertilizers, non-energetic) | Non-energetic | industry_fertilizers_demand_oil_non_energetic | Liquids | EU | Energy demand | 0 | not_included_in_FEC
CY | TYNDP2026 | NT | 2040 | TWh | 149 | Sub_sector | Industry | Fertilizers | Industry (fertilizers, non-energetic) | Non-energetic | industry_fertilizers_demand_others_non_energetic | Others | EU | Energy demand | 0 | not_included_in_FEC
CY | TYNDP2026 | NT | 2040 | TWh | 150 | Sub_sector | Industry | Fertilizers | Industry (fertilizers, non-energetic) | Non-energetic | industry_fertilizers_demand_ammonia_non_energetic | Ammonia | EU | Energy demand | 0 | not_included_in_FEC
CY | TYNDP2026 | NT | 2040 | TWh | 152 | Sub_sector | Industry | Food | Industry (food) | Energetic | industry_food_demand_electricity_energetic | Electricity | EU | Energy demand | 0 | FEC
CY | TYNDP2026 | NT | 2040 | TWh | 153 | Sub_sector | Industry | Food | Industry (food) | Energetic | industry_food_demand_hydrogen_energetic | Hydrogen | EU | Energy demand | 0 | FEC
CY | TYNDP2026 | NT | 2040 | TWh | 154 | Sub_sector | Industry | Food | Industry (food) | Energetic | industry_food_demand_methane_energetic | Methane | EU | Energy demand | 0 | FEC
CY | TYNDP2026 | NT | 2040 | TWh | 155 | Sub_sector | Industry | Food | Industry (food) | Energetic | industry_food_demand_heat_energetic | Heat | EU | Energy demand | 0 | FEC
CY | TYNDP2026 | NT | 2040 | TWh | 156 | Sub_sector | Industry | Food | Industry (food) | Energetic | industry_food_demand_biomass_energetic | Biomass | EU | Energy demand | 0 | FEC
CY | TYNDP2026 | NT | 2040 | TWh | 157 | Sub_sector | Industry | Food | Industry (food) | Energetic | industry_food_demand_coal_energetic | Solids | EU | Energy demand | 0 | FEC
CY | TYNDP2026 | NT | 2040 | TWh | 158 | Sub_sector | Industry | Food | Industry (food) | Energetic | industry_food_demand_oil_energetic | Liquids | EU | Energy demand | 0 | FEC
CY | TYNDP2026 | NT | 2040 | TWh | 159 | Sub_sector | Industry | Food | Industry (food) | Energetic | industry_food_demand_others_energetic | Others | EU | Energy demand | 0 | FEC
CY | TYNDP2026 | NT | 2040 | TWh | 160 | Sub_sector | Industry | Food | Industry (food) | Energetic | industry_food_demand_ammonia_energetic | Ammonia | EU | Energy demand | 0 | FEC
CY | TYNDP2026 | NT | 2040 | TWh | 162 | Sub_sector | Industry | Metals | Industry (metal) | Energetic | industry_metal_demand_electricity_energetic | Electricity | EU | Energy demand | 0 | FEC
CY | TYNDP2026 | NT | 2040 | TWh | 163 | Sub_sector | Industry | Metals | Industry (metal) | Energetic | industry_metal_demand_hydrogen_energetic | Hydrogen | EU | Energy demand | 0 | FEC
CY | TYNDP2026 | NT | 2040 | TWh | 164 | Sub_sector | Industry | Metals | Industry (metal) | Energetic | industry_metal_demand_methane_energetic | Methane | EU | Energy demand | 0 | FEC
CY | TYNDP2026 | NT | 2040 | TWh | 165 | Sub_sector | Industry | Metals | Industry (metal) | Energetic | industry_metal_demand_heat_energetic | Heat | EU | Energy demand | 0 | FEC
CY | TYNDP2026 | NT | 2040 | TWh | 166 | Sub_sector | Industry | Metals | Industry (metal) | Energetic | industry_metal_demand_biomass_energetic | Biomass | EU | Energy demand | 0 | FEC
CY | TYNDP2026 | NT | 2040 | TWh | 167 | Sub_sector | Industry | Metals | Industry (metal) | Energetic | industry_metal_demand_coal_energetic | Solids | EU | Energy demand | 0 | FEC
CY | TYNDP2026 | NT | 2040 | TWh | 168 | Sub_sector | Industry | Metals | Industry (metal) | Energetic | industry_metal_demand_oil_energetic | Liquids | EU | Energy demand | 0 | FEC
CY | TYNDP2026 | NT | 2040 | TWh | 169 | Sub_sector | Industry | Metals | Industry (metal) | Energetic | industry_metal_demand_others_energetic | Others | EU | Energy demand | 0 | FEC
CY | TYNDP2026 | NT | 2040 | TWh | 170 | Sub_sector | Industry | Metals | Industry (metal) | Energetic | industry_metal_demand_ammonia_energetic | Ammonia | EU | Energy demand | 0 | FEC
CY | TYNDP2026 | NT | 2040 | TWh | 172 | Sub_sector | Industry | Others | Industry (other, energetic) | Energetic | industry_other_demand_electricity_energetic | Electricity | EU | Energy demand | 1.3759 | FEC
CY | TYNDP2026 | NT | 2040 | TWh | 173 | Sub_sector | Industry | Others | Industry (other, energetic) | Energetic | industry_other_demand_hydrogen_energetic | Hydrogen | EU | Energy demand | 0 | FEC
CY | TYNDP2026 | NT | 2040 | TWh | 174 | Sub_sector | Industry | Others | Industry (other, energetic) | Energetic | industry_other_demand_methane_energetic | Methane | EU | Energy demand | 0 | FEC
CY | TYNDP2026 | NT | 2040 | TWh | 175 | Sub_sector | Industry | Others | Industry (other, energetic) | Energetic | industry_other_demand_heat_energetic | Heat | EU | Energy demand | 0.1072 | FEC
CY | TYNDP2026 | NT | 2040 | TWh | 176 | Sub_sector | Industry | Others | Industry (other, energetic) | Energetic | industry_other_demand_biomass_energetic | Biomass | EU | Energy demand | 0.28378 | FEC
CY | TYNDP2026 | NT | 2040 | TWh | 177 | Sub_sector | Industry | Others | Industry (other, energetic) | Energetic | industry_other_demand_coal_energetic | Solids | EU | Energy demand | 0.063061 | FEC
CY | TYNDP2026 | NT | 2040 | TWh | 178 | Sub_sector | Industry | Others | Industry (other, energetic) | Energetic | industry_other_demand_oil_energetic | Liquids | EU | Energy demand | 0.074097 | FEC
CY | TYNDP2026 | NT | 2040 | TWh | 179 | Sub_sector | Industry | Others | Industry (other, energetic) | Energetic | industry_other_demand_others_energetic | Others | EU | Energy demand | 0 | FEC
CY | TYNDP2026 | NT | 2040 | TWh | 180 | Sub_sector | Industry | Others | Industry (other, energetic) | Energetic | industry_other_demand_ammonia_energetic | Ammonia | EU | Energy demand | 0 | FEC
CY | TYNDP2026 | NT | 2040 | TWh | 182 | Sub_sector | Industry | Others | Industry (other, non-energetic) | Non-energetic | industry_other_demand_electricity_non_energetic | Electricity | EU | Energy demand | 0 | not_included_in_FEC
CY | TYNDP2026 | NT | 2040 | TWh | 183 | Sub_sector | Industry | Others | Industry (other, non-energetic) | Non-energetic | industry_other_demand_hydrogen_non_energetic | Hydrogen | EU | Energy demand | 0 | not_included_in_FEC
CY | TYNDP2026 | NT | 2040 | TWh | 184 | Sub_sector | Industry | Others | Industry (other, non-energetic) | Non-energetic | industry_other_demand_methane_non_energetic | Methane | EU | Energy demand | 0 | not_included_in_FEC
CY | TYNDP2026 | NT | 2040 | TWh | 185 | Sub_sector | Industry | Others | Industry (other, non-energetic) | Non-energetic | industry_other_demand_heat_non_energetic | Heat | EU | Energy demand | 0 | not_included_in_FEC
CY | TYNDP2026 | NT | 2040 | TWh | 186 | Sub_sector | Industry | Others | Industry (other, non-energetic) | Non-energetic | industry_other_demand_biomass_non_energetic | Biomass | EU | Energy demand | 0 | not_included_in_FEC
CY | TYNDP2026 | NT | 2040 | TWh | 187 | Sub_sector | Industry | Others | Industry (other, non-energetic) | Non-energetic | industry_other_demand_coal_non_energetic | Solids | EU | Energy demand | 0 | not_included_in_FEC
CY | TYNDP2026 | NT | 2040 | TWh | 188 | Sub_sector | Industry | Others | Industry (other, non-energetic) | Non-energetic | industry_other_demand_oil_non_energetic | Liquids | EU | Energy demand | 0 | not_included_in_FEC
CY | TYNDP2026 | NT | 2040 | TWh | 189 | Sub_sector | Industry | Others | Industry (other, non-energetic) | Non-energetic | industry_other_demand_others_non_energetic | Others | EU | Energy demand | 0 | not_included_in_FEC
CY | TYNDP2026 | NT | 2040 | TWh | 190 | Sub_sector | Industry | Others | Industry (other, non-energetic) | Non-energetic | industry_other_demand_ammonia_non_energetic | Ammonia | EU | Energy demand | 0 | not_included_in_FEC
CY | TYNDP2026 | NT | 2040 | TWh | 192 | Sub_sector | Industry | Paper | Industry (paper) | Energetic | industry_paper_demand_electricity_energetic | Electricity | EU | Energy demand | 0 | FEC
CY | TYNDP2026 | NT | 2040 | TWh | 193 | Sub_sector | Industry | Paper | Industry (paper) | Energetic | industry_paper_demand_hydrogen_energetic | Hydrogen | EU | Energy demand | 0 | FEC
CY | TYNDP2026 | NT | 2040 | TWh | 194 | Sub_sector | Industry | Paper | Industry (paper) | Energetic | industry_paper_demand_methane_energetic | Methane | EU | Energy demand | 0 | FEC
CY | TYNDP2026 | NT | 2040 | TWh | 195 | Sub_sector | Industry | Paper | Industry (paper) | Energetic | industry_paper_demand_heat_energetic | Heat | EU | Energy demand | 0 | FEC
CY | TYNDP2026 | NT | 2040 | TWh | 196 | Sub_sector | Industry | Paper | Industry (paper) | Energetic | industry_paper_demand_biomass_energetic | Biomass | EU | Energy demand | 0 | FEC
CY | TYNDP2026 | NT | 2040 | TWh | 197 | Sub_sector | Industry | Paper | Industry (paper) | Energetic | industry_paper_demand_coal_energetic | Solids | EU | Energy demand | 0 | FEC
CY | TYNDP2026 | NT | 2040 | TWh | 198 | Sub_sector | Industry | Paper | Industry (paper) | Energetic | industry_paper_demand_oil_energetic | Liquids | EU | Energy demand | 0 | FEC
CY | TYNDP2026 | NT | 2040 | TWh | 199 | Sub_sector | Industry | Paper | Industry (paper) | Energetic | industry_paper_demand_others_energetic | Others | EU | Energy demand | 0 | FEC
CY | TYNDP2026 | NT | 2040 | TWh | 200 | Sub_sector | Industry | Paper | Industry (paper) | Energetic | industry_paper_demand_ammonia_energetic | Ammonia | EU | Energy demand | 0 | FEC
CY | TYNDP2026 | NT | 2040 | TWh | 202 | Sub_sector | Industry | Refineries | Industry (refineries, energetic) | Energetic | industry_refinery_demand_electricity_energetic | Electricity | EU | Energy demand | 0 | not_included_in_FEC
CY | TYNDP2026 | NT | 2040 | TWh | 203 | Sub_sector | Industry | Refineries | Industry (refineries, energetic) | Energetic | industry_refinery_demand_hydrogen_energetic | Hydrogen | EU | Energy demand | 0 | not_included_in_FEC
CY | TYNDP2026 | NT | 2040 | TWh | 204 | Sub_sector | Industry | Refineries | Industry (refineries, energetic) | Energetic | industry_refinery_demand_methane_energetic | Methane | EU | Energy demand | 0 | not_included_in_FEC
CY | TYNDP2026 | NT | 2040 | TWh | 205 | Sub_sector | Industry | Refineries | Industry (refineries, energetic) | Energetic | industry_refinery_demand_heat_energetic | Heat | EU | Energy demand | 0 | not_included_in_FEC
CY | TYNDP2026 | NT | 2040 | TWh | 206 | Sub_sector | Industry | Refineries | Industry (refineries, energetic) | Energetic | industry_refinery_demand_biomass_energetic | Biomass | EU | Energy demand | 0 | not_included_in_FEC
CY | TYNDP2026 | NT | 2040 | TWh | 207 | Sub_sector | Industry | Refineries | Industry (refineries, energetic) | Energetic | industry_refinery_demand_coal_energetic | Solids | EU | Energy demand | 0 | not_included_in_FEC
CY | TYNDP2026 | NT | 2040 | TWh | 208 | Sub_sector | Industry | Refineries | Industry (refineries, energetic) | Energetic | industry_refinery_demand_oil_energetic | Liquids | EU | Energy demand | 0 | not_included_in_FEC
CY | TYNDP2026 | NT | 2040 | TWh | 209 | Sub_sector | Industry | Refineries | Industry (refineries, energetic) | Energetic | industry_refinery_demand_others_energetic | Others | EU | Energy demand | 0 | not_included_in_FEC
CY | TYNDP2026 | NT | 2040 | TWh | 210 | Sub_sector | Industry | Refineries | Industry (refineries, energetic) | Energetic | industry_refinery_demand_ammonia_energetic | Ammonia | EU | Energy demand | 0 | not_included_in_FEC
CY | TYNDP2026 | NT | 2040 | TWh | 212 | Sub_sector | Industry | Refineries | Industry (refineries, non-energetic) | Non-energetic | industry_refinery_demand_electricity_non_energetic | Electricity | EU | Energy demand | 0 | not_included_in_FEC
CY | TYNDP2026 | NT | 2040 | TWh | 213 | Sub_sector | Industry | Refineries | Industry (refineries, non-energetic) | Non-energetic | industry_refinery_demand_hydrogen_non_energetic | Hydrogen | EU | Energy demand | 0 | not_included_in_FEC
CY | TYNDP2026 | NT | 2040 | TWh | 214 | Sub_sector | Industry | Refineries | Industry (refineries, non-energetic) | Non-energetic | industry_refinery_demand_methane_non_energetic | Methane | EU | Energy demand | 0 | not_included_in_FEC
CY | TYNDP2026 | NT | 2040 | TWh | 215 | Sub_sector | Industry | Refineries | Industry (refineries, non-energetic) | Non-energetic | industry_refinery_demand_heat_non_energetic | Heat | EU | Energy demand | 0 | not_included_in_FEC
CY | TYNDP2026 | NT | 2040 | TWh | 216 | Sub_sector | Industry | Refineries | Industry (refineries, non-energetic) | Non-energetic | industry_refinery_demand_biomass_non_energetic | Biomass | EU | Energy demand | 0 | not_included_in_FEC
CY | TYNDP2026 | NT | 2040 | TWh | 217 | Sub_sector | Industry | Refineries | Industry (refineries, non-energetic) | Non-energetic | industry_refinery_demand_coal_non_energetic | Solids | EU | Energy demand | 0 | not_included_in_FEC
CY | TYNDP2026 | NT | 2040 | TWh | 218 | Sub_sector | Industry | Refineries | Industry (refineries, non-energetic) | Non-energetic | industry_refinery_demand_oil_non_energetic | Liquids | EU | Energy demand | 0 | not_included_in_FEC
CY | TYNDP2026 | NT | 2040 | TWh | 219 | Sub_sector | Industry | Refineries | Industry (refineries, non-energetic) | Non-energetic | industry_refinery_demand_others_non_energetic | Others | EU | Energy demand | 0 | not_included_in_FEC
CY | TYNDP2026 | NT | 2040 | TWh | 220 | Sub_sector | Industry | Refineries | Industry (refineries, non-energetic) | Non-energetic | industry_refinery_demand_ammonia_non_energetic | Ammonia | EU | Energy demand | 0 | not_included_in_FEC
CY | TYNDP2026 | NT | 2040 | TWh | 222 | Sub_sector | Industry | Steel | Industry (steel) | Energetic | industry_steel_demand_electricity_energetic | Electricity | EU | Energy demand | 0 | FEC
CY | TYNDP2026 | NT | 2040 | TWh | 223 | Sub_sector | Industry | Steel | Industry (steel) | Energetic | industry_steel_demand_hydrogen_energetic | Hydrogen | EU | Energy demand | 0 | FEC
CY | TYNDP2026 | NT | 2040 | TWh | 224 | Sub_sector | Industry | Steel | Industry (steel) | Energetic | industry_steel_demand_methane_energetic | Methane | EU | Energy demand | 0 | FEC
CY | TYNDP2026 | NT | 2040 | TWh | 225 | Sub_sector | Industry | Steel | Industry (steel) | Energetic | industry_steel_demand_heat_energetic | Heat | EU | Energy demand | 0 | FEC
CY | TYNDP2026 | NT | 2040 | TWh | 226 | Sub_sector | Industry | Steel | Industry (steel) | Energetic | industry_steel_demand_biomass_energetic | Biomass | EU | Energy demand | 0 | FEC
CY | TYNDP2026 | NT | 2040 | TWh | 227 | Sub_sector | Industry | Steel | Industry (steel) | Energetic | industry_steel_demand_coal_energetic | Solids | EU | Energy demand | 0 | FEC
CY | TYNDP2026 | NT | 2040 | TWh | 228 | Sub_sector | Industry | Steel | Industry (steel) | Energetic | industry_steel_demand_oil_energetic | Liquids | EU | Energy demand | 0 | FEC
CY | TYNDP2026 | NT | 2040 | TWh | 229 | Sub_sector | Industry | Steel | Industry (steel) | Energetic | industry_steel_demand_others_energetic | Others | EU | Energy demand | 0 | FEC
CY | TYNDP2026 | NT | 2040 | TWh | 230 | Sub_sector | Industry | Steel | Industry (steel) | Energetic | industry_steel_demand_ammonia_energetic | Ammonia | EU | Energy demand | 0 | FEC
CY | TYNDP2026 | NT | 2040 | TWh | 232 | Sub_sector | Transport | Cars | Transport (cars) | Energetic | transport_cars_final_demand_electricity | Electricity | EU | Energy demand | 1.7136 | FEC
CY | TYNDP2026 | NT | 2040 | TWh | 233 | Sub_sector | Transport | Cars | Transport (cars) | Energetic | transport_cars_final_demand_hydrogen | Hydrogen | EU | Energy demand | 0.0033495 | FEC
CY | TYNDP2026 | NT | 2040 | TWh | 234 | Sub_sector | Transport | Cars | Transport (cars) | Energetic | transport_cars_final_demand_methane | Methane | EU | Energy demand | 0 | FEC
CY | TYNDP2026 | NT | 2040 | TWh | 235 | Sub_sector | Transport | Cars | Transport (cars) | Energetic | transport_cars_final_demand_heat | Heat | EU | Energy demand | 0 | FEC
CY | TYNDP2026 | NT | 2040 | TWh | 236 | Sub_sector | Transport | Cars | Transport (cars) | Energetic | transport_cars_final_demand_biomass | Biomass | EU | Energy demand | 0 | FEC
CY | TYNDP2026 | NT | 2040 | TWh | 237 | Sub_sector | Transport | Cars | Transport (cars) | Energetic | transport_cars_final_demand_coal | Solids | EU | Energy demand | 0 | FEC
CY | TYNDP2026 | NT | 2040 | TWh | 238 | Sub_sector | Transport | Cars | Transport (cars) | Energetic | transport_cars_final_demand_oil | Liquids | EU | Energy demand | 1.7338 | FEC
CY | TYNDP2026 | NT | 2040 | TWh | 239 | Sub_sector | Transport | Cars | Transport (cars) | Energetic | transport_cars_final_demand_other | Others | EU | Energy demand | 0 | FEC
CY | TYNDP2026 | NT | 2040 | TWh | 240 | Sub_sector | Transport | Cars | Transport (cars) | Energetic | transport_cars_final_demand_ammonia | Ammonia | EU | Energy demand | 0 | FEC
CY | TYNDP2026 | NT | 2040 | TWh | 242 | Sub_sector | Transport | Busses | Transport (busses) | Energetic | transport_busses_final_demand_electricity | Electricity | EU | Energy demand | 0 | FEC
CY | TYNDP2026 | NT | 2040 | TWh | 243 | Sub_sector | Transport | Busses | Transport (busses) | Energetic | transport_busses_final_demand_hydrogen | Hydrogen | EU | Energy demand | 0 | FEC
CY | TYNDP2026 | NT | 2040 | TWh | 244 | Sub_sector | Transport | Busses | Transport (busses) | Energetic | transport_busses_final_demand_methane | Methane | EU | Energy demand | 0 | FEC
CY | TYNDP2026 | NT | 2040 | TWh | 245 | Sub_sector | Transport | Busses | Transport (busses) | Energetic | transport_busses_final_demand_heat | Heat | EU | Energy demand | 0 | FEC
CY | TYNDP2026 | NT | 2040 | TWh | 246 | Sub_sector | Transport | Busses | Transport (busses) | Energetic | transport_busses_final_demand_biomass | Biomass | EU | Energy demand | 0 | FEC
CY | TYNDP2026 | NT | 2040 | TWh | 247 | Sub_sector | Transport | Busses | Transport (busses) | Energetic | transport_busses_final_demand_coal | Solids | EU | Energy demand | 0 | FEC
CY | TYNDP2026 | NT | 2040 | TWh | 248 | Sub_sector | Transport | Busses | Transport (busses) | Energetic | transport_busses_final_demand_oil | Liquids | EU | Energy demand | 0 | FEC
CY | TYNDP2026 | NT | 2040 | TWh | 249 | Sub_sector | Transport | Busses | Transport (busses) | Energetic | transport_busses_final_demand_other | Others | EU | Energy demand | 0 | FEC
CY | TYNDP2026 | NT | 2040 | TWh | 250 | Sub_sector | Transport | Busses | Transport (busses) | Energetic | transport_busses_final_demand_ammonia | Ammonia | EU | Energy demand | 0 | FEC
CY | TYNDP2026 | NT | 2040 | TWh | 252 | Sub_sector | Transport | Trucks | Transport (trucks) | Energetic | transport_trucks_final_demand_electricity | Electricity | EU | Energy demand | 0 | FEC
CY | TYNDP2026 | NT | 2040 | TWh | 253 | Sub_sector | Transport | Trucks | Transport (trucks) | Energetic | transport_trucks_final_demand_hydrogen | Hydrogen | EU | Energy demand | 0 | FEC
CY | TYNDP2026 | NT | 2040 | TWh | 254 | Sub_sector | Transport | Trucks | Transport (trucks) | Energetic | transport_trucks_final_demand_methane | Methane | EU | Energy demand | 0 | FEC
CY | TYNDP2026 | NT | 2040 | TWh | 255 | Sub_sector | Transport | Trucks | Transport (trucks) | Energetic | transport_trucks_final_demand_heat | Heat | EU | Energy demand | 0 | FEC
CY | TYNDP2026 | NT | 2040 | TWh | 256 | Sub_sector | Transport | Trucks | Transport (trucks) | Energetic | transport_trucks_final_demand_biomass | Biomass | EU | Energy demand | 0 | FEC
CY | TYNDP2026 | NT | 2040 | TWh | 257 | Sub_sector | Transport | Trucks | Transport (trucks) | Energetic | transport_trucks_final_demand_coal | Solids | EU | Energy demand | 0 | FEC
CY | TYNDP2026 | NT | 2040 | TWh | 258 | Sub_sector | Transport | Trucks | Transport (trucks) | Energetic | transport_trucks_final_demand_oil | Liquids | EU | Energy demand | 0 | FEC
CY | TYNDP2026 | NT | 2040 | TWh | 259 | Sub_sector | Transport | Trucks | Transport (trucks) | Energetic | transport_trucks_final_demand_other | Others | EU | Energy demand | 0 | FEC
CY | TYNDP2026 | NT | 2040 | TWh | 260 | Sub_sector | Transport | Trucks | Transport (trucks) | Energetic | transport_trucks_final_demand_ammonia | Ammonia | EU | Energy demand | 0 | FEC
CY | TYNDP2026 | NT | 2040 | TWh | 262 | Sub_sector | Transport | Vans | Transport (vans) | Energetic | transport_vans_final_demand_electricity | Electricity | EU | Energy demand | 0 | FEC
CY | TYNDP2026 | NT | 2040 | TWh | 263 | Sub_sector | Transport | Vans | Transport (vans) | Energetic | transport_vans_final_demand_hydrogen | Hydrogen | EU | Energy demand | 0 | FEC
CY | TYNDP2026 | NT | 2040 | TWh | 264 | Sub_sector | Transport | Vans | Transport (vans) | Energetic | transport_vans_final_demand_methane | Methane | EU | Energy demand | 0 | FEC
CY | TYNDP2026 | NT | 2040 | TWh | 265 | Sub_sector | Transport | Vans | Transport (vans) | Energetic | transport_vans_final_demand_heat | Heat | EU | Energy demand | 0 | FEC
CY | TYNDP2026 | NT | 2040 | TWh | 266 | Sub_sector | Transport | Vans | Transport (vans) | Energetic | transport_vans_final_demand_biomass | Biomass | EU | Energy demand | 0 | FEC
CY | TYNDP2026 | NT | 2040 | TWh | 267 | Sub_sector | Transport | Vans | Transport (vans) | Energetic | transport_vans_final_demand_coal | Solids | EU | Energy demand | 0 | FEC
CY | TYNDP2026 | NT | 2040 | TWh | 268 | Sub_sector | Transport | Vans | Transport (vans) | Energetic | transport_vans_final_demand_oil | Liquids | EU | Energy demand | 0 | FEC
CY | TYNDP2026 | NT | 2040 | TWh | 269 | Sub_sector | Transport | Vans | Transport (vans) | Energetic | transport_vans_final_demand_other | Others | EU | Energy demand | 0 | FEC
CY | TYNDP2026 | NT | 2040 | TWh | 270 | Sub_sector | Transport | Vans | Transport (vans) | Energetic | transport_vans_final_demand_ammonia | Ammonia | EU | Energy demand | 0 | FEC
CY | TYNDP2026 | NT | 2040 | TWh | 272 | Sub_sector | Transport | Freight trains | Transport (trains) | Energetic | transport_trains_final_demand_electricity | Electricity | EU | Energy demand | 0 | FEC
CY | TYNDP2026 | NT | 2040 | TWh | 273 | Sub_sector | Transport | Freight trains | Transport (trains) | Energetic | transport_trains_final_demand_hydrogen | Hydrogen | EU | Energy demand | 0 | FEC
CY | TYNDP2026 | NT | 2040 | TWh | 274 | Sub_sector | Transport | Freight trains | Transport (trains) | Energetic | transport_trains_final_demand_methane | Methane | EU | Energy demand | 0 | FEC
CY | TYNDP2026 | NT | 2040 | TWh | 275 | Sub_sector | Transport | Freight trains | Transport (trains) | Energetic | transport_trains_final_demand_heat | Heat | EU | Energy demand | 0 | FEC
CY | TYNDP2026 | NT | 2040 | TWh | 276 | Sub_sector | Transport | Freight trains | Transport (trains) | Energetic | transport_trains_final_demand_biomass | Biomass | EU | Energy demand | 0 | FEC
CY | TYNDP2026 | NT | 2040 | TWh | 277 | Sub_sector | Transport | Freight trains | Transport (trains) | Energetic | transport_trains_final_demand_coal | Solids | EU | Energy demand | 0 | FEC
CY | TYNDP2026 | NT | 2040 | TWh | 278 | Sub_sector | Transport | Freight trains | Transport (trains) | Energetic | transport_trains_final_demand_oil | Liquids | EU | Energy demand | 0 | FEC
CY | TYNDP2026 | NT | 2040 | TWh | 279 | Sub_sector | Transport | Freight trains | Transport (trains) | Energetic | transport_trains_final_demand_other | Others | EU | Energy demand | 0 | FEC
CY | TYNDP2026 | NT | 2040 | TWh | 280 | Sub_sector | Transport | Freight trains | Transport (trains) | Energetic | transport_trains_final_demand_ammonia | Ammonia | EU | Energy demand | 0 | FEC
CY | TYNDP2026 | NT | 2040 | TWh | 282 | Sub_sector | Transport | Ships | Transport (ships) | Energetic | transport_ships_final_demand_electricity | Electricity | EU | Energy demand | 0.00099178 | FEC
CY | TYNDP2026 | NT | 2040 | TWh | 283 | Sub_sector | Transport | Ships | Transport (ships) | Energetic | transport_ships_final_demand_hydrogen | Hydrogen | EU | Energy demand | 0 | FEC
CY | TYNDP2026 | NT | 2040 | TWh | 284 | Sub_sector | Transport | Ships | Transport (ships) | Energetic | transport_ships_final_demand_methane | Methane | EU | Energy demand | 0 | FEC
CY | TYNDP2026 | NT | 2040 | TWh | 285 | Sub_sector | Transport | Ships | Transport (ships) | Energetic | transport_ships_final_demand_heat | Heat | EU | Energy demand | 0 | FEC
CY | TYNDP2026 | NT | 2040 | TWh | 286 | Sub_sector | Transport | Ships | Transport (ships) | Energetic | transport_ships_final_demand_biomass | Biomass | EU | Energy demand | 0 | FEC
CY | TYNDP2026 | NT | 2040 | TWh | 287 | Sub_sector | Transport | Ships | Transport (ships) | Energetic | transport_ships_final_demand_coal | Solids | EU | Energy demand | 0 | FEC
CY | TYNDP2026 | NT | 2040 | TWh | 288 | Sub_sector | Transport | Ships | Transport (ships) | Energetic | transport_ships_final_demand_oil | Liquids | EU | Energy demand | 0.033455 | FEC
CY | TYNDP2026 | NT | 2040 | TWh | 289 | Sub_sector | Transport | Ships | Transport (ships) | Energetic | transport_ships_final_demand_other | Others | EU | Energy demand | 0 | FEC
CY | TYNDP2026 | NT | 2040 | TWh | 290 | Sub_sector | Transport | Ships | Transport (ships) | Energetic | transport_ships_final_demand_ammonia | Ammonia | EU | Energy demand | 0 | FEC
CY | TYNDP2026 | NT | 2040 | TWh | 292 | Sub_sector | Transport | Planes | Transport (planes) | Energetic | transport_planes_final_demand_electricity | Electricity | EU | Energy demand | 0 | FEC
CY | TYNDP2026 | NT | 2040 | TWh | 293 | Sub_sector | Transport | Planes | Transport (planes) | Energetic | transport_planes_final_demand_hydrogen | Hydrogen | EU | Energy demand | 0 | FEC
CY | TYNDP2026 | NT | 2040 | TWh | 294 | Sub_sector | Transport | Planes | Transport (planes) | Energetic | transport_planes_final_demand_methane | Methane | EU | Energy demand | 0 | FEC
CY | TYNDP2026 | NT | 2040 | TWh | 295 | Sub_sector | Transport | Planes | Transport (planes) | Energetic | transport_planes_final_demand_heat | Heat | EU | Energy demand | 0 | FEC
CY | TYNDP2026 | NT | 2040 | TWh | 296 | Sub_sector | Transport | Planes | Transport (planes) | Energetic | transport_planes_final_demand_biomass | Biomass | EU | Energy demand | 0 | FEC
CY | TYNDP2026 | NT | 2040 | TWh | 297 | Sub_sector | Transport | Planes | Transport (planes) | Energetic | transport_planes_final_demand_coal | Solids | EU | Energy demand | 0 | FEC
CY | TYNDP2026 | NT | 2040 | TWh | 298 | Sub_sector | Transport | Planes | Transport (planes) | Energetic | transport_planes_final_demand_oil | Liquids | EU | Energy demand | 0 | FEC
CY | TYNDP2026 | NT | 2040 | TWh | 299 | Sub_sector | Transport | Planes | Transport (planes) | Energetic | transport_planes_final_demand_other | Others | EU | Energy demand | 0 | FEC
CY | TYNDP2026 | NT | 2040 | TWh | 300 | Sub_sector | Transport | Planes | Transport (planes) | Energetic | transport_planes_final_demand_ammonia | Ammonia | EU | Energy demand | 0 | FEC
CY | TYNDP2026 | NT | 2040 | TWh | 302 | Sub_sector | Transport | Others | Transport (others) | Energetic | transport_other_final_demand_electricity | Electricity | EU | Energy demand | 0 | FEC
CY | TYNDP2026 | NT | 2040 | TWh | 303 | Sub_sector | Transport | Others | Transport (others) | Energetic | transport_other_final_demand_hydrogen | Hydrogen | EU | Energy demand | 0 | FEC
CY | TYNDP2026 | NT | 2040 | TWh | 304 | Sub_sector | Transport | Others | Transport (others) | Energetic | transport_other_final_demand_methane | Methane | EU | Energy demand | 0 | FEC
CY | TYNDP2026 | NT | 2040 | TWh | 305 | Sub_sector | Transport | Others | Transport (others) | Energetic | transport_other_final_demand_heat | Heat | EU | Energy demand | 0 | FEC
CY | TYNDP2026 | NT | 2040 | TWh | 306 | Sub_sector | Transport | Others | Transport (others) | Energetic | transport_other_final_demand_biomass | Biomass | EU | Energy demand | 0 | FEC
CY | TYNDP2026 | NT | 2040 | TWh | 307 | Sub_sector | Transport | Others | Transport (others) | Energetic | transport_other_final_demand_coal | Solids | EU | Energy demand | 0 | FEC
CY | TYNDP2026 | NT | 2040 | TWh | 308 | Sub_sector | Transport | Others | Transport (others) | Energetic | transport_other_final_demand_oil | Liquids | EU | Energy demand | 0 | FEC
CY | TYNDP2026 | NT | 2040 | TWh | 309 | Sub_sector | Transport | Others | Transport (others) | Energetic | transport_other_final_demand_other | Others | EU | Energy demand | 0 | FEC
CY | TYNDP2026 | NT | 2040 | TWh | 310 | Sub_sector | Transport | Others | Transport (others) | Energetic | transport_other_final_demand_ammonia | Ammonia | EU | Energy demand | 0 | FEC
CY | TYNDP2026 | NT | 2040 | TWh | 312 | Sub_sector | International transport | International aviation | Transport (int. aviation) | Energetic | transport_int_aviation_final_demand_electricity | Electricity | EU | Energy demand | 0 | FEC
CY | TYNDP2026 | NT | 2040 | TWh | 313 | Sub_sector | International transport | International aviation | Transport (int. aviation) | Energetic | transport_int_aviation_final_demand_hydrogen | Hydrogen | EU | Energy demand | 0 | FEC
CY | TYNDP2026 | NT | 2040 | TWh | 314 | Sub_sector | International transport | International aviation | Transport (int. aviation) | Energetic | transport_int_aviation_final_demand_methane | Methane | EU | Energy demand | 0 | FEC
CY | TYNDP2026 | NT | 2040 | TWh | 315 | Sub_sector | International transport | International aviation | Transport (int. aviation) | Energetic | transport_int_aviation_final_demand_heat | Heat | EU | Energy demand | 0 | FEC
CY | TYNDP2026 | NT | 2040 | TWh | 316 | Sub_sector | International transport | International aviation | Transport (int. aviation) | Energetic | transport_int_aviation_final_demand_biofuels | Biomass | EU | Energy demand | 0 | FEC
CY | TYNDP2026 | NT | 2040 | TWh | 317 | Sub_sector | International transport | International aviation | Transport (int. aviation) | Energetic | transport_int_aviation_final_demand_coal | Solids | EU | Energy demand | 0 | FEC
CY | TYNDP2026 | NT | 2040 | TWh | 318 | Sub_sector | International transport | International aviation | Transport (int. aviation) | Energetic | transport_int_aviation_final_demand_oil | Liquids | EU | Energy demand | 3.1101 | FEC
CY | TYNDP2026 | NT | 2040 | TWh | 319 | Sub_sector | International transport | International aviation | Transport (int. aviation) | Energetic | transport_int_aviation_final_demand_other | Others | EU | Energy demand | 0 | FEC
CY | TYNDP2026 | NT | 2040 | TWh | 320 | Sub_sector | International transport | International aviation | Transport (int. aviation) | Energetic | transport_int_aviation_final_demand_ammonia | Ammonia | EU | Energy demand | 0 | FEC
CY | TYNDP2026 | NT | 2040 | TWh | 322 | Sub_sector | International transport | International shipping | Transport (int. shipping) | Energetic | transport_int_shipping_final_demand_electricity | Electricity | EU | Energy demand | 0 | not_included_in_FEC
CY | TYNDP2026 | NT | 2040 | TWh | 323 | Sub_sector | International transport | International shipping | Transport (int. shipping) | Energetic | transport_int_shipping_final_demand_hydrogen | Hydrogen | EU | Energy demand | 0 | not_included_in_FEC
CY | TYNDP2026 | NT | 2040 | TWh | 324 | Sub_sector | International transport | International shipping | Transport (int. shipping) | Energetic | transport_int_shipping_final_demand_methane | Methane | EU | Energy demand | 0 | not_included_in_FEC
CY | TYNDP2026 | NT | 2040 | TWh | 325 | Sub_sector | International transport | International shipping | Transport (int. shipping) | Energetic | transport_int_shipping_final_demand_heat | Heat | EU | Energy demand | 0 | not_included_in_FEC
CY | TYNDP2026 | NT | 2040 | TWh | 326 | Sub_sector | International transport | International shipping | Transport (int. shipping) | Energetic | transport_int_shipping_final_demand_biofuels | Biomass | EU | Energy demand | 0 | not_included_in_FEC
CY | TYNDP2026 | NT | 2040 | TWh | 327 | Sub_sector | International transport | International shipping | Transport (int. shipping) | Energetic | transport_int_shipping_final_demand_coal | Solids | EU | Energy demand | 0 | not_included_in_FEC
CY | TYNDP2026 | NT | 2040 | TWh | 328 | Sub_sector | International transport | International shipping | Transport (int. shipping) | Energetic | transport_int_shipping_final_demand_oil | Liquids | EU | Energy demand | 0 | not_included_in_FEC
CY | TYNDP2026 | NT | 2040 | TWh | 329 | Sub_sector | International transport | International shipping | Transport (int. shipping) | Energetic | transport_int_shipping_final_demand_other | Others | EU | Energy demand | 0 | not_included_in_FEC
CY | TYNDP2026 | NT | 2040 | TWh | 330 | Sub_sector | International transport | International shipping | Transport (int. shipping) | Energetic | transport_int_shipping_final_demand_ammonia | Ammonia | EU | Energy demand | 0 | not_included_in_FEC
CY | TYNDP2026 | NT | 2040 | TWh | 332 | Sub_sector | Households | Space heating | Households (heating) | Energetic | households_heating_final_demand_electricity | Electricity | EU | Energy demand | 0.99885 | FEC
CY | TYNDP2026 | NT | 2040 | TWh | 333 | Sub_sector | Households | Space heating | Households (heating) | Energetic | households_heating_final_demand_hydrogen | Hydrogen | EU | Energy demand | 0 | FEC
CY | TYNDP2026 | NT | 2040 | TWh | 334 | Sub_sector | Households | Space heating | Households (heating) | Energetic | households_heating_final_demand_methane | Methane | EU | Energy demand | 0.0005803 | FEC
CY | TYNDP2026 | NT | 2040 | TWh | 335 | Sub_sector | Households | Space heating | Households (heating) | Energetic | households_heating_final_demand_heat | Heat | EU | Energy demand | 0 | FEC
CY | TYNDP2026 | NT | 2040 | TWh | 336 | Sub_sector | Households | Space heating | Households (heating) | Energetic | households_heating_final_demand_biomass | Biomass | EU | Energy demand | 0.27061 | FEC
CY | TYNDP2026 | NT | 2040 | TWh | 337 | Sub_sector | Households | Space heating | Households (heating) | Energetic | households_heating_final_demand_coal | Solids | EU | Energy demand | 0 | FEC
CY | TYNDP2026 | NT | 2040 | TWh | 338 | Sub_sector | Households | Space heating | Households (heating) | Energetic | households_heating_final_demand_oil | Liquids | EU | Energy demand | 0.49398 | FEC
CY | TYNDP2026 | NT | 2040 | TWh | 339 | Sub_sector | Households | Space heating | Households (heating) | Energetic | households_heating_final_demand_other | Others | EU | Energy demand | 0 | FEC
CY | TYNDP2026 | NT | 2040 | TWh | 340 | Sub_sector | Households | Space heating | Households (heating) | Energetic | households_heating_final_demand_ammonia | Ammonia | EU | Energy demand | 0 | FEC
CY | TYNDP2026 | NT | 2040 | TWh | 343 | Sub_sector | Households | Cooling | Households (cooling) | Energetic | households_cooling_final_demand_electricity | Electricity | EU | Energy demand | 0.49101 | FEC
CY | TYNDP2026 | NT | 2040 | TWh | 344 | Sub_sector | Households | Cooling | Households (cooling) | Energetic | households_cooling_final_demand_hydrogen | Hydrogen | EU | Energy demand | 0 | FEC
CY | TYNDP2026 | NT | 2040 | TWh | 345 | Sub_sector | Households | Cooling | Households (cooling) | Energetic | households_cooling_final_demand_methane | Methane | EU | Energy demand | 0 | FEC
CY | TYNDP2026 | NT | 2040 | TWh | 346 | Sub_sector | Households | Cooling | Households (cooling) | Energetic | households_cooling_final_demand_heat | Heat | EU | Energy demand | 0 | FEC
CY | TYNDP2026 | NT | 2040 | TWh | 347 | Sub_sector | Households | Cooling | Households (cooling) | Energetic | households_cooling_final_demand_biomass | Biomass | EU | Energy demand | 0 | FEC
CY | TYNDP2026 | NT | 2040 | TWh | 348 | Sub_sector | Households | Cooling | Households (cooling) | Energetic | households_cooling_final_demand_coal | Solids | EU | Energy demand | 0 | FEC
CY | TYNDP2026 | NT | 2040 | TWh | 349 | Sub_sector | Households | Cooling | Households (cooling) | Energetic | households_cooling_final_demand_oil | Liquids | EU | Energy demand | 0 | FEC
CY | TYNDP2026 | NT | 2040 | TWh | 350 | Sub_sector | Households | Cooling | Households (cooling) | Energetic | households_cooling_final_demand_other | Others | EU | Energy demand | 0 | FEC
CY | TYNDP2026 | NT | 2040 | TWh | 351 | Sub_sector | Households | Cooling | Households (cooling) | Energetic | households_cooling_final_demand_ammonia | Ammonia | EU | Energy demand | 0 | FEC
CY | TYNDP2026 | NT | 2040 | TWh | 354 | Sub_sector | Households | Hot water | Households (hot water) | Energetic | households_hot_water_final_demand_electricity | Electricity | EU | Energy demand | 0.25268 | FEC
CY | TYNDP2026 | NT | 2040 | TWh | 355 | Sub_sector | Households | Hot water | Households (hot water) | Energetic | households_hot_water_final_demand_hydrogen | Hydrogen | EU | Energy demand | 0 | FEC
CY | TYNDP2026 | NT | 2040 | TWh | 356 | Sub_sector | Households | Hot water | Households (hot water) | Energetic | households_hot_water_final_demand_methane | Methane | EU | Energy demand | 0.00011843 | FEC
CY | TYNDP2026 | NT | 2040 | TWh | 357 | Sub_sector | Households | Hot water | Households (hot water) | Energetic | households_hot_water_final_demand_heat | Heat | EU | Energy demand | 0 | FEC
CY | TYNDP2026 | NT | 2040 | TWh | 358 | Sub_sector | Households | Hot water | Households (hot water) | Energetic | households_hot_water_final_demand_biomass | Biomass | EU | Energy demand | 0.068751 | FEC
CY | TYNDP2026 | NT | 2040 | TWh | 359 | Sub_sector | Households | Hot water | Households (hot water) | Energetic | households_hot_water_final_demand_coal | Solids | EU | Energy demand | 0 | FEC
CY | TYNDP2026 | NT | 2040 | TWh | 360 | Sub_sector | Households | Hot water | Households (hot water) | Energetic | households_hot_water_final_demand_oil | Liquids | EU | Energy demand | 0.1017 | FEC
CY | TYNDP2026 | NT | 2040 | TWh | 361 | Sub_sector | Households | Hot water | Households (hot water) | Energetic | households_hot_water_final_demand_other | Others | EU | Energy demand | 1.0162 | FEC
CY | TYNDP2026 | NT | 2040 | TWh | 362 | Sub_sector | Households | Hot water | Households (hot water) | Energetic | households_hot_water_final_demand_ammonia | Ammonia | EU | Energy demand | 0 | FEC
CY | TYNDP2026 | NT | 2040 | TWh | 365 | Sub_sector | Households | Appliances | Households (appliances) | Energetic | households_appliances_final_demand_electricity | Electricity | EU | Energy demand | 0.78139 | FEC
CY | TYNDP2026 | NT | 2040 | TWh | 366 | Sub_sector | Households | Appliances | Households (appliances) | Energetic | households_appliances_final_demand_hydrogen | Hydrogen | EU | Energy demand | 0 | FEC
CY | TYNDP2026 | NT | 2040 | TWh | 367 | Sub_sector | Households | Appliances | Households (appliances) | Energetic | households_appliances_final_demand_methane | Methane | EU | Energy demand | 0 | FEC
CY | TYNDP2026 | NT | 2040 | TWh | 368 | Sub_sector | Households | Appliances | Households (appliances) | Energetic | households_appliances_final_demand_heat | Heat | EU | Energy demand | 0 | FEC
CY | TYNDP2026 | NT | 2040 | TWh | 369 | Sub_sector | Households | Appliances | Households (appliances) | Energetic | households_appliances_final_demand_biomass | Biomass | EU | Energy demand | 0 | FEC
CY | TYNDP2026 | NT | 2040 | TWh | 370 | Sub_sector | Households | Appliances | Households (appliances) | Energetic | households_appliances_final_demand_coal | Solids | EU | Energy demand | 0 | FEC
CY | TYNDP2026 | NT | 2040 | TWh | 371 | Sub_sector | Households | Appliances | Households (appliances) | Energetic | households_appliances_final_demand_oil | Liquids | EU | Energy demand | 0 | FEC
CY | TYNDP2026 | NT | 2040 | TWh | 372 | Sub_sector | Households | Appliances | Households (appliances) | Energetic | households_appliances_final_demand_other | Others | EU | Energy demand | 0 | FEC
CY | TYNDP2026 | NT | 2040 | TWh | 373 | Sub_sector | Households | Appliances | Households (appliances) | Energetic | households_appliances_final_demand_ammonia | Ammonia | EU | Energy demand | 0 | FEC
CY | TYNDP2026 | NT | 2040 | TWh | 375 | Sub_sector | Buildings | Space heating | Buildings (heat) | Energetic | buildings_heat_final_demand_electricity | Electricity | EU | Energy demand | 0.7194 | FEC
CY | TYNDP2026 | NT | 2040 | TWh | 376 | Sub_sector | Buildings | Space heating | Buildings (heat) | Energetic | buildings_heat_final_demand_hydrogen | Hydrogen | EU | Energy demand | 0 | FEC
CY | TYNDP2026 | NT | 2040 | TWh | 377 | Sub_sector | Buildings | Space heating | Buildings (heat) | Energetic | buildings_heat_final_demand_methane | Methane | EU | Energy demand | 0 | FEC
CY | TYNDP2026 | NT | 2040 | TWh | 378 | Sub_sector | Buildings | Space heating | Buildings (heat) | Energetic | buildings_heat_final_demand_heat | Heat | EU | Energy demand | 0.18814 | FEC
CY | TYNDP2026 | NT | 2040 | TWh | 379 | Sub_sector | Buildings | Space heating | Buildings (heat) | Energetic | buildings_heat_final_demand_biomass | Biomass | EU | Energy demand | 0.3892 | FEC
CY | TYNDP2026 | NT | 2040 | TWh | 380 | Sub_sector | Buildings | Space heating | Buildings (heat) | Energetic | buildings_heat_final_demand_coal | Solids | EU | Energy demand | 0 | FEC
CY | TYNDP2026 | NT | 2040 | TWh | 381 | Sub_sector | Buildings | Space heating | Buildings (heat) | Energetic | buildings_heat_final_demand_oil | Liquids | EU | Energy demand | 0.04099 | FEC
CY | TYNDP2026 | NT | 2040 | TWh | 382 | Sub_sector | Buildings | Space heating | Buildings (heat) | Energetic | buildings_heat_final_demand_other | Others | EU | Energy demand | 0.20825 | FEC
CY | TYNDP2026 | NT | 2040 | TWh | 383 | Sub_sector | Buildings | Space heating | Buildings (heat) | Energetic | buildings_heat_final_demand_ammonia | Ammonia | EU | Energy demand | 0 | FEC
CY | TYNDP2026 | NT | 2040 | TWh | 386 | Sub_sector | Buildings | Cooling | Buildings (cooling) | Energetic | buildings_cooling_final_demand_electricity | Electricity | EU | Energy demand | 0.44027 | FEC
CY | TYNDP2026 | NT | 2040 | TWh | 387 | Sub_sector | Buildings | Cooling | Buildings (cooling) | Energetic | buildings_cooling_final_demand_hydrogen | Hydrogen | EU | Energy demand | 0 | FEC
CY | TYNDP2026 | NT | 2040 | TWh | 388 | Sub_sector | Buildings | Cooling | Buildings (cooling) | Energetic | buildings_cooling_final_demand_methane | Methane | EU | Energy demand | 0 | FEC
CY | TYNDP2026 | NT | 2040 | TWh | 389 | Sub_sector | Buildings | Cooling | Buildings (cooling) | Energetic | buildings_cooling_final_demand_heat | Heat | EU | Energy demand | 0 | FEC
CY | TYNDP2026 | NT | 2040 | TWh | 390 | Sub_sector | Buildings | Cooling | Buildings (cooling) | Energetic | buildings_cooling_final_demand_biomass | Biomass | EU | Energy demand | 0 | FEC
CY | TYNDP2026 | NT | 2040 | TWh | 391 | Sub_sector | Buildings | Cooling | Buildings (cooling) | Energetic | buildings_cooling_final_demand_coal | Solids | EU | Energy demand | 0 | FEC
CY | TYNDP2026 | NT | 2040 | TWh | 392 | Sub_sector | Buildings | Cooling | Buildings (cooling) | Energetic | buildings_cooling_final_demand_oil | Liquids | EU | Energy demand | 0 | FEC
CY | TYNDP2026 | NT | 2040 | TWh | 393 | Sub_sector | Buildings | Cooling | Buildings (cooling) | Energetic | buildings_cooling_final_demand_other | Others | EU | Energy demand | 0 | FEC
CY | TYNDP2026 | NT | 2040 | TWh | 394 | Sub_sector | Buildings | Cooling | Buildings (cooling) | Energetic | buildings_cooling_final_demand_ammonia | Ammonia | EU | Energy demand | 0 | FEC
CY | TYNDP2026 | NT | 2040 | TWh | 397 | Sub_sector | Buildings | Appliances | Buildings (appliances) | Energetic | buildings_appliances_final_demand_electricity | Electricity | EU | Energy demand | 1.4846 | FEC
CY | TYNDP2026 | NT | 2040 | TWh | 398 | Sub_sector | Buildings | Appliances | Buildings (appliances) | Energetic | buildings_appliances_final_demand_hydrogen | Hydrogen | EU | Energy demand | 0 | FEC
CY | TYNDP2026 | NT | 2040 | TWh | 399 | Sub_sector | Buildings | Appliances | Buildings (appliances) | Energetic | buildings_appliances_final_demand_methane | Methane | EU | Energy demand | 0.010455 | FEC
CY | TYNDP2026 | NT | 2040 | TWh | 400 | Sub_sector | Buildings | Appliances | Buildings (appliances) | Energetic | buildings_appliances_final_demand_heat | Heat | EU | Energy demand | 0 | FEC
CY | TYNDP2026 | NT | 2040 | TWh | 401 | Sub_sector | Buildings | Appliances | Buildings (appliances) | Energetic | buildings_appliances_final_demand_biomass | Biomass | EU | Energy demand | 0 | FEC
CY | TYNDP2026 | NT | 2040 | TWh | 402 | Sub_sector | Buildings | Appliances | Buildings (appliances) | Energetic | buildings_appliances_final_demand_coal | Solids | EU | Energy demand | 0 | FEC
CY | TYNDP2026 | NT | 2040 | TWh | 403 | Sub_sector | Buildings | Appliances | Buildings (appliances) | Energetic | buildings_appliances_final_demand_oil | Liquids | EU | Energy demand | 0 | FEC
CY | TYNDP2026 | NT | 2040 | TWh | 404 | Sub_sector | Buildings | Appliances | Buildings (appliances) | Energetic | buildings_appliances_final_demand_other | Others | EU | Energy demand | 0 | FEC
CY | TYNDP2026 | NT | 2040 | TWh | 405 | Sub_sector | Buildings | Appliances | Buildings (appliances) | Energetic | buildings_appliances_final_demand_ammonia | Ammonia | EU | Energy demand | 0 | FEC
CY | TYNDP2026 | NT | 2040 | TWh | 407 | Sub_sector | Buildings | Datacenters | Datacenters & ICT | Energetic | datacentres_final_demand_electricity_energetic | Electricity | EU | Energy demand | 0 | FEC
CY | TYNDP2026 | NT | 2040 | TWh | 408 | Sub_sector | Buildings | Datacenters | Datacenters & ICT | Energetic | datacentres_final_demand_hydrogen_energetic | Hydrogen | EU | Energy demand | 0 | FEC
CY | TYNDP2026 | NT | 2040 | TWh | 409 | Sub_sector | Buildings | Datacenters | Datacenters & ICT | Energetic | datacentres_final_demand_methane_energetic | Methane | EU | Energy demand | 0 | FEC
CY | TYNDP2026 | NT | 2040 | TWh | 410 | Sub_sector | Buildings | Datacenters | Datacenters & ICT | Energetic | datacentres_final_demand_heat_energetic | Heat | EU | Energy demand | 0 | FEC
CY | TYNDP2026 | NT | 2040 | TWh | 411 | Sub_sector | Buildings | Datacenters | Datacenters & ICT | Energetic | datacentres_final_demand_biomass_energetic | Biomass | EU | Energy demand | 0 | FEC
CY | TYNDP2026 | NT | 2040 | TWh | 412 | Sub_sector | Buildings | Datacenters | Datacenters & ICT | Energetic | datacentres_final_demand_coal_energetic | Solids | EU | Energy demand | 0 | FEC
CY | TYNDP2026 | NT | 2040 | TWh | 413 | Sub_sector | Buildings | Datacenters | Datacenters & ICT | Energetic | datacentres_final_demand_oil_energetic | Liquids | EU | Energy demand | 0 | FEC
CY | TYNDP2026 | NT | 2040 | TWh | 414 | Sub_sector | Buildings | Datacenters | Datacenters & ICT | Energetic | datacentres_final_demand_other_energetic | Others | EU | Energy demand | 0 | FEC
CY | TYNDP2026 | NT | 2040 | TWh | 415 | Sub_sector | Buildings | Datacenters | Datacenters & ICT | Energetic | datacentres_final_demand_ammonia_energetic | Ammonia | EU | Energy demand | 0 | FEC
CY | TYNDP2026 | NT | 2040 | TWh | 417 | Sub_sector | Transport | Others_Sector | Others_Sector | Energetic | other_final_demand_electricity_energetic | Electricity | EU | Energy demand | 0.094213 | FEC
CY | TYNDP2026 | NT | 2040 | TWh | 418 | Sub_sector | Transport | Others_Sector | Others_Sector | Energetic | other_final_demand_hydrogen_energetic | Hydrogen | EU | Energy demand | 0 | FEC
CY | TYNDP2026 | NT | 2040 | TWh | 419 | Sub_sector | Transport | Pipeline Transport | Others_Sector | Energetic | other_final_demand_methane_energetic | Methane | EU | Energy demand | 0 | FEC
CY | TYNDP2026 | NT | 2040 | TWh | 420 | Sub_sector | Transport | Others_Sector | Others_Sector | Energetic | other_final_demand_heat_energetic | Heat | EU | Energy demand | 0 | FEC
CY | TYNDP2026 | NT | 2040 | TWh | 421 | Sub_sector | Transport | Others_Sector | Others_Sector | Energetic | other_final_demand_biomass_energetic | Biomass | EU | Energy demand | 0 | FEC
CY | TYNDP2026 | NT | 2040 | TWh | 422 | Sub_sector | Transport | Others_Sector | Others_Sector | Energetic | other_final_demand_coal_energetic | Solids | EU | Energy demand | 0 | FEC
CY | TYNDP2026 | NT | 2040 | TWh | 423 | Sub_sector | Transport | Others_Sector | Others_Sector | Energetic | other_final_demand_oil_energetic | Liquids | EU | Energy demand | 0.099789 | FEC
CY | TYNDP2026 | NT | 2040 | TWh | 424 | Sub_sector | Others_Sector | Others_Sector | Others_Sector | Non-energetic | other_final_demand_oil_non_energetic | Liquids | EU | Energy demand | 0.027101 | not_included_in_FEC
CY | TYNDP2026 | NT | 2040 | TWh | 425 | Sub_sector | Transport | Others_Sector | Others_Sector | Energetic | other_final_demand_other_energetic | Others | EU | Energy demand | 0 | FEC
CY | TYNDP2026 | NT | 2040 | TWh | 426 | Sub_sector | Transport | Others_Sector | Others_Sector | Energetic | other_final_demand_ammonia_energetic | Ammonia | EU | Energy demand | 0 | FEC
CY | TYNDP2026 | NT | 2040 | TWh | 427 | Sub_sector | Industry | Surplus_Heat_in_Industry | Surplus_Heat_in_Industry | Energetic | final_demand_of_industry_unused_local_production_steam_hot_water | Heat | EU | Energy demand | 0 | FEC
CY | TYNDP2026 | NT | 2040 | TWh | 429 | Sub_sector | Agriculture | Total | Agriculture | Energetic | agriculture_final_demand_electricity_energetic | Electricity | EU | Energy demand | 0 | FEC
CY | TYNDP2026 | NT | 2040 | TWh | 430 | Sub_sector | Agriculture | Total | Agriculture | Energetic | agriculture_final_demand_hydrogen_energetic | Hydrogen | EU | Energy demand | 0 | FEC
CY | TYNDP2026 | NT | 2040 | TWh | 431 | Sub_sector | Agriculture | Total | Agriculture | Energetic | agriculture_final_demand_methane_energetic | Methane | EU | Energy demand | 0 | FEC
CY | TYNDP2026 | NT | 2040 | TWh | 432 | Sub_sector | Agriculture | Total | Agriculture | Energetic | agriculture_final_demand_heat_energetic | Heat | EU | Energy demand | 0.019588 | FEC
CY | TYNDP2026 | NT | 2040 | TWh | 433 | Sub_sector | Agriculture | Total | Agriculture | Energetic | agriculture_final_demand_biomass_energetic | Biomass | EU | Energy demand | 0.054711 | FEC
CY | TYNDP2026 | NT | 2040 | TWh | 434 | Sub_sector | Agriculture | Total | Agriculture | Energetic | agriculture_final_demand_coal_energetic | Solids | EU | Energy demand | 0 | FEC
CY | TYNDP2026 | NT | 2040 | TWh | 435 | Sub_sector | Agriculture | Total | Agriculture | Energetic | agriculture_final_demand_oil_energetic | Liquids | EU | Energy demand | 0.080722 | FEC
CY | TYNDP2026 | NT | 2040 | TWh | 436 | Sub_sector | Agriculture | Total | Agriculture | Energetic | agriculture_final_demand_other_energetic | Others | EU | Energy demand | 0 | FEC
CY | TYNDP2026 | NT | 2040 | TWh | 437 | Sub_sector | Agriculture | Total | Agriculture | Energetic | agriculture_final_demand_ammonia_energetic | Ammonia | EU | Energy demand | 0 | FEC
CY | TYNDP2026 | NT | 2040 | TWh | 447 | Sub_sector | Buildings | Surplus Energy | Buildings | Energetic | GAP | Electricity | EU | Energy demand | 0 | FEC
CY | TYNDP2026 | NT | 2040 | TWh | 448 | Sub_sector | Buildings | Surplus Energy | Buildings | Energetic | GAP | Hydrogen | EU | Energy demand | 0 | FEC
CY | TYNDP2026 | NT | 2040 | TWh | 449 | Sub_sector | Buildings | Surplus Energy | Buildings | Energetic | GAP | Methane | EU | Energy demand | 0 | FEC
CY | TYNDP2026 | NT | 2040 | TWh | 450 | Sub_sector | Buildings | Surplus Energy | Buildings | Energetic | GAP | Heat | EU | Energy demand | 0 | FEC
CY | TYNDP2026 | NT | 2040 | TWh | 451 | Sub_sector | Buildings | Surplus Energy | Buildings | Energetic | GAP | Biomass | EU | Energy demand | 0.0028969 | FEC
CY | TYNDP2026 | NT | 2040 | TWh | 452 | Sub_sector | Buildings | Surplus Energy | Buildings | Energetic | GAP | Solids | EU | Energy demand | 0 | FEC
CY | TYNDP2026 | NT | 2040 | TWh | 453 | Sub_sector | Buildings | Surplus Energy | Buildings | Energetic | GAP | Liquids | EU | Energy demand | 0.061519 | FEC
CY | TYNDP2026 | NT | 2040 | TWh | 454 | Sub_sector | Buildings | Surplus Energy | Buildings | Energetic | GAP | Others | EU | Energy demand | 0 | FEC
CY | TYNDP2026 | NT | 2040 | TWh | 455 | Sub_sector | Buildings | Surplus Energy | Buildings | Energetic | GAP | Ammonia | EU | Energy demand | 0 | FEC
CY | TYNDP2026 | NT | 2040 | TWh | 456 | Sub_sector | Households | Surplus Energy | Households | Energetic | GAP | Electricity | EU | Energy demand | 0 | FEC
CY | TYNDP2026 | NT | 2040 | TWh | 457 | Sub_sector | Households | Surplus Energy | Households | Energetic | GAP | Hydrogen | EU | Energy demand | 0 | FEC
CY | TYNDP2026 | NT | 2040 | TWh | 458 | Sub_sector | Households | Surplus Energy | Households | Energetic | GAP | Methane | EU | Energy demand | 0 | FEC
CY | TYNDP2026 | NT | 2040 | TWh | 459 | Sub_sector | Households | Surplus Energy | Households | Energetic | GAP | Heat | EU | Energy demand | 0 | FEC
CY | TYNDP2026 | NT | 2040 | TWh | 460 | Sub_sector | Households | Surplus Energy | Households | Energetic | GAP | Biomass | EU | Energy demand | 0 | FEC
CY | TYNDP2026 | NT | 2040 | TWh | 461 | Sub_sector | Households | Surplus Energy | Households | Energetic | GAP | Solids | EU | Energy demand | 0 | FEC
CY | TYNDP2026 | NT | 2040 | TWh | 462 | Sub_sector | Households | Surplus Energy | Households | Energetic | GAP | Liquids | EU | Energy demand | 0 | FEC
CY | TYNDP2026 | NT | 2040 | TWh | 463 | Sub_sector | Households | Surplus Energy | Households | Energetic | GAP | Others | EU | Energy demand | 0 | FEC
CY | TYNDP2026 | NT | 2040 | TWh | 464 | Sub_sector | Households | Surplus Energy | Households | Energetic | GAP | Ammonia | EU | Energy demand | 0 | FEC
CY | TYNDP2026 | NT | 2050 | TWh | 102 | Sub_sector | Industry | Aluminium | Industry (aluminium) | Energetic | industry_aluminium_demand_electricity_energetic | Electricity | EU | Energy demand | 0 | FEC
CY | TYNDP2026 | NT | 2050 | TWh | 103 | Sub_sector | Industry | Aluminium | Industry (aluminium) | Energetic | industry_aluminium_demand_hydrogen_energetic | Hydrogen | EU | Energy demand | 0 | FEC
CY | TYNDP2026 | NT | 2050 | TWh | 104 | Sub_sector | Industry | Aluminium | Industry (aluminium) | Energetic | industry_aluminium_demand_methane_energetic | Methane | EU | Energy demand | 0 | FEC
CY | TYNDP2026 | NT | 2050 | TWh | 105 | Sub_sector | Industry | Aluminium | Industry (aluminium) | Energetic | industry_aluminium_demand_heat_energetic | Heat | EU | Energy demand | 0 | FEC
CY | TYNDP2026 | NT | 2050 | TWh | 106 | Sub_sector | Industry | Aluminium | Industry (aluminium) | Energetic | industry_aluminium_demand_biomass_energetic | Biomass | EU | Energy demand | 0 | FEC
CY | TYNDP2026 | NT | 2050 | TWh | 107 | Sub_sector | Industry | Aluminium | Industry (aluminium) | Energetic | industry_aluminium_demand_coal_energetic | Solids | EU | Energy demand | 0 | FEC
CY | TYNDP2026 | NT | 2050 | TWh | 108 | Sub_sector | Industry | Aluminium | Industry (aluminium) | Energetic | industry_aluminium_demand_oil_energetic | Liquids | EU | Energy demand | 0 | FEC
CY | TYNDP2026 | NT | 2050 | TWh | 109 | Sub_sector | Industry | Aluminium | Industry (aluminium) | Energetic | industry_aluminium_demand_others_energetic | Others | EU | Energy demand | 0 | FEC
CY | TYNDP2026 | NT | 2050 | TWh | 110 | Sub_sector | Industry | Aluminium | Industry (aluminium) | Energetic | industry_ammonia_demand_others_energetic | Ammonia | EU | Energy demand | 0 | FEC
CY | TYNDP2026 | NT | 2050 | TWh | 112 | Sub_sector | Industry | Chemicals | Industry (chemicals, energetic) | Energetic | industry_chemical_demand_electricity_energetic | Electricity | EU | Energy demand | 0 | FEC
CY | TYNDP2026 | NT | 2050 | TWh | 113 | Sub_sector | Industry | Chemicals | Industry (chemicals, energetic) | Energetic | industry_chemical_demand_hydrogen_energetic | Hydrogen | EU | Energy demand | 0 | FEC
CY | TYNDP2026 | NT | 2050 | TWh | 114 | Sub_sector | Industry | Chemicals | Industry (chemicals, energetic) | Energetic | industry_chemical_demand_methane_energetic | Methane | EU | Energy demand | 0 | FEC
CY | TYNDP2026 | NT | 2050 | TWh | 115 | Sub_sector | Industry | Chemicals | Industry (chemicals, energetic) | Energetic | industry_chemical_demand_heat_energetic | Heat | EU | Energy demand | 0 | FEC
CY | TYNDP2026 | NT | 2050 | TWh | 116 | Sub_sector | Industry | Chemicals | Industry (chemicals, energetic) | Energetic | industry_chemical_demand_biomass_energetic | Biomass | EU | Energy demand | 0 | FEC
CY | TYNDP2026 | NT | 2050 | TWh | 117 | Sub_sector | Industry | Chemicals | Industry (chemicals, energetic) | Energetic | industry_chemical_demand_coal_energetic | Solids | EU | Energy demand | 0 | FEC
CY | TYNDP2026 | NT | 2050 | TWh | 118 | Sub_sector | Industry | Chemicals | Industry (chemicals, energetic) | Energetic | industry_chemical_demand_oil_energetic | Liquids | EU | Energy demand | 0 | FEC
CY | TYNDP2026 | NT | 2050 | TWh | 119 | Sub_sector | Industry | Chemicals | Industry (chemicals, energetic) | Energetic | industry_chemical_demand_others_energetic | Others | EU | Energy demand | 0 | FEC
CY | TYNDP2026 | NT | 2050 | TWh | 120 | Sub_sector | Industry | Chemicals | Industry (chemicals, energetic) | Energetic | industry_chemical_demand_ammonia_energetic | Ammonia | EU | Energy demand | 0 | FEC
CY | TYNDP2026 | NT | 2050 | TWh | 122 | Sub_sector | Industry | Chemicals | Industry (chemicals, non-energetic) | Non-energetic | industry_chemical_demand_electricity_non_energetic | Electricity | EU | Energy demand | 0 | not_included_in_FEC
CY | TYNDP2026 | NT | 2050 | TWh | 123 | Sub_sector | Industry | Chemicals | Industry (chemicals, non-energetic) | Non-energetic | industry_chemical_demand_hydrogen_non_energetic | Hydrogen | EU | Energy demand | 0 | not_included_in_FEC
CY | TYNDP2026 | NT | 2050 | TWh | 124 | Sub_sector | Industry | Chemicals | Industry (chemicals, non-energetic) | Non-energetic | industry_chemical_demand_methane_non_energetic | Methane | EU | Energy demand | 0 | not_included_in_FEC
CY | TYNDP2026 | NT | 2050 | TWh | 125 | Sub_sector | Industry | Chemicals | Industry (chemicals, non-energetic) | Non-energetic | industry_chemical_demand_heat_non_energetic | Heat | EU | Energy demand | 0 | not_included_in_FEC
CY | TYNDP2026 | NT | 2050 | TWh | 126 | Sub_sector | Industry | Chemicals | Industry (chemicals, non-energetic) | Non-energetic | industry_chemical_demand_biomass_non_energetic | Biomass | EU | Energy demand | 0 | not_included_in_FEC
CY | TYNDP2026 | NT | 2050 | TWh | 127 | Sub_sector | Industry | Chemicals | Industry (chemicals, non-energetic) | Non-energetic | industry_chemical_demand_coal_non_energetic | Solids | EU | Energy demand | 0 | not_included_in_FEC
CY | TYNDP2026 | NT | 2050 | TWh | 128 | Sub_sector | Industry | Chemicals | Industry (chemicals, non-energetic) | Non-energetic | industry_chemical_demand_oil_non_energetic | Liquids | EU | Energy demand | 0 | not_included_in_FEC
CY | TYNDP2026 | NT | 2050 | TWh | 129 | Sub_sector | Industry | Chemicals | Industry (chemicals, non-energetic) | Non-energetic | industry_chemical_demand_others_non_energetic | Others | EU | Energy demand | 0 | not_included_in_FEC
CY | TYNDP2026 | NT | 2050 | TWh | 130 | Sub_sector | Industry | Chemicals | Industry (chemicals, non-energetic) | Non-energetic | industry_chemical_demand_ammonia_non_energetic | Ammonia | EU | Energy demand | 0 | not_included_in_FEC
CY | TYNDP2026 | NT | 2050 | TWh | 132 | Sub_sector | Industry | Fertilizers | Industry (fertilizers, energetic) | Energetic | industry_fertilizers_demand_electricity_energetic | Electricity | EU | Energy demand | 0 | FEC
CY | TYNDP2026 | NT | 2050 | TWh | 133 | Sub_sector | Industry | Fertilizers | Industry (fertilizers, energetic) | Energetic | industry_fertilizers_demand_hydrogen_energetic | Hydrogen | EU | Energy demand | 0 | FEC
CY | TYNDP2026 | NT | 2050 | TWh | 134 | Sub_sector | Industry | Fertilizers | Industry (fertilizers, energetic) | Energetic | industry_fertilizers_demand_methane_energetic | Methane | EU | Energy demand | 0 | FEC
CY | TYNDP2026 | NT | 2050 | TWh | 135 | Sub_sector | Industry | Fertilizers | Industry (fertilizers, energetic) | Energetic | industry_fertilizers_demand_heat_energetic | Heat | EU | Energy demand | 0 | FEC
CY | TYNDP2026 | NT | 2050 | TWh | 136 | Sub_sector | Industry | Fertilizers | Industry (fertilizers, energetic) | Energetic | industry_fertilizers_demand_biomass_energetic | Biomass | EU | Energy demand | 0 | FEC
CY | TYNDP2026 | NT | 2050 | TWh | 137 | Sub_sector | Industry | Fertilizers | Industry (fertilizers, energetic) | Energetic | industry_fertilizers_demand_coal_energetic | Solids | EU | Energy demand | 0 | FEC
CY | TYNDP2026 | NT | 2050 | TWh | 138 | Sub_sector | Industry | Fertilizers | Industry (fertilizers, energetic) | Energetic | industry_fertilizers_demand_oil_energetic | Liquids | EU | Energy demand | 0 | FEC
CY | TYNDP2026 | NT | 2050 | TWh | 139 | Sub_sector | Industry | Fertilizers | Industry (fertilizers, energetic) | Energetic | industry_fertilizers_demand_others_energetic | Others | EU | Energy demand | 0 | FEC
CY | TYNDP2026 | NT | 2050 | TWh | 140 | Sub_sector | Industry | Fertilizers | Industry (fertilizers, energetic) | Energetic | industry_fertilizers_demand_ammonia_energetic | Ammonia | EU | Energy demand | 0 | FEC
CY | TYNDP2026 | NT | 2050 | TWh | 142 | Sub_sector | Industry | Fertilizers | Industry (fertilizers, non-energetic) | Non-energetic | industry_fertilizers_demand_electricity_non_energetic | Electricity | EU | Energy demand | 0 | not_included_in_FEC
CY | TYNDP2026 | NT | 2050 | TWh | 143 | Sub_sector | Industry | Fertilizers | Industry (fertilizers, non-energetic) | Non-energetic | industry_fertilizers_demand_hydrogen_non_energetic | Hydrogen | EU | Energy demand | 0 | not_included_in_FEC
CY | TYNDP2026 | NT | 2050 | TWh | 144 | Sub_sector | Industry | Fertilizers | Industry (fertilizers, non-energetic) | Non-energetic | industry_fertilizers_demand_methane_non_energetic | Methane | EU | Energy demand | 0 | not_included_in_FEC
CY | TYNDP2026 | NT | 2050 | TWh | 145 | Sub_sector | Industry | Fertilizers | Industry (fertilizers, non-energetic) | Non-energetic | industry_fertilizers_demand_heat_non_energetic | Heat | EU | Energy demand | 0 | not_included_in_FEC
CY | TYNDP2026 | NT | 2050 | TWh | 146 | Sub_sector | Industry | Fertilizers | Industry (fertilizers, non-energetic) | Non-energetic | industry_fertilizers_demand_biomass_non_energetic | Biomass | EU | Energy demand | 0 | not_included_in_FEC
CY | TYNDP2026 | NT | 2050 | TWh | 147 | Sub_sector | Industry | Fertilizers | Industry (fertilizers, non-energetic) | Non-energetic | industry_fertilizers_demand_coal_non_energetic | Solids | EU | Energy demand | 0 | not_included_in_FEC
CY | TYNDP2026 | NT | 2050 | TWh | 148 | Sub_sector | Industry | Fertilizers | Industry (fertilizers, non-energetic) | Non-energetic | industry_fertilizers_demand_oil_non_energetic | Liquids | EU | Energy demand | 0 | not_included_in_FEC
CY | TYNDP2026 | NT | 2050 | TWh | 149 | Sub_sector | Industry | Fertilizers | Industry (fertilizers, non-energetic) | Non-energetic | industry_fertilizers_demand_others_non_energetic | Others | EU | Energy demand | 0 | not_included_in_FEC
CY | TYNDP2026 | NT | 2050 | TWh | 150 | Sub_sector | Industry | Fertilizers | Industry (fertilizers, non-energetic) | Non-energetic | industry_fertilizers_demand_ammonia_non_energetic | Ammonia | EU | Energy demand | 0 | not_included_in_FEC
CY | TYNDP2026 | NT | 2050 | TWh | 152 | Sub_sector | Industry | Food | Industry (food) | Energetic | industry_food_demand_electricity_energetic | Electricity | EU | Energy demand | 0 | FEC
CY | TYNDP2026 | NT | 2050 | TWh | 153 | Sub_sector | Industry | Food | Industry (food) | Energetic | industry_food_demand_hydrogen_energetic | Hydrogen | EU | Energy demand | 0 | FEC
CY | TYNDP2026 | NT | 2050 | TWh | 154 | Sub_sector | Industry | Food | Industry (food) | Energetic | industry_food_demand_methane_energetic | Methane | EU | Energy demand | 0 | FEC
CY | TYNDP2026 | NT | 2050 | TWh | 155 | Sub_sector | Industry | Food | Industry (food) | Energetic | industry_food_demand_heat_energetic | Heat | EU | Energy demand | 0 | FEC
CY | TYNDP2026 | NT | 2050 | TWh | 156 | Sub_sector | Industry | Food | Industry (food) | Energetic | industry_food_demand_biomass_energetic | Biomass | EU | Energy demand | 0 | FEC
CY | TYNDP2026 | NT | 2050 | TWh | 157 | Sub_sector | Industry | Food | Industry (food) | Energetic | industry_food_demand_coal_energetic | Solids | EU | Energy demand | 0 | FEC
CY | TYNDP2026 | NT | 2050 | TWh | 158 | Sub_sector | Industry | Food | Industry (food) | Energetic | industry_food_demand_oil_energetic | Liquids | EU | Energy demand | 0 | FEC
CY | TYNDP2026 | NT | 2050 | TWh | 159 | Sub_sector | Industry | Food | Industry (food) | Energetic | industry_food_demand_others_energetic | Others | EU | Energy demand | 0 | FEC
CY | TYNDP2026 | NT | 2050 | TWh | 160 | Sub_sector | Industry | Food | Industry (food) | Energetic | industry_food_demand_ammonia_energetic | Ammonia | EU | Energy demand | 0 | FEC
CY | TYNDP2026 | NT | 2050 | TWh | 162 | Sub_sector | Industry | Metals | Industry (metal) | Energetic | industry_metal_demand_electricity_energetic | Electricity | EU | Energy demand | 0 | FEC
CY | TYNDP2026 | NT | 2050 | TWh | 163 | Sub_sector | Industry | Metals | Industry (metal) | Energetic | industry_metal_demand_hydrogen_energetic | Hydrogen | EU | Energy demand | 0 | FEC
CY | TYNDP2026 | NT | 2050 | TWh | 164 | Sub_sector | Industry | Metals | Industry (metal) | Energetic | industry_metal_demand_methane_energetic | Methane | EU | Energy demand | 0 | FEC
CY | TYNDP2026 | NT | 2050 | TWh | 165 | Sub_sector | Industry | Metals | Industry (metal) | Energetic | industry_metal_demand_heat_energetic | Heat | EU | Energy demand | 0 | FEC
CY | TYNDP2026 | NT | 2050 | TWh | 166 | Sub_sector | Industry | Metals | Industry (metal) | Energetic | industry_metal_demand_biomass_energetic | Biomass | EU | Energy demand | 0 | FEC
CY | TYNDP2026 | NT | 2050 | TWh | 167 | Sub_sector | Industry | Metals | Industry (metal) | Energetic | industry_metal_demand_coal_energetic | Solids | EU | Energy demand | 0 | FEC
CY | TYNDP2026 | NT | 2050 | TWh | 168 | Sub_sector | Industry | Metals | Industry (metal) | Energetic | industry_metal_demand_oil_energetic | Liquids | EU | Energy demand | 0 | FEC
CY | TYNDP2026 | NT | 2050 | TWh | 169 | Sub_sector | Industry | Metals | Industry (metal) | Energetic | industry_metal_demand_others_energetic | Others | EU | Energy demand | 0 | FEC
CY | TYNDP2026 | NT | 2050 | TWh | 170 | Sub_sector | Industry | Metals | Industry (metal) | Energetic | industry_metal_demand_ammonia_energetic | Ammonia | EU | Energy demand | 0 | FEC
CY | TYNDP2026 | NT | 2050 | TWh | 172 | Sub_sector | Industry | Others | Industry (other, energetic) | Energetic | industry_other_demand_electricity_energetic | Electricity | EU | Energy demand | 1.4238 | FEC
CY | TYNDP2026 | NT | 2050 | TWh | 173 | Sub_sector | Industry | Others | Industry (other, energetic) | Energetic | industry_other_demand_hydrogen_energetic | Hydrogen | EU | Energy demand | 0 | FEC
CY | TYNDP2026 | NT | 2050 | TWh | 174 | Sub_sector | Industry | Others | Industry (other, energetic) | Energetic | industry_other_demand_methane_energetic | Methane | EU | Energy demand | 0 | FEC
CY | TYNDP2026 | NT | 2050 | TWh | 175 | Sub_sector | Industry | Others | Industry (other, energetic) | Energetic | industry_other_demand_heat_energetic | Heat | EU | Energy demand | 0.34856 | FEC
CY | TYNDP2026 | NT | 2050 | TWh | 176 | Sub_sector | Industry | Others | Industry (other, energetic) | Energetic | industry_other_demand_biomass_energetic | Biomass | EU | Energy demand | 0.34856 | FEC
CY | TYNDP2026 | NT | 2050 | TWh | 177 | Sub_sector | Industry | Others | Industry (other, energetic) | Energetic | industry_other_demand_coal_energetic | Solids | EU | Energy demand | 0.033021 | FEC
CY | TYNDP2026 | NT | 2050 | TWh | 178 | Sub_sector | Industry | Others | Industry (other, energetic) | Energetic | industry_other_demand_oil_energetic | Liquids | EU | Energy demand | 0.033021 | FEC
CY | TYNDP2026 | NT | 2050 | TWh | 179 | Sub_sector | Industry | Others | Industry (other, energetic) | Energetic | industry_other_demand_others_energetic | Others | EU | Energy demand | 0 | FEC
CY | TYNDP2026 | NT | 2050 | TWh | 180 | Sub_sector | Industry | Others | Industry (other, energetic) | Energetic | industry_other_demand_ammonia_energetic | Ammonia | EU | Energy demand | 0 | FEC
CY | TYNDP2026 | NT | 2050 | TWh | 182 | Sub_sector | Industry | Others | Industry (other, non-energetic) | Non-energetic | industry_other_demand_electricity_non_energetic | Electricity | EU | Energy demand | 0 | not_included_in_FEC
CY | TYNDP2026 | NT | 2050 | TWh | 183 | Sub_sector | Industry | Others | Industry (other, non-energetic) | Non-energetic | industry_other_demand_hydrogen_non_energetic | Hydrogen | EU | Energy demand | 0 | not_included_in_FEC
CY | TYNDP2026 | NT | 2050 | TWh | 184 | Sub_sector | Industry | Others | Industry (other, non-energetic) | Non-energetic | industry_other_demand_methane_non_energetic | Methane | EU | Energy demand | 0 | not_included_in_FEC
CY | TYNDP2026 | NT | 2050 | TWh | 185 | Sub_sector | Industry | Others | Industry (other, non-energetic) | Non-energetic | industry_other_demand_heat_non_energetic | Heat | EU | Energy demand | 0 | not_included_in_FEC
CY | TYNDP2026 | NT | 2050 | TWh | 186 | Sub_sector | Industry | Others | Industry (other, non-energetic) | Non-energetic | industry_other_demand_biomass_non_energetic | Biomass | EU | Energy demand | 0 | not_included_in_FEC
CY | TYNDP2026 | NT | 2050 | TWh | 187 | Sub_sector | Industry | Others | Industry (other, non-energetic) | Non-energetic | industry_other_demand_coal_non_energetic | Solids | EU | Energy demand | 0 | not_included_in_FEC
CY | TYNDP2026 | NT | 2050 | TWh | 188 | Sub_sector | Industry | Others | Industry (other, non-energetic) | Non-energetic | industry_other_demand_oil_non_energetic | Liquids | EU | Energy demand | 0 | not_included_in_FEC
CY | TYNDP2026 | NT | 2050 | TWh | 189 | Sub_sector | Industry | Others | Industry (other, non-energetic) | Non-energetic | industry_other_demand_others_non_energetic | Others | EU | Energy demand | 0 | not_included_in_FEC
CY | TYNDP2026 | NT | 2050 | TWh | 190 | Sub_sector | Industry | Others | Industry (other, non-energetic) | Non-energetic | industry_other_demand_ammonia_non_energetic | Ammonia | EU | Energy demand | 0 | not_included_in_FEC
CY | TYNDP2026 | NT | 2050 | TWh | 192 | Sub_sector | Industry | Paper | Industry (paper) | Energetic | industry_paper_demand_electricity_energetic | Electricity | EU | Energy demand | 0 | FEC
CY | TYNDP2026 | NT | 2050 | TWh | 193 | Sub_sector | Industry | Paper | Industry (paper) | Energetic | industry_paper_demand_hydrogen_energetic | Hydrogen | EU | Energy demand | 0 | FEC
CY | TYNDP2026 | NT | 2050 | TWh | 194 | Sub_sector | Industry | Paper | Industry (paper) | Energetic | industry_paper_demand_methane_energetic | Methane | EU | Energy demand | 0 | FEC
CY | TYNDP2026 | NT | 2050 | TWh | 195 | Sub_sector | Industry | Paper | Industry (paper) | Energetic | industry_paper_demand_heat_energetic | Heat | EU | Energy demand | 0 | FEC
CY | TYNDP2026 | NT | 2050 | TWh | 196 | Sub_sector | Industry | Paper | Industry (paper) | Energetic | industry_paper_demand_biomass_energetic | Biomass | EU | Energy demand | 0 | FEC
CY | TYNDP2026 | NT | 2050 | TWh | 197 | Sub_sector | Industry | Paper | Industry (paper) | Energetic | industry_paper_demand_coal_energetic | Solids | EU | Energy demand | 0 | FEC
CY | TYNDP2026 | NT | 2050 | TWh | 198 | Sub_sector | Industry | Paper | Industry (paper) | Energetic | industry_paper_demand_oil_energetic | Liquids | EU | Energy demand | 0 | FEC
CY | TYNDP2026 | NT | 2050 | TWh | 199 | Sub_sector | Industry | Paper | Industry (paper) | Energetic | industry_paper_demand_others_energetic | Others | EU | Energy demand | 0 | FEC
CY | TYNDP2026 | NT | 2050 | TWh | 200 | Sub_sector | Industry | Paper | Industry (paper) | Energetic | industry_paper_demand_ammonia_energetic | Ammonia | EU | Energy demand | 0 | FEC
CY | TYNDP2026 | NT | 2050 | TWh | 202 | Sub_sector | Industry | Refineries | Industry (refineries, energetic) | Energetic | industry_refinery_demand_electricity_energetic | Electricity | EU | Energy demand | 0 | not_included_in_FEC
CY | TYNDP2026 | NT | 2050 | TWh | 203 | Sub_sector | Industry | Refineries | Industry (refineries, energetic) | Energetic | industry_refinery_demand_hydrogen_energetic | Hydrogen | EU | Energy demand | 0 | not_included_in_FEC
CY | TYNDP2026 | NT | 2050 | TWh | 204 | Sub_sector | Industry | Refineries | Industry (refineries, energetic) | Energetic | industry_refinery_demand_methane_energetic | Methane | EU | Energy demand | 0 | not_included_in_FEC
CY | TYNDP2026 | NT | 2050 | TWh | 205 | Sub_sector | Industry | Refineries | Industry (refineries, energetic) | Energetic | industry_refinery_demand_heat_energetic | Heat | EU | Energy demand | 0 | not_included_in_FEC
CY | TYNDP2026 | NT | 2050 | TWh | 206 | Sub_sector | Industry | Refineries | Industry (refineries, energetic) | Energetic | industry_refinery_demand_biomass_energetic | Biomass | EU | Energy demand | 0 | not_included_in_FEC
CY | TYNDP2026 | NT | 2050 | TWh | 207 | Sub_sector | Industry | Refineries | Industry (refineries, energetic) | Energetic | industry_refinery_demand_coal_energetic | Solids | EU | Energy demand | 0 | not_included_in_FEC
CY | TYNDP2026 | NT | 2050 | TWh | 208 | Sub_sector | Industry | Refineries | Industry (refineries, energetic) | Energetic | industry_refinery_demand_oil_energetic | Liquids | EU | Energy demand | 0 | not_included_in_FEC
CY | TYNDP2026 | NT | 2050 | TWh | 209 | Sub_sector | Industry | Refineries | Industry (refineries, energetic) | Energetic | industry_refinery_demand_others_energetic | Others | EU | Energy demand | 0 | not_included_in_FEC
CY | TYNDP2026 | NT | 2050 | TWh | 210 | Sub_sector | Industry | Refineries | Industry (refineries, energetic) | Energetic | industry_refinery_demand_ammonia_energetic | Ammonia | EU | Energy demand | 0 | not_included_in_FEC
CY | TYNDP2026 | NT | 2050 | TWh | 212 | Sub_sector | Industry | Refineries | Industry (refineries, non-energetic) | Non-energetic | industry_refinery_demand_electricity_non_energetic | Electricity | EU | Energy demand | 0 | not_included_in_FEC
CY | TYNDP2026 | NT | 2050 | TWh | 213 | Sub_sector | Industry | Refineries | Industry (refineries, non-energetic) | Non-energetic | industry_refinery_demand_hydrogen_non_energetic | Hydrogen | EU | Energy demand | 0 | not_included_in_FEC
CY | TYNDP2026 | NT | 2050 | TWh | 214 | Sub_sector | Industry | Refineries | Industry (refineries, non-energetic) | Non-energetic | industry_refinery_demand_methane_non_energetic | Methane | EU | Energy demand | 0 | not_included_in_FEC
CY | TYNDP2026 | NT | 2050 | TWh | 215 | Sub_sector | Industry | Refineries | Industry (refineries, non-energetic) | Non-energetic | industry_refinery_demand_heat_non_energetic | Heat | EU | Energy demand | 0 | not_included_in_FEC
CY | TYNDP2026 | NT | 2050 | TWh | 216 | Sub_sector | Industry | Refineries | Industry (refineries, non-energetic) | Non-energetic | industry_refinery_demand_biomass_non_energetic | Biomass | EU | Energy demand | 0 | not_included_in_FEC
CY | TYNDP2026 | NT | 2050 | TWh | 217 | Sub_sector | Industry | Refineries | Industry (refineries, non-energetic) | Non-energetic | industry_refinery_demand_coal_non_energetic | Solids | EU | Energy demand | 0 | not_included_in_FEC
CY | TYNDP2026 | NT | 2050 | TWh | 218 | Sub_sector | Industry | Refineries | Industry (refineries, non-energetic) | Non-energetic | industry_refinery_demand_oil_non_energetic | Liquids | EU | Energy demand | 0 | not_included_in_FEC
CY | TYNDP2026 | NT | 2050 | TWh | 219 | Sub_sector | Industry | Refineries | Industry (refineries, non-energetic) | Non-energetic | industry_refinery_demand_others_non_energetic | Others | EU | Energy demand | 0 | not_included_in_FEC
CY | TYNDP2026 | NT | 2050 | TWh | 220 | Sub_sector | Industry | Refineries | Industry (refineries, non-energetic) | Non-energetic | industry_refinery_demand_ammonia_non_energetic | Ammonia | EU | Energy demand | 0 | not_included_in_FEC
CY | TYNDP2026 | NT | 2050 | TWh | 222 | Sub_sector | Industry | Steel | Industry (steel) | Energetic | industry_steel_demand_electricity_energetic | Electricity | EU | Energy demand | 0 | FEC
CY | TYNDP2026 | NT | 2050 | TWh | 223 | Sub_sector | Industry | Steel | Industry (steel) | Energetic | industry_steel_demand_hydrogen_energetic | Hydrogen | EU | Energy demand | 0 | FEC
CY | TYNDP2026 | NT | 2050 | TWh | 224 | Sub_sector | Industry | Steel | Industry (steel) | Energetic | industry_steel_demand_methane_energetic | Methane | EU | Energy demand | 0 | FEC
CY | TYNDP2026 | NT | 2050 | TWh | 225 | Sub_sector | Industry | Steel | Industry (steel) | Energetic | industry_steel_demand_heat_energetic | Heat | EU | Energy demand | 0 | FEC
CY | TYNDP2026 | NT | 2050 | TWh | 226 | Sub_sector | Industry | Steel | Industry (steel) | Energetic | industry_steel_demand_biomass_energetic | Biomass | EU | Energy demand | 0 | FEC
CY | TYNDP2026 | NT | 2050 | TWh | 227 | Sub_sector | Industry | Steel | Industry (steel) | Energetic | industry_steel_demand_coal_energetic | Solids | EU | Energy demand | 0 | FEC
CY | TYNDP2026 | NT | 2050 | TWh | 228 | Sub_sector | Industry | Steel | Industry (steel) | Energetic | industry_steel_demand_oil_energetic | Liquids | EU | Energy demand | 0 | FEC
CY | TYNDP2026 | NT | 2050 | TWh | 229 | Sub_sector | Industry | Steel | Industry (steel) | Energetic | industry_steel_demand_others_energetic | Others | EU | Energy demand | 0 | FEC
CY | TYNDP2026 | NT | 2050 | TWh | 230 | Sub_sector | Industry | Steel | Industry (steel) | Energetic | industry_steel_demand_ammonia_energetic | Ammonia | EU | Energy demand | 0 | FEC
CY | TYNDP2026 | NT | 2050 | TWh | 232 | Sub_sector | Transport | Cars | Transport (cars) | Energetic | transport_cars_final_demand_electricity | Electricity | EU | Energy demand | 2.7388 | FEC
CY | TYNDP2026 | NT | 2050 | TWh | 233 | Sub_sector | Transport | Cars | Transport (cars) | Energetic | transport_cars_final_demand_hydrogen | Hydrogen | EU | Energy demand | 0.0037201 | FEC
CY | TYNDP2026 | NT | 2050 | TWh | 234 | Sub_sector | Transport | Cars | Transport (cars) | Energetic | transport_cars_final_demand_methane | Methane | EU | Energy demand | 0 | FEC
CY | TYNDP2026 | NT | 2050 | TWh | 235 | Sub_sector | Transport | Cars | Transport (cars) | Energetic | transport_cars_final_demand_heat | Heat | EU | Energy demand | 0 | FEC
CY | TYNDP2026 | NT | 2050 | TWh | 236 | Sub_sector | Transport | Cars | Transport (cars) | Energetic | transport_cars_final_demand_biomass | Biomass | EU | Energy demand | 0 | FEC
CY | TYNDP2026 | NT | 2050 | TWh | 237 | Sub_sector | Transport | Cars | Transport (cars) | Energetic | transport_cars_final_demand_coal | Solids | EU | Energy demand | 0 | FEC
CY | TYNDP2026 | NT | 2050 | TWh | 238 | Sub_sector | Transport | Cars | Transport (cars) | Energetic | transport_cars_final_demand_oil | Liquids | EU | Energy demand | 0.10931 | FEC
CY | TYNDP2026 | NT | 2050 | TWh | 239 | Sub_sector | Transport | Cars | Transport (cars) | Energetic | transport_cars_final_demand_other | Others | EU | Energy demand | 0 | FEC
CY | TYNDP2026 | NT | 2050 | TWh | 240 | Sub_sector | Transport | Cars | Transport (cars) | Energetic | transport_cars_final_demand_ammonia | Ammonia | EU | Energy demand | 0 | FEC
CY | TYNDP2026 | NT | 2050 | TWh | 242 | Sub_sector | Transport | Busses | Transport (busses) | Energetic | transport_busses_final_demand_electricity | Electricity | EU | Energy demand | 0 | FEC
CY | TYNDP2026 | NT | 2050 | TWh | 243 | Sub_sector | Transport | Busses | Transport (busses) | Energetic | transport_busses_final_demand_hydrogen | Hydrogen | EU | Energy demand | 0 | FEC
CY | TYNDP2026 | NT | 2050 | TWh | 244 | Sub_sector | Transport | Busses | Transport (busses) | Energetic | transport_busses_final_demand_methane | Methane | EU | Energy demand | 0 | FEC
CY | TYNDP2026 | NT | 2050 | TWh | 245 | Sub_sector | Transport | Busses | Transport (busses) | Energetic | transport_busses_final_demand_heat | Heat | EU | Energy demand | 0 | FEC
CY | TYNDP2026 | NT | 2050 | TWh | 246 | Sub_sector | Transport | Busses | Transport (busses) | Energetic | transport_busses_final_demand_biomass | Biomass | EU | Energy demand | 0 | FEC
CY | TYNDP2026 | NT | 2050 | TWh | 247 | Sub_sector | Transport | Busses | Transport (busses) | Energetic | transport_busses_final_demand_coal | Solids | EU | Energy demand | 0 | FEC
CY | TYNDP2026 | NT | 2050 | TWh | 248 | Sub_sector | Transport | Busses | Transport (busses) | Energetic | transport_busses_final_demand_oil | Liquids | EU | Energy demand | 0 | FEC
CY | TYNDP2026 | NT | 2050 | TWh | 249 | Sub_sector | Transport | Busses | Transport (busses) | Energetic | transport_busses_final_demand_other | Others | EU | Energy demand | 0 | FEC
CY | TYNDP2026 | NT | 2050 | TWh | 250 | Sub_sector | Transport | Busses | Transport (busses) | Energetic | transport_busses_final_demand_ammonia | Ammonia | EU | Energy demand | 0 | FEC
CY | TYNDP2026 | NT | 2050 | TWh | 252 | Sub_sector | Transport | Trucks | Transport (trucks) | Energetic | transport_trucks_final_demand_electricity | Electricity | EU | Energy demand | 0 | FEC
CY | TYNDP2026 | NT | 2050 | TWh | 253 | Sub_sector | Transport | Trucks | Transport (trucks) | Energetic | transport_trucks_final_demand_hydrogen | Hydrogen | EU | Energy demand | 0 | FEC
CY | TYNDP2026 | NT | 2050 | TWh | 254 | Sub_sector | Transport | Trucks | Transport (trucks) | Energetic | transport_trucks_final_demand_methane | Methane | EU | Energy demand | 0 | FEC
CY | TYNDP2026 | NT | 2050 | TWh | 255 | Sub_sector | Transport | Trucks | Transport (trucks) | Energetic | transport_trucks_final_demand_heat | Heat | EU | Energy demand | 0 | FEC
CY | TYNDP2026 | NT | 2050 | TWh | 256 | Sub_sector | Transport | Trucks | Transport (trucks) | Energetic | transport_trucks_final_demand_biomass | Biomass | EU | Energy demand | 0 | FEC
CY | TYNDP2026 | NT | 2050 | TWh | 257 | Sub_sector | Transport | Trucks | Transport (trucks) | Energetic | transport_trucks_final_demand_coal | Solids | EU | Energy demand | 0 | FEC
CY | TYNDP2026 | NT | 2050 | TWh | 258 | Sub_sector | Transport | Trucks | Transport (trucks) | Energetic | transport_trucks_final_demand_oil | Liquids | EU | Energy demand | 0 | FEC
CY | TYNDP2026 | NT | 2050 | TWh | 259 | Sub_sector | Transport | Trucks | Transport (trucks) | Energetic | transport_trucks_final_demand_other | Others | EU | Energy demand | 0 | FEC
CY | TYNDP2026 | NT | 2050 | TWh | 260 | Sub_sector | Transport | Trucks | Transport (trucks) | Energetic | transport_trucks_final_demand_ammonia | Ammonia | EU | Energy demand | 0 | FEC
CY | TYNDP2026 | NT | 2050 | TWh | 262 | Sub_sector | Transport | Vans | Transport (vans) | Energetic | transport_vans_final_demand_electricity | Electricity | EU | Energy demand | 0 | FEC
CY | TYNDP2026 | NT | 2050 | TWh | 263 | Sub_sector | Transport | Vans | Transport (vans) | Energetic | transport_vans_final_demand_hydrogen | Hydrogen | EU | Energy demand | 0 | FEC
CY | TYNDP2026 | NT | 2050 | TWh | 264 | Sub_sector | Transport | Vans | Transport (vans) | Energetic | transport_vans_final_demand_methane | Methane | EU | Energy demand | 0 | FEC
CY | TYNDP2026 | NT | 2050 | TWh | 265 | Sub_sector | Transport | Vans | Transport (vans) | Energetic | transport_vans_final_demand_heat | Heat | EU | Energy demand | 0 | FEC
CY | TYNDP2026 | NT | 2050 | TWh | 266 | Sub_sector | Transport | Vans | Transport (vans) | Energetic | transport_vans_final_demand_biomass | Biomass | EU | Energy demand | 0 | FEC
CY | TYNDP2026 | NT | 2050 | TWh | 267 | Sub_sector | Transport | Vans | Transport (vans) | Energetic | transport_vans_final_demand_coal | Solids | EU | Energy demand | 0 | FEC
CY | TYNDP2026 | NT | 2050 | TWh | 268 | Sub_sector | Transport | Vans | Transport (vans) | Energetic | transport_vans_final_demand_oil | Liquids | EU | Energy demand | 0 | FEC
CY | TYNDP2026 | NT | 2050 | TWh | 269 | Sub_sector | Transport | Vans | Transport (vans) | Energetic | transport_vans_final_demand_other | Others | EU | Energy demand | 0 | FEC
CY | TYNDP2026 | NT | 2050 | TWh | 270 | Sub_sector | Transport | Vans | Transport (vans) | Energetic | transport_vans_final_demand_ammonia | Ammonia | EU | Energy demand | 0 | FEC
CY | TYNDP2026 | NT | 2050 | TWh | 272 | Sub_sector | Transport | Freight trains | Transport (trains) | Energetic | transport_trains_final_demand_electricity | Electricity | EU | Energy demand | 0 | FEC
CY | TYNDP2026 | NT | 2050 | TWh | 273 | Sub_sector | Transport | Freight trains | Transport (trains) | Energetic | transport_trains_final_demand_hydrogen | Hydrogen | EU | Energy demand | 0 | FEC
CY | TYNDP2026 | NT | 2050 | TWh | 274 | Sub_sector | Transport | Freight trains | Transport (trains) | Energetic | transport_trains_final_demand_methane | Methane | EU | Energy demand | 0 | FEC
CY | TYNDP2026 | NT | 2050 | TWh | 275 | Sub_sector | Transport | Freight trains | Transport (trains) | Energetic | transport_trains_final_demand_heat | Heat | EU | Energy demand | 0 | FEC
CY | TYNDP2026 | NT | 2050 | TWh | 276 | Sub_sector | Transport | Freight trains | Transport (trains) | Energetic | transport_trains_final_demand_biomass | Biomass | EU | Energy demand | 0 | FEC
CY | TYNDP2026 | NT | 2050 | TWh | 277 | Sub_sector | Transport | Freight trains | Transport (trains) | Energetic | transport_trains_final_demand_coal | Solids | EU | Energy demand | 0 | FEC
CY | TYNDP2026 | NT | 2050 | TWh | 278 | Sub_sector | Transport | Freight trains | Transport (trains) | Energetic | transport_trains_final_demand_oil | Liquids | EU | Energy demand | 0 | FEC
CY | TYNDP2026 | NT | 2050 | TWh | 279 | Sub_sector | Transport | Freight trains | Transport (trains) | Energetic | transport_trains_final_demand_other | Others | EU | Energy demand | 0 | FEC
CY | TYNDP2026 | NT | 2050 | TWh | 280 | Sub_sector | Transport | Freight trains | Transport (trains) | Energetic | transport_trains_final_demand_ammonia | Ammonia | EU | Energy demand | 0 | FEC
CY | TYNDP2026 | NT | 2050 | TWh | 282 | Sub_sector | Transport | Ships | Transport (ships) | Energetic | transport_ships_final_demand_electricity | Electricity | EU | Energy demand | 0 | FEC
CY | TYNDP2026 | NT | 2050 | TWh | 283 | Sub_sector | Transport | Ships | Transport (ships) | Energetic | transport_ships_final_demand_hydrogen | Hydrogen | EU | Energy demand | 0 | FEC
CY | TYNDP2026 | NT | 2050 | TWh | 284 | Sub_sector | Transport | Ships | Transport (ships) | Energetic | transport_ships_final_demand_methane | Methane | EU | Energy demand | 0 | FEC
CY | TYNDP2026 | NT | 2050 | TWh | 285 | Sub_sector | Transport | Ships | Transport (ships) | Energetic | transport_ships_final_demand_heat | Heat | EU | Energy demand | 0 | FEC
CY | TYNDP2026 | NT | 2050 | TWh | 286 | Sub_sector | Transport | Ships | Transport (ships) | Energetic | transport_ships_final_demand_biomass | Biomass | EU | Energy demand | 0 | FEC
CY | TYNDP2026 | NT | 2050 | TWh | 287 | Sub_sector | Transport | Ships | Transport (ships) | Energetic | transport_ships_final_demand_coal | Solids | EU | Energy demand | 0 | FEC
CY | TYNDP2026 | NT | 2050 | TWh | 288 | Sub_sector | Transport | Ships | Transport (ships) | Energetic | transport_ships_final_demand_oil | Liquids | EU | Energy demand | 0.019339 | FEC
CY | TYNDP2026 | NT | 2050 | TWh | 289 | Sub_sector | Transport | Ships | Transport (ships) | Energetic | transport_ships_final_demand_other | Others | EU | Energy demand | 0 | FEC
CY | TYNDP2026 | NT | 2050 | TWh | 290 | Sub_sector | Transport | Ships | Transport (ships) | Energetic | transport_ships_final_demand_ammonia | Ammonia | EU | Energy demand | 0 | FEC
CY | TYNDP2026 | NT | 2050 | TWh | 292 | Sub_sector | Transport | Planes | Transport (planes) | Energetic | transport_planes_final_demand_electricity | Electricity | EU | Energy demand | 0 | FEC
CY | TYNDP2026 | NT | 2050 | TWh | 293 | Sub_sector | Transport | Planes | Transport (planes) | Energetic | transport_planes_final_demand_hydrogen | Hydrogen | EU | Energy demand | 0 | FEC
CY | TYNDP2026 | NT | 2050 | TWh | 294 | Sub_sector | Transport | Planes | Transport (planes) | Energetic | transport_planes_final_demand_methane | Methane | EU | Energy demand | 0 | FEC
CY | TYNDP2026 | NT | 2050 | TWh | 295 | Sub_sector | Transport | Planes | Transport (planes) | Energetic | transport_planes_final_demand_heat | Heat | EU | Energy demand | 0 | FEC
CY | TYNDP2026 | NT | 2050 | TWh | 296 | Sub_sector | Transport | Planes | Transport (planes) | Energetic | transport_planes_final_demand_biomass | Biomass | EU | Energy demand | 0 | FEC
CY | TYNDP2026 | NT | 2050 | TWh | 297 | Sub_sector | Transport | Planes | Transport (planes) | Energetic | transport_planes_final_demand_coal | Solids | EU | Energy demand | 0 | FEC
CY | TYNDP2026 | NT | 2050 | TWh | 298 | Sub_sector | Transport | Planes | Transport (planes) | Energetic | transport_planes_final_demand_oil | Liquids | EU | Energy demand | 0 | FEC
CY | TYNDP2026 | NT | 2050 | TWh | 299 | Sub_sector | Transport | Planes | Transport (planes) | Energetic | transport_planes_final_demand_other | Others | EU | Energy demand | 0 | FEC
CY | TYNDP2026 | NT | 2050 | TWh | 300 | Sub_sector | Transport | Planes | Transport (planes) | Energetic | transport_planes_final_demand_ammonia | Ammonia | EU | Energy demand | 0 | FEC
CY | TYNDP2026 | NT | 2050 | TWh | 302 | Sub_sector | Transport | Others | Transport (others) | Energetic | transport_other_final_demand_electricity | Electricity | EU | Energy demand | 0 | FEC
CY | TYNDP2026 | NT | 2050 | TWh | 303 | Sub_sector | Transport | Others | Transport (others) | Energetic | transport_other_final_demand_hydrogen | Hydrogen | EU | Energy demand | 0 | FEC
CY | TYNDP2026 | NT | 2050 | TWh | 304 | Sub_sector | Transport | Others | Transport (others) | Energetic | transport_other_final_demand_methane | Methane | EU | Energy demand | 0 | FEC
CY | TYNDP2026 | NT | 2050 | TWh | 305 | Sub_sector | Transport | Others | Transport (others) | Energetic | transport_other_final_demand_heat | Heat | EU | Energy demand | 0 | FEC
CY | TYNDP2026 | NT | 2050 | TWh | 306 | Sub_sector | Transport | Others | Transport (others) | Energetic | transport_other_final_demand_biomass | Biomass | EU | Energy demand | 0 | FEC
CY | TYNDP2026 | NT | 2050 | TWh | 307 | Sub_sector | Transport | Others | Transport (others) | Energetic | transport_other_final_demand_coal | Solids | EU | Energy demand | 0 | FEC
CY | TYNDP2026 | NT | 2050 | TWh | 308 | Sub_sector | Transport | Others | Transport (others) | Energetic | transport_other_final_demand_oil | Liquids | EU | Energy demand | 0 | FEC
CY | TYNDP2026 | NT | 2050 | TWh | 309 | Sub_sector | Transport | Others | Transport (others) | Energetic | transport_other_final_demand_other | Others | EU | Energy demand | 0 | FEC
CY | TYNDP2026 | NT | 2050 | TWh | 310 | Sub_sector | Transport | Others | Transport (others) | Energetic | transport_other_final_demand_ammonia | Ammonia | EU | Energy demand | 0 | FEC
CY | TYNDP2026 | NT | 2050 | TWh | 312 | Sub_sector | International transport | International aviation | Transport (int. aviation) | Energetic | transport_int_aviation_final_demand_electricity | Electricity | EU | Energy demand | 0 | FEC
CY | TYNDP2026 | NT | 2050 | TWh | 313 | Sub_sector | International transport | International aviation | Transport (int. aviation) | Energetic | transport_int_aviation_final_demand_hydrogen | Hydrogen | EU | Energy demand | 0 | FEC
CY | TYNDP2026 | NT | 2050 | TWh | 314 | Sub_sector | International transport | International aviation | Transport (int. aviation) | Energetic | transport_int_aviation_final_demand_methane | Methane | EU | Energy demand | 0 | FEC
CY | TYNDP2026 | NT | 2050 | TWh | 315 | Sub_sector | International transport | International aviation | Transport (int. aviation) | Energetic | transport_int_aviation_final_demand_heat | Heat | EU | Energy demand | 0 | FEC
CY | TYNDP2026 | NT | 2050 | TWh | 316 | Sub_sector | International transport | International aviation | Transport (int. aviation) | Energetic | transport_int_aviation_final_demand_biofuels | Biomass | EU | Energy demand | 0 | FEC
CY | TYNDP2026 | NT | 2050 | TWh | 317 | Sub_sector | International transport | International aviation | Transport (int. aviation) | Energetic | transport_int_aviation_final_demand_coal | Solids | EU | Energy demand | 0 | FEC
CY | TYNDP2026 | NT | 2050 | TWh | 318 | Sub_sector | International transport | International aviation | Transport (int. aviation) | Energetic | transport_int_aviation_final_demand_oil | Liquids | EU | Energy demand | 2.8946 | FEC
CY | TYNDP2026 | NT | 2050 | TWh | 319 | Sub_sector | International transport | International aviation | Transport (int. aviation) | Energetic | transport_int_aviation_final_demand_other | Others | EU | Energy demand | 0 | FEC
CY | TYNDP2026 | NT | 2050 | TWh | 320 | Sub_sector | International transport | International aviation | Transport (int. aviation) | Energetic | transport_int_aviation_final_demand_ammonia | Ammonia | EU | Energy demand | 0 | FEC
CY | TYNDP2026 | NT | 2050 | TWh | 322 | Sub_sector | International transport | International shipping | Transport (int. shipping) | Energetic | transport_int_shipping_final_demand_electricity | Electricity | EU | Energy demand | 0 | not_included_in_FEC
CY | TYNDP2026 | NT | 2050 | TWh | 323 | Sub_sector | International transport | International shipping | Transport (int. shipping) | Energetic | transport_int_shipping_final_demand_hydrogen | Hydrogen | EU | Energy demand | 0 | not_included_in_FEC
CY | TYNDP2026 | NT | 2050 | TWh | 324 | Sub_sector | International transport | International shipping | Transport (int. shipping) | Energetic | transport_int_shipping_final_demand_methane | Methane | EU | Energy demand | 0 | not_included_in_FEC
CY | TYNDP2026 | NT | 2050 | TWh | 325 | Sub_sector | International transport | International shipping | Transport (int. shipping) | Energetic | transport_int_shipping_final_demand_heat | Heat | EU | Energy demand | 0 | not_included_in_FEC
CY | TYNDP2026 | NT | 2050 | TWh | 326 | Sub_sector | International transport | International shipping | Transport (int. shipping) | Energetic | transport_int_shipping_final_demand_biofuels | Biomass | EU | Energy demand | 0 | not_included_in_FEC
CY | TYNDP2026 | NT | 2050 | TWh | 327 | Sub_sector | International transport | International shipping | Transport (int. shipping) | Energetic | transport_int_shipping_final_demand_coal | Solids | EU | Energy demand | 0 | not_included_in_FEC
CY | TYNDP2026 | NT | 2050 | TWh | 328 | Sub_sector | International transport | International shipping | Transport (int. shipping) | Energetic | transport_int_shipping_final_demand_oil | Liquids | EU | Energy demand | 0 | not_included_in_FEC
CY | TYNDP2026 | NT | 2050 | TWh | 329 | Sub_sector | International transport | International shipping | Transport (int. shipping) | Energetic | transport_int_shipping_final_demand_other | Others | EU | Energy demand | 0 | not_included_in_FEC
CY | TYNDP2026 | NT | 2050 | TWh | 330 | Sub_sector | International transport | International shipping | Transport (int. shipping) | Energetic | transport_int_shipping_final_demand_ammonia | Ammonia | EU | Energy demand | 0 | not_included_in_FEC
CY | TYNDP2026 | NT | 2050 | TWh | 332 | Sub_sector | Households | Space heating | Households (heating) | Energetic | households_heating_final_demand_electricity | Electricity | EU | Energy demand | 1.3209 | FEC
CY | TYNDP2026 | NT | 2050 | TWh | 333 | Sub_sector | Households | Space heating | Households (heating) | Energetic | households_heating_final_demand_hydrogen | Hydrogen | EU | Energy demand | 0 | FEC
CY | TYNDP2026 | NT | 2050 | TWh | 334 | Sub_sector | Households | Space heating | Households (heating) | Energetic | households_heating_final_demand_methane | Methane | EU | Energy demand | 0 | FEC
CY | TYNDP2026 | NT | 2050 | TWh | 335 | Sub_sector | Households | Space heating | Households (heating) | Energetic | households_heating_final_demand_heat | Heat | EU | Energy demand | 0 | FEC
CY | TYNDP2026 | NT | 2050 | TWh | 336 | Sub_sector | Households | Space heating | Households (heating) | Energetic | households_heating_final_demand_biomass | Biomass | EU | Energy demand | 0.27893 | FEC
CY | TYNDP2026 | NT | 2050 | TWh | 337 | Sub_sector | Households | Space heating | Households (heating) | Energetic | households_heating_final_demand_coal | Solids | EU | Energy demand | 0 | FEC
CY | TYNDP2026 | NT | 2050 | TWh | 338 | Sub_sector | Households | Space heating | Households (heating) | Energetic | households_heating_final_demand_oil | Liquids | EU | Energy demand | 0.20012 | FEC
CY | TYNDP2026 | NT | 2050 | TWh | 339 | Sub_sector | Households | Space heating | Households (heating) | Energetic | households_heating_final_demand_other | Others | EU | Energy demand | 0 | FEC
CY | TYNDP2026 | NT | 2050 | TWh | 340 | Sub_sector | Households | Space heating | Households (heating) | Energetic | households_heating_final_demand_ammonia | Ammonia | EU | Energy demand | 0 | FEC
CY | TYNDP2026 | NT | 2050 | TWh | 343 | Sub_sector | Households | Cooling | Households (cooling) | Energetic | households_cooling_final_demand_electricity | Electricity | EU | Energy demand | 0.48096 | FEC
CY | TYNDP2026 | NT | 2050 | TWh | 344 | Sub_sector | Households | Cooling | Households (cooling) | Energetic | households_cooling_final_demand_hydrogen | Hydrogen | EU | Energy demand | 0 | FEC
CY | TYNDP2026 | NT | 2050 | TWh | 345 | Sub_sector | Households | Cooling | Households (cooling) | Energetic | households_cooling_final_demand_methane | Methane | EU | Energy demand | 0 | FEC
CY | TYNDP2026 | NT | 2050 | TWh | 346 | Sub_sector | Households | Cooling | Households (cooling) | Energetic | households_cooling_final_demand_heat | Heat | EU | Energy demand | 0 | FEC
CY | TYNDP2026 | NT | 2050 | TWh | 347 | Sub_sector | Households | Cooling | Households (cooling) | Energetic | households_cooling_final_demand_biomass | Biomass | EU | Energy demand | 0 | FEC
CY | TYNDP2026 | NT | 2050 | TWh | 348 | Sub_sector | Households | Cooling | Households (cooling) | Energetic | households_cooling_final_demand_coal | Solids | EU | Energy demand | 0 | FEC
CY | TYNDP2026 | NT | 2050 | TWh | 349 | Sub_sector | Households | Cooling | Households (cooling) | Energetic | households_cooling_final_demand_oil | Liquids | EU | Energy demand | 0 | FEC
CY | TYNDP2026 | NT | 2050 | TWh | 350 | Sub_sector | Households | Cooling | Households (cooling) | Energetic | households_cooling_final_demand_other | Others | EU | Energy demand | 0 | FEC
CY | TYNDP2026 | NT | 2050 | TWh | 351 | Sub_sector | Households | Cooling | Households (cooling) | Energetic | households_cooling_final_demand_ammonia | Ammonia | EU | Energy demand | 0 | FEC
CY | TYNDP2026 | NT | 2050 | TWh | 354 | Sub_sector | Households | Hot water | Households (hot water) | Energetic | households_hot_water_final_demand_electricity | Electricity | EU | Energy demand | 0 | FEC
CY | TYNDP2026 | NT | 2050 | TWh | 355 | Sub_sector | Households | Hot water | Households (hot water) | Energetic | households_hot_water_final_demand_hydrogen | Hydrogen | EU | Energy demand | 0 | FEC
CY | TYNDP2026 | NT | 2050 | TWh | 356 | Sub_sector | Households | Hot water | Households (hot water) | Energetic | households_hot_water_final_demand_methane | Methane | EU | Energy demand | 0 | FEC
CY | TYNDP2026 | NT | 2050 | TWh | 357 | Sub_sector | Households | Hot water | Households (hot water) | Energetic | households_hot_water_final_demand_heat | Heat | EU | Energy demand | 0 | FEC
CY | TYNDP2026 | NT | 2050 | TWh | 358 | Sub_sector | Households | Hot water | Households (hot water) | Energetic | households_hot_water_final_demand_biomass | Biomass | EU | Energy demand | 0 | FEC
CY | TYNDP2026 | NT | 2050 | TWh | 359 | Sub_sector | Households | Hot water | Households (hot water) | Energetic | households_hot_water_final_demand_coal | Solids | EU | Energy demand | 0 | FEC
CY | TYNDP2026 | NT | 2050 | TWh | 360 | Sub_sector | Households | Hot water | Households (hot water) | Energetic | households_hot_water_final_demand_oil | Liquids | EU | Energy demand | 0 | FEC
CY | TYNDP2026 | NT | 2050 | TWh | 361 | Sub_sector | Households | Hot water | Households (hot water) | Energetic | households_hot_water_final_demand_other | Others | EU | Energy demand | 1.95 | FEC
CY | TYNDP2026 | NT | 2050 | TWh | 362 | Sub_sector | Households | Hot water | Households (hot water) | Energetic | households_hot_water_final_demand_ammonia | Ammonia | EU | Energy demand | 0 | FEC
CY | TYNDP2026 | NT | 2050 | TWh | 365 | Sub_sector | Households | Appliances | Households (appliances) | Energetic | households_appliances_final_demand_electricity | Electricity | EU | Energy demand | 0.51127 | FEC
CY | TYNDP2026 | NT | 2050 | TWh | 366 | Sub_sector | Households | Appliances | Households (appliances) | Energetic | households_appliances_final_demand_hydrogen | Hydrogen | EU | Energy demand | 0 | FEC
CY | TYNDP2026 | NT | 2050 | TWh | 367 | Sub_sector | Households | Appliances | Households (appliances) | Energetic | households_appliances_final_demand_methane | Methane | EU | Energy demand | 0 | FEC
CY | TYNDP2026 | NT | 2050 | TWh | 368 | Sub_sector | Households | Appliances | Households (appliances) | Energetic | households_appliances_final_demand_heat | Heat | EU | Energy demand | 0 | FEC
CY | TYNDP2026 | NT | 2050 | TWh | 369 | Sub_sector | Households | Appliances | Households (appliances) | Energetic | households_appliances_final_demand_biomass | Biomass | EU | Energy demand | 0 | FEC
CY | TYNDP2026 | NT | 2050 | TWh | 370 | Sub_sector | Households | Appliances | Households (appliances) | Energetic | households_appliances_final_demand_coal | Solids | EU | Energy demand | 0 | FEC
CY | TYNDP2026 | NT | 2050 | TWh | 371 | Sub_sector | Households | Appliances | Households (appliances) | Energetic | households_appliances_final_demand_oil | Liquids | EU | Energy demand | 0 | FEC
CY | TYNDP2026 | NT | 2050 | TWh | 372 | Sub_sector | Households | Appliances | Households (appliances) | Energetic | households_appliances_final_demand_other | Others | EU | Energy demand | 0 | FEC
CY | TYNDP2026 | NT | 2050 | TWh | 373 | Sub_sector | Households | Appliances | Households (appliances) | Energetic | households_appliances_final_demand_ammonia | Ammonia | EU | Energy demand | 0 | FEC
CY | TYNDP2026 | NT | 2050 | TWh | 375 | Sub_sector | Buildings | Space heating | Buildings (heat) | Energetic | buildings_heat_final_demand_electricity | Electricity | EU | Energy demand | 0.83724 | FEC
CY | TYNDP2026 | NT | 2050 | TWh | 376 | Sub_sector | Buildings | Space heating | Buildings (heat) | Energetic | buildings_heat_final_demand_hydrogen | Hydrogen | EU | Energy demand | 0 | FEC
CY | TYNDP2026 | NT | 2050 | TWh | 377 | Sub_sector | Buildings | Space heating | Buildings (heat) | Energetic | buildings_heat_final_demand_methane | Methane | EU | Energy demand | 0 | FEC
CY | TYNDP2026 | NT | 2050 | TWh | 378 | Sub_sector | Buildings | Space heating | Buildings (heat) | Energetic | buildings_heat_final_demand_heat | Heat | EU | Energy demand | 0.44597 | FEC
CY | TYNDP2026 | NT | 2050 | TWh | 379 | Sub_sector | Buildings | Space heating | Buildings (heat) | Energetic | buildings_heat_final_demand_biomass | Biomass | EU | Energy demand | 0.16996 | FEC
CY | TYNDP2026 | NT | 2050 | TWh | 380 | Sub_sector | Buildings | Space heating | Buildings (heat) | Energetic | buildings_heat_final_demand_coal | Solids | EU | Energy demand | 0 | FEC
CY | TYNDP2026 | NT | 2050 | TWh | 381 | Sub_sector | Buildings | Space heating | Buildings (heat) | Energetic | buildings_heat_final_demand_oil | Liquids | EU | Energy demand | 0 | FEC
CY | TYNDP2026 | NT | 2050 | TWh | 382 | Sub_sector | Buildings | Space heating | Buildings (heat) | Energetic | buildings_heat_final_demand_other | Others | EU | Energy demand | 0.20825 | FEC
CY | TYNDP2026 | NT | 2050 | TWh | 383 | Sub_sector | Buildings | Space heating | Buildings (heat) | Energetic | buildings_heat_final_demand_ammonia | Ammonia | EU | Energy demand | 0 | FEC
CY | TYNDP2026 | NT | 2050 | TWh | 386 | Sub_sector | Buildings | Cooling | Buildings (cooling) | Energetic | buildings_cooling_final_demand_electricity | Electricity | EU | Energy demand | 0.43991 | FEC
CY | TYNDP2026 | NT | 2050 | TWh | 387 | Sub_sector | Buildings | Cooling | Buildings (cooling) | Energetic | buildings_cooling_final_demand_hydrogen | Hydrogen | EU | Energy demand | 0 | FEC
CY | TYNDP2026 | NT | 2050 | TWh | 388 | Sub_sector | Buildings | Cooling | Buildings (cooling) | Energetic | buildings_cooling_final_demand_methane | Methane | EU | Energy demand | 0 | FEC
CY | TYNDP2026 | NT | 2050 | TWh | 389 | Sub_sector | Buildings | Cooling | Buildings (cooling) | Energetic | buildings_cooling_final_demand_heat | Heat | EU | Energy demand | 0 | FEC
CY | TYNDP2026 | NT | 2050 | TWh | 390 | Sub_sector | Buildings | Cooling | Buildings (cooling) | Energetic | buildings_cooling_final_demand_biomass | Biomass | EU | Energy demand | 0 | FEC
CY | TYNDP2026 | NT | 2050 | TWh | 391 | Sub_sector | Buildings | Cooling | Buildings (cooling) | Energetic | buildings_cooling_final_demand_coal | Solids | EU | Energy demand | 0 | FEC
CY | TYNDP2026 | NT | 2050 | TWh | 392 | Sub_sector | Buildings | Cooling | Buildings (cooling) | Energetic | buildings_cooling_final_demand_oil | Liquids | EU | Energy demand | 0 | FEC
CY | TYNDP2026 | NT | 2050 | TWh | 393 | Sub_sector | Buildings | Cooling | Buildings (cooling) | Energetic | buildings_cooling_final_demand_other | Others | EU | Energy demand | 0 | FEC
CY | TYNDP2026 | NT | 2050 | TWh | 394 | Sub_sector | Buildings | Cooling | Buildings (cooling) | Energetic | buildings_cooling_final_demand_ammonia | Ammonia | EU | Energy demand | 0 | FEC
CY | TYNDP2026 | NT | 2050 | TWh | 397 | Sub_sector | Buildings | Appliances | Buildings (appliances) | Energetic | buildings_appliances_final_demand_electricity | Electricity | EU | Energy demand | 1.406 | FEC
CY | TYNDP2026 | NT | 2050 | TWh | 398 | Sub_sector | Buildings | Appliances | Buildings (appliances) | Energetic | buildings_appliances_final_demand_hydrogen | Hydrogen | EU | Energy demand | 0 | FEC
CY | TYNDP2026 | NT | 2050 | TWh | 399 | Sub_sector | Buildings | Appliances | Buildings (appliances) | Energetic | buildings_appliances_final_demand_methane | Methane | EU | Energy demand | 0.0068025 | FEC
CY | TYNDP2026 | NT | 2050 | TWh | 400 | Sub_sector | Buildings | Appliances | Buildings (appliances) | Energetic | buildings_appliances_final_demand_heat | Heat | EU | Energy demand | 0 | FEC
CY | TYNDP2026 | NT | 2050 | TWh | 401 | Sub_sector | Buildings | Appliances | Buildings (appliances) | Energetic | buildings_appliances_final_demand_biomass | Biomass | EU | Energy demand | 0 | FEC
CY | TYNDP2026 | NT | 2050 | TWh | 402 | Sub_sector | Buildings | Appliances | Buildings (appliances) | Energetic | buildings_appliances_final_demand_coal | Solids | EU | Energy demand | 0 | FEC
CY | TYNDP2026 | NT | 2050 | TWh | 403 | Sub_sector | Buildings | Appliances | Buildings (appliances) | Energetic | buildings_appliances_final_demand_oil | Liquids | EU | Energy demand | 0 | FEC
CY | TYNDP2026 | NT | 2050 | TWh | 404 | Sub_sector | Buildings | Appliances | Buildings (appliances) | Energetic | buildings_appliances_final_demand_other | Others | EU | Energy demand | 0 | FEC
CY | TYNDP2026 | NT | 2050 | TWh | 405 | Sub_sector | Buildings | Appliances | Buildings (appliances) | Energetic | buildings_appliances_final_demand_ammonia | Ammonia | EU | Energy demand | 0 | FEC
CY | TYNDP2026 | NT | 2050 | TWh | 407 | Sub_sector | Buildings | Datacenters | Datacenters & ICT | Energetic | datacentres_final_demand_electricity_energetic | Electricity | EU | Energy demand | 0 | FEC
CY | TYNDP2026 | NT | 2050 | TWh | 408 | Sub_sector | Buildings | Datacenters | Datacenters & ICT | Energetic | datacentres_final_demand_hydrogen_energetic | Hydrogen | EU | Energy demand | 0 | FEC
CY | TYNDP2026 | NT | 2050 | TWh | 409 | Sub_sector | Buildings | Datacenters | Datacenters & ICT | Energetic | datacentres_final_demand_methane_energetic | Methane | EU | Energy demand | 0 | FEC
CY | TYNDP2026 | NT | 2050 | TWh | 410 | Sub_sector | Buildings | Datacenters | Datacenters & ICT | Energetic | datacentres_final_demand_heat_energetic | Heat | EU | Energy demand | 0 | FEC
CY | TYNDP2026 | NT | 2050 | TWh | 411 | Sub_sector | Buildings | Datacenters | Datacenters & ICT | Energetic | datacentres_final_demand_biomass_energetic | Biomass | EU | Energy demand | 0 | FEC
CY | TYNDP2026 | NT | 2050 | TWh | 412 | Sub_sector | Buildings | Datacenters | Datacenters & ICT | Energetic | datacentres_final_demand_coal_energetic | Solids | EU | Energy demand | 0 | FEC
CY | TYNDP2026 | NT | 2050 | TWh | 413 | Sub_sector | Buildings | Datacenters | Datacenters & ICT | Energetic | datacentres_final_demand_oil_energetic | Liquids | EU | Energy demand | 0 | FEC
CY | TYNDP2026 | NT | 2050 | TWh | 414 | Sub_sector | Buildings | Datacenters | Datacenters & ICT | Energetic | datacentres_final_demand_other_energetic | Others | EU | Energy demand | 0 | FEC
CY | TYNDP2026 | NT | 2050 | TWh | 415 | Sub_sector | Buildings | Datacenters | Datacenters & ICT | Energetic | datacentres_final_demand_ammonia_energetic | Ammonia | EU | Energy demand | 0 | FEC
CY | TYNDP2026 | NT | 2050 | TWh | 417 | Sub_sector | Transport | Others_Sector | Others_Sector | Energetic | other_final_demand_electricity_energetic | Electricity | EU | Energy demand | 0.10182 | FEC
CY | TYNDP2026 | NT | 2050 | TWh | 418 | Sub_sector | Transport | Others_Sector | Others_Sector | Energetic | other_final_demand_hydrogen_energetic | Hydrogen | EU | Energy demand | 0 | FEC
CY | TYNDP2026 | NT | 2050 | TWh | 419 | Sub_sector | Transport | Pipeline Transport | Others_Sector | Energetic | other_final_demand_methane_energetic | Methane | EU | Energy demand | 0 | FEC
CY | TYNDP2026 | NT | 2050 | TWh | 420 | Sub_sector | Transport | Others_Sector | Others_Sector | Energetic | other_final_demand_heat_energetic | Heat | EU | Energy demand | 0 | FEC
CY | TYNDP2026 | NT | 2050 | TWh | 421 | Sub_sector | Transport | Others_Sector | Others_Sector | Energetic | other_final_demand_biomass_energetic | Biomass | EU | Energy demand | 0 | FEC
CY | TYNDP2026 | NT | 2050 | TWh | 422 | Sub_sector | Transport | Others_Sector | Others_Sector | Energetic | other_final_demand_coal_energetic | Solids | EU | Energy demand | 0 | FEC
CY | TYNDP2026 | NT | 2050 | TWh | 423 | Sub_sector | Transport | Others_Sector | Others_Sector | Energetic | other_final_demand_oil_energetic | Liquids | EU | Energy demand | 0.099789 | FEC
CY | TYNDP2026 | NT | 2050 | TWh | 424 | Sub_sector | Others_Sector | Others_Sector | Others_Sector | Non-energetic | other_final_demand_oil_non_energetic | Liquids | EU | Energy demand | 0.027101 | not_included_in_FEC
CY | TYNDP2026 | NT | 2050 | TWh | 425 | Sub_sector | Transport | Others_Sector | Others_Sector | Energetic | other_final_demand_other_energetic | Others | EU | Energy demand | 0 | FEC
CY | TYNDP2026 | NT | 2050 | TWh | 426 | Sub_sector | Transport | Others_Sector | Others_Sector | Energetic | other_final_demand_ammonia_energetic | Ammonia | EU | Energy demand | 0 | FEC
CY | TYNDP2026 | NT | 2050 | TWh | 427 | Sub_sector | Industry | Surplus_Heat_in_Industry | Surplus_Heat_in_Industry | Energetic | final_demand_of_industry_unused_local_production_steam_hot_water | Heat | EU | Energy demand | 0 | FEC
CY | TYNDP2026 | NT | 2050 | TWh | 429 | Sub_sector | Agriculture | Total | Agriculture | Energetic | agriculture_final_demand_electricity_energetic | Electricity | EU | Energy demand | 0 | FEC
CY | TYNDP2026 | NT | 2050 | TWh | 430 | Sub_sector | Agriculture | Total | Agriculture | Energetic | agriculture_final_demand_hydrogen_energetic | Hydrogen | EU | Energy demand | 0 | FEC
CY | TYNDP2026 | NT | 2050 | TWh | 431 | Sub_sector | Agriculture | Total | Agriculture | Energetic | agriculture_final_demand_methane_energetic | Methane | EU | Energy demand | 0 | FEC
CY | TYNDP2026 | NT | 2050 | TWh | 432 | Sub_sector | Agriculture | Total | Agriculture | Energetic | agriculture_final_demand_heat_energetic | Heat | EU | Energy demand | 0.041367 | FEC
CY | TYNDP2026 | NT | 2050 | TWh | 433 | Sub_sector | Agriculture | Total | Agriculture | Energetic | agriculture_final_demand_biomass_energetic | Biomass | EU | Energy demand | 0.098548 | FEC
CY | TYNDP2026 | NT | 2050 | TWh | 434 | Sub_sector | Agriculture | Total | Agriculture | Energetic | agriculture_final_demand_coal_energetic | Solids | EU | Energy demand | 0 | FEC
CY | TYNDP2026 | NT | 2050 | TWh | 435 | Sub_sector | Agriculture | Total | Agriculture | Energetic | agriculture_final_demand_oil_energetic | Liquids | EU | Energy demand | 0.026226 | FEC
CY | TYNDP2026 | NT | 2050 | TWh | 436 | Sub_sector | Agriculture | Total | Agriculture | Energetic | agriculture_final_demand_other_energetic | Others | EU | Energy demand | 0 | FEC
CY | TYNDP2026 | NT | 2050 | TWh | 437 | Sub_sector | Agriculture | Total | Agriculture | Energetic | agriculture_final_demand_ammonia_energetic | Ammonia | EU | Energy demand | 0 | FEC
CY | TYNDP2026 | NT | 2050 | TWh | 447 | Sub_sector | Buildings | Surplus Energy | Buildings | Energetic | GAP | Electricity | EU | Energy demand | 0 | FEC
CY | TYNDP2026 | NT | 2050 | TWh | 448 | Sub_sector | Buildings | Surplus Energy | Buildings | Energetic | GAP | Hydrogen | EU | Energy demand | 0 | FEC
CY | TYNDP2026 | NT | 2050 | TWh | 449 | Sub_sector | Buildings | Surplus Energy | Buildings | Energetic | GAP | Methane | EU | Energy demand | 0 | FEC
CY | TYNDP2026 | NT | 2050 | TWh | 450 | Sub_sector | Buildings | Surplus Energy | Buildings | Energetic | GAP | Heat | EU | Energy demand | 0 | FEC
CY | TYNDP2026 | NT | 2050 | TWh | 451 | Sub_sector | Buildings | Surplus Energy | Buildings | Energetic | GAP | Biomass | EU | Energy demand | 0.0018849 | FEC
CY | TYNDP2026 | NT | 2050 | TWh | 452 | Sub_sector | Buildings | Surplus Energy | Buildings | Energetic | GAP | Solids | EU | Energy demand | 0 | FEC
CY | TYNDP2026 | NT | 2050 | TWh | 453 | Sub_sector | Buildings | Surplus Energy | Buildings | Energetic | GAP | Liquids | EU | Energy demand | 0.040029 | FEC
CY | TYNDP2026 | NT | 2050 | TWh | 454 | Sub_sector | Buildings | Surplus Energy | Buildings | Energetic | GAP | Others | EU | Energy demand | 0 | FEC
CY | TYNDP2026 | NT | 2050 | TWh | 455 | Sub_sector | Buildings | Surplus Energy | Buildings | Energetic | GAP | Ammonia | EU | Energy demand | 0 | FEC
CY | TYNDP2026 | NT | 2050 | TWh | 456 | Sub_sector | Households | Surplus Energy | Households | Energetic | GAP | Electricity | EU | Energy demand | 0 | FEC
CY | TYNDP2026 | NT | 2050 | TWh | 457 | Sub_sector | Households | Surplus Energy | Households | Energetic | GAP | Hydrogen | EU | Energy demand | 0 | FEC
CY | TYNDP2026 | NT | 2050 | TWh | 458 | Sub_sector | Households | Surplus Energy | Households | Energetic | GAP | Methane | EU | Energy demand | 0 | FEC
CY | TYNDP2026 | NT | 2050 | TWh | 459 | Sub_sector | Households | Surplus Energy | Households | Energetic | GAP | Heat | EU | Energy demand | 0 | FEC
CY | TYNDP2026 | NT | 2050 | TWh | 460 | Sub_sector | Households | Surplus Energy | Households | Energetic | GAP | Biomass | EU | Energy demand | 0 | FEC
CY | TYNDP2026 | NT | 2050 | TWh | 461 | Sub_sector | Households | Surplus Energy | Households | Energetic | GAP | Solids | EU | Energy demand | 0 | FEC
CY | TYNDP2026 | NT | 2050 | TWh | 462 | Sub_sector | Households | Surplus Energy | Households | Energetic | GAP | Liquids | EU | Energy demand | 0 | FEC
CY | TYNDP2026 | NT | 2050 | TWh | 463 | Sub_sector | Households | Surplus Energy | Households | Energetic | GAP | Others | EU | Energy demand | 0 | FEC
CY | TYNDP2026 | NT | 2050 | TWh | 464 | Sub_sector | Households | Surplus Energy | Households | Energetic | GAP | Ammonia | EU | Energy demand | 0 | FEC
CY | TYNDP2026 | HEV | 2035 | TWh | 102 | Sub_sector | Industry | Aluminium | Industry (aluminium) | Energetic | industry_aluminium_demand_electricity_energetic | Electricity | EU | Energy demand | 0 | FEC
CY | TYNDP2026 | HEV | 2035 | TWh | 103 | Sub_sector | Industry | Aluminium | Industry (aluminium) | Energetic | industry_aluminium_demand_hydrogen_energetic | Hydrogen | EU | Energy demand | 0 | FEC
CY | TYNDP2026 | HEV | 2035 | TWh | 104 | Sub_sector | Industry | Aluminium | Industry (aluminium) | Energetic | industry_aluminium_demand_methane_energetic | Methane | EU | Energy demand | 0 | FEC
CY | TYNDP2026 | HEV | 2035 | TWh | 105 | Sub_sector | Industry | Aluminium | Industry (aluminium) | Energetic | industry_aluminium_demand_heat_energetic | Heat | EU | Energy demand | 0 | FEC
CY | TYNDP2026 | HEV | 2035 | TWh | 106 | Sub_sector | Industry | Aluminium | Industry (aluminium) | Energetic | industry_aluminium_demand_biomass_energetic | Biomass | EU | Energy demand | 0 | FEC
CY | TYNDP2026 | HEV | 2035 | TWh | 107 | Sub_sector | Industry | Aluminium | Industry (aluminium) | Energetic | industry_aluminium_demand_coal_energetic | Solids | EU | Energy demand | 0 | FEC
CY | TYNDP2026 | HEV | 2035 | TWh | 108 | Sub_sector | Industry | Aluminium | Industry (aluminium) | Energetic | industry_aluminium_demand_oil_energetic | Liquids | EU | Energy demand | 0 | FEC
CY | TYNDP2026 | HEV | 2035 | TWh | 109 | Sub_sector | Industry | Aluminium | Industry (aluminium) | Energetic | industry_aluminium_demand_others_energetic | Others | EU | Energy demand | 0 | FEC
CY | TYNDP2026 | HEV | 2035 | TWh | 110 | Sub_sector | Industry | Aluminium | Industry (aluminium) | Energetic | industry_ammonia_demand_others_energetic | Ammonia | EU | Energy demand | 0 | FEC
CY | TYNDP2026 | HEV | 2035 | TWh | 112 | Sub_sector | Industry | Chemicals | Industry (chemicals, energetic) | Energetic | industry_chemical_demand_electricity_energetic | Electricity | EU | Energy demand | 0 | FEC
CY | TYNDP2026 | HEV | 2035 | TWh | 113 | Sub_sector | Industry | Chemicals | Industry (chemicals, energetic) | Energetic | industry_chemical_demand_hydrogen_energetic | Hydrogen | EU | Energy demand | 0 | FEC
CY | TYNDP2026 | HEV | 2035 | TWh | 114 | Sub_sector | Industry | Chemicals | Industry (chemicals, energetic) | Energetic | industry_chemical_demand_methane_energetic | Methane | EU | Energy demand | 0 | FEC
CY | TYNDP2026 | HEV | 2035 | TWh | 115 | Sub_sector | Industry | Chemicals | Industry (chemicals, energetic) | Energetic | industry_chemical_demand_heat_energetic | Heat | EU | Energy demand | 0 | FEC
CY | TYNDP2026 | HEV | 2035 | TWh | 116 | Sub_sector | Industry | Chemicals | Industry (chemicals, energetic) | Energetic | industry_chemical_demand_biomass_energetic | Biomass | EU | Energy demand | 0 | FEC
CY | TYNDP2026 | HEV | 2035 | TWh | 117 | Sub_sector | Industry | Chemicals | Industry (chemicals, energetic) | Energetic | industry_chemical_demand_coal_energetic | Solids | EU | Energy demand | 0 | FEC
CY | TYNDP2026 | HEV | 2035 | TWh | 118 | Sub_sector | Industry | Chemicals | Industry (chemicals, energetic) | Energetic | industry_chemical_demand_oil_energetic | Liquids | EU | Energy demand | 0 | FEC
CY | TYNDP2026 | HEV | 2035 | TWh | 119 | Sub_sector | Industry | Chemicals | Industry (chemicals, energetic) | Energetic | industry_chemical_demand_others_energetic | Others | EU | Energy demand | 0 | FEC
CY | TYNDP2026 | HEV | 2035 | TWh | 120 | Sub_sector | Industry | Chemicals | Industry (chemicals, energetic) | Energetic | industry_chemical_demand_ammonia_energetic | Ammonia | EU | Energy demand | 0 | FEC
CY | TYNDP2026 | HEV | 2035 | TWh | 122 | Sub_sector | Industry | Chemicals | Industry (chemicals, non-energetic) | Non-energetic | industry_chemical_demand_electricity_non_energetic | Electricity | EU | Energy demand | 0 | not_included_in_FEC
CY | TYNDP2026 | HEV | 2035 | TWh | 123 | Sub_sector | Industry | Chemicals | Industry (chemicals, non-energetic) | Non-energetic | industry_chemical_demand_hydrogen_non_energetic | Hydrogen | EU | Energy demand | 0 | not_included_in_FEC
CY | TYNDP2026 | HEV | 2035 | TWh | 124 | Sub_sector | Industry | Chemicals | Industry (chemicals, non-energetic) | Non-energetic | industry_chemical_demand_methane_non_energetic | Methane | EU | Energy demand | 0 | not_included_in_FEC
CY | TYNDP2026 | HEV | 2035 | TWh | 125 | Sub_sector | Industry | Chemicals | Industry (chemicals, non-energetic) | Non-energetic | industry_chemical_demand_heat_non_energetic | Heat | EU | Energy demand | 0 | not_included_in_FEC
CY | TYNDP2026 | HEV | 2035 | TWh | 126 | Sub_sector | Industry | Chemicals | Industry (chemicals, non-energetic) | Non-energetic | industry_chemical_demand_biomass_non_energetic | Biomass | EU | Energy demand | 0 | not_included_in_FEC
CY | TYNDP2026 | HEV | 2035 | TWh | 127 | Sub_sector | Industry | Chemicals | Industry (chemicals, non-energetic) | Non-energetic | industry_chemical_demand_coal_non_energetic | Solids | EU | Energy demand | 0 | not_included_in_FEC
CY | TYNDP2026 | HEV | 2035 | TWh | 128 | Sub_sector | Industry | Chemicals | Industry (chemicals, non-energetic) | Non-energetic | industry_chemical_demand_oil_non_energetic | Liquids | EU | Energy demand | 0 | not_included_in_FEC
CY | TYNDP2026 | HEV | 2035 | TWh | 129 | Sub_sector | Industry | Chemicals | Industry (chemicals, non-energetic) | Non-energetic | industry_chemical_demand_others_non_energetic | Others | EU | Energy demand | 0 | not_included_in_FEC
CY | TYNDP2026 | HEV | 2035 | TWh | 130 | Sub_sector | Industry | Chemicals | Industry (chemicals, non-energetic) | Non-energetic | industry_chemical_demand_ammonia_non_energetic | Ammonia | EU | Energy demand | 0 | not_included_in_FEC
CY | TYNDP2026 | HEV | 2035 | TWh | 132 | Sub_sector | Industry | Fertilizers | Industry (fertilizers, energetic) | Energetic | industry_fertilizers_demand_electricity_energetic | Electricity | EU | Energy demand | 0 | FEC
CY | TYNDP2026 | HEV | 2035 | TWh | 133 | Sub_sector | Industry | Fertilizers | Industry (fertilizers, energetic) | Energetic | industry_fertilizers_demand_hydrogen_energetic | Hydrogen | EU | Energy demand | 0 | FEC
CY | TYNDP2026 | HEV | 2035 | TWh | 134 | Sub_sector | Industry | Fertilizers | Industry (fertilizers, energetic) | Energetic | industry_fertilizers_demand_methane_energetic | Methane | EU | Energy demand | 0 | FEC
CY | TYNDP2026 | HEV | 2035 | TWh | 135 | Sub_sector | Industry | Fertilizers | Industry (fertilizers, energetic) | Energetic | industry_fertilizers_demand_heat_energetic | Heat | EU | Energy demand | 0 | FEC
CY | TYNDP2026 | HEV | 2035 | TWh | 136 | Sub_sector | Industry | Fertilizers | Industry (fertilizers, energetic) | Energetic | industry_fertilizers_demand_biomass_energetic | Biomass | EU | Energy demand | 0 | FEC
CY | TYNDP2026 | HEV | 2035 | TWh | 137 | Sub_sector | Industry | Fertilizers | Industry (fertilizers, energetic) | Energetic | industry_fertilizers_demand_coal_energetic | Solids | EU | Energy demand | 0 | FEC
CY | TYNDP2026 | HEV | 2035 | TWh | 138 | Sub_sector | Industry | Fertilizers | Industry (fertilizers, energetic) | Energetic | industry_fertilizers_demand_oil_energetic | Liquids | EU | Energy demand | 0 | FEC
CY | TYNDP2026 | HEV | 2035 | TWh | 139 | Sub_sector | Industry | Fertilizers | Industry (fertilizers, energetic) | Energetic | industry_fertilizers_demand_others_energetic | Others | EU | Energy demand | 0 | FEC
CY | TYNDP2026 | HEV | 2035 | TWh | 140 | Sub_sector | Industry | Fertilizers | Industry (fertilizers, energetic) | Energetic | industry_fertilizers_demand_ammonia_energetic | Ammonia | EU | Energy demand | 0 | FEC
CY | TYNDP2026 | HEV | 2035 | TWh | 142 | Sub_sector | Industry | Fertilizers | Industry (fertilizers, non-energetic) | Non-energetic | industry_fertilizers_demand_electricity_non_energetic | Electricity | EU | Energy demand | 0 | not_included_in_FEC
CY | TYNDP2026 | HEV | 2035 | TWh | 143 | Sub_sector | Industry | Fertilizers | Industry (fertilizers, non-energetic) | Non-energetic | industry_fertilizers_demand_hydrogen_non_energetic | Hydrogen | EU | Energy demand | 0 | not_included_in_FEC
CY | TYNDP2026 | HEV | 2035 | TWh | 144 | Sub_sector | Industry | Fertilizers | Industry (fertilizers, non-energetic) | Non-energetic | industry_fertilizers_demand_methane_non_energetic | Methane | EU | Energy demand | 0 | not_included_in_FEC
CY | TYNDP2026 | HEV | 2035 | TWh | 145 | Sub_sector | Industry | Fertilizers | Industry (fertilizers, non-energetic) | Non-energetic | industry_fertilizers_demand_heat_non_energetic | Heat | EU | Energy demand | 0 | not_included_in_FEC
CY | TYNDP2026 | HEV | 2035 | TWh | 146 | Sub_sector | Industry | Fertilizers | Industry (fertilizers, non-energetic) | Non-energetic | industry_fertilizers_demand_biomass_non_energetic | Biomass | EU | Energy demand | 0 | not_included_in_FEC
CY | TYNDP2026 | HEV | 2035 | TWh | 147 | Sub_sector | Industry | Fertilizers | Industry (fertilizers, non-energetic) | Non-energetic | industry_fertilizers_demand_coal_non_energetic | Solids | EU | Energy demand | 0 | not_included_in_FEC
CY | TYNDP2026 | HEV | 2035 | TWh | 148 | Sub_sector | Industry | Fertilizers | Industry (fertilizers, non-energetic) | Non-energetic | industry_fertilizers_demand_oil_non_energetic | Liquids | EU | Energy demand | 0 | not_included_in_FEC
CY | TYNDP2026 | HEV | 2035 | TWh | 149 | Sub_sector | Industry | Fertilizers | Industry (fertilizers, non-energetic) | Non-energetic | industry_fertilizers_demand_others_non_energetic | Others | EU | Energy demand | 0 | not_included_in_FEC
CY | TYNDP2026 | HEV | 2035 | TWh | 150 | Sub_sector | Industry | Fertilizers | Industry (fertilizers, non-energetic) | Non-energetic | industry_fertilizers_demand_ammonia_non_energetic | Ammonia | EU | Energy demand | 0 | not_included_in_FEC
CY | TYNDP2026 | HEV | 2035 | TWh | 152 | Sub_sector | Industry | Food | Industry (food) | Energetic | industry_food_demand_electricity_energetic | Electricity | EU | Energy demand | 0 | FEC
CY | TYNDP2026 | HEV | 2035 | TWh | 153 | Sub_sector | Industry | Food | Industry (food) | Energetic | industry_food_demand_hydrogen_energetic | Hydrogen | EU | Energy demand | 0 | FEC
CY | TYNDP2026 | HEV | 2035 | TWh | 154 | Sub_sector | Industry | Food | Industry (food) | Energetic | industry_food_demand_methane_energetic | Methane | EU | Energy demand | 0 | FEC
CY | TYNDP2026 | HEV | 2035 | TWh | 155 | Sub_sector | Industry | Food | Industry (food) | Energetic | industry_food_demand_heat_energetic | Heat | EU | Energy demand | 0 | FEC
CY | TYNDP2026 | HEV | 2035 | TWh | 156 | Sub_sector | Industry | Food | Industry (food) | Energetic | industry_food_demand_biomass_energetic | Biomass | EU | Energy demand | 0 | FEC
CY | TYNDP2026 | HEV | 2035 | TWh | 157 | Sub_sector | Industry | Food | Industry (food) | Energetic | industry_food_demand_coal_energetic | Solids | EU | Energy demand | 0 | FEC
CY | TYNDP2026 | HEV | 2035 | TWh | 158 | Sub_sector | Industry | Food | Industry (food) | Energetic | industry_food_demand_oil_energetic | Liquids | EU | Energy demand | 0 | FEC
CY | TYNDP2026 | HEV | 2035 | TWh | 159 | Sub_sector | Industry | Food | Industry (food) | Energetic | industry_food_demand_others_energetic | Others | EU | Energy demand | 0 | FEC
CY | TYNDP2026 | HEV | 2035 | TWh | 160 | Sub_sector | Industry | Food | Industry (food) | Energetic | industry_food_demand_ammonia_energetic | Ammonia | EU | Energy demand | 0 | FEC
CY | TYNDP2026 | HEV | 2035 | TWh | 162 | Sub_sector | Industry | Metals | Industry (metal) | Energetic | industry_metal_demand_electricity_energetic | Electricity | EU | Energy demand | 0 | FEC
CY | TYNDP2026 | HEV | 2035 | TWh | 163 | Sub_sector | Industry | Metals | Industry (metal) | Energetic | industry_metal_demand_hydrogen_energetic | Hydrogen | EU | Energy demand | 0 | FEC
CY | TYNDP2026 | HEV | 2035 | TWh | 164 | Sub_sector | Industry | Metals | Industry (metal) | Energetic | industry_metal_demand_methane_energetic | Methane | EU | Energy demand | 0 | FEC
CY | TYNDP2026 | HEV | 2035 | TWh | 165 | Sub_sector | Industry | Metals | Industry (metal) | Energetic | industry_metal_demand_heat_energetic | Heat | EU | Energy demand | 0 | FEC
CY | TYNDP2026 | HEV | 2035 | TWh | 166 | Sub_sector | Industry | Metals | Industry (metal) | Energetic | industry_metal_demand_biomass_energetic | Biomass | EU | Energy demand | 0 | FEC
CY | TYNDP2026 | HEV | 2035 | TWh | 167 | Sub_sector | Industry | Metals | Industry (metal) | Energetic | industry_metal_demand_coal_energetic | Solids | EU | Energy demand | 0 | FEC
CY | TYNDP2026 | HEV | 2035 | TWh | 168 | Sub_sector | Industry | Metals | Industry (metal) | Energetic | industry_metal_demand_oil_energetic | Liquids | EU | Energy demand | 0 | FEC
CY | TYNDP2026 | HEV | 2035 | TWh | 169 | Sub_sector | Industry | Metals | Industry (metal) | Energetic | industry_metal_demand_others_energetic | Others | EU | Energy demand | 0 | FEC
CY | TYNDP2026 | HEV | 2035 | TWh | 170 | Sub_sector | Industry | Metals | Industry (metal) | Energetic | industry_metal_demand_ammonia_energetic | Ammonia | EU | Energy demand | 0 | FEC
CY | TYNDP2026 | HEV | 2035 | TWh | 172 | Sub_sector | Industry | Others | Industry (other, energetic) | Energetic | industry_other_demand_electricity_energetic | Electricity | EU | Energy demand | 1.3284 | FEC
CY | TYNDP2026 | HEV | 2035 | TWh | 173 | Sub_sector | Industry | Others | Industry (other, energetic) | Energetic | industry_other_demand_hydrogen_energetic | Hydrogen | EU | Energy demand | 0 | FEC
CY | TYNDP2026 | HEV | 2035 | TWh | 174 | Sub_sector | Industry | Others | Industry (other, energetic) | Energetic | industry_other_demand_methane_energetic | Methane | EU | Energy demand | 0 | FEC
CY | TYNDP2026 | HEV | 2035 | TWh | 175 | Sub_sector | Industry | Others | Industry (other, energetic) | Energetic | industry_other_demand_heat_energetic | Heat | EU | Energy demand | 0.061234 | FEC
CY | TYNDP2026 | HEV | 2035 | TWh | 176 | Sub_sector | Industry | Others | Industry (other, energetic) | Energetic | industry_other_demand_biomass_energetic | Biomass | EU | Energy demand | 0.37123 | FEC
CY | TYNDP2026 | HEV | 2035 | TWh | 177 | Sub_sector | Industry | Others | Industry (other, energetic) | Energetic | industry_other_demand_coal_energetic | Solids | EU | Energy demand | 0.14018 | FEC
CY | TYNDP2026 | HEV | 2035 | TWh | 178 | Sub_sector | Industry | Others | Industry (other, energetic) | Energetic | industry_other_demand_oil_energetic | Liquids | EU | Energy demand | 0.15259 | FEC
CY | TYNDP2026 | HEV | 2035 | TWh | 179 | Sub_sector | Industry | Others | Industry (other, energetic) | Energetic | industry_other_demand_others_energetic | Others | EU | Energy demand | 0 | FEC
CY | TYNDP2026 | HEV | 2035 | TWh | 180 | Sub_sector | Industry | Others | Industry (other, energetic) | Energetic | industry_other_demand_ammonia_energetic | Ammonia | EU | Energy demand | 0 | FEC
CY | TYNDP2026 | HEV | 2035 | TWh | 182 | Sub_sector | Industry | Others | Industry (other, non-energetic) | Non-energetic | industry_other_demand_electricity_non_energetic | Electricity | EU | Energy demand | 0 | not_included_in_FEC
CY | TYNDP2026 | HEV | 2035 | TWh | 183 | Sub_sector | Industry | Others | Industry (other, non-energetic) | Non-energetic | industry_other_demand_hydrogen_non_energetic | Hydrogen | EU | Energy demand | 0 | not_included_in_FEC
CY | TYNDP2026 | HEV | 2035 | TWh | 184 | Sub_sector | Industry | Others | Industry (other, non-energetic) | Non-energetic | industry_other_demand_methane_non_energetic | Methane | EU | Energy demand | 0 | not_included_in_FEC
CY | TYNDP2026 | HEV | 2035 | TWh | 185 | Sub_sector | Industry | Others | Industry (other, non-energetic) | Non-energetic | industry_other_demand_heat_non_energetic | Heat | EU | Energy demand | 0 | not_included_in_FEC
CY | TYNDP2026 | HEV | 2035 | TWh | 186 | Sub_sector | Industry | Others | Industry (other, non-energetic) | Non-energetic | industry_other_demand_biomass_non_energetic | Biomass | EU | Energy demand | 0 | not_included_in_FEC
CY | TYNDP2026 | HEV | 2035 | TWh | 187 | Sub_sector | Industry | Others | Industry (other, non-energetic) | Non-energetic | industry_other_demand_coal_non_energetic | Solids | EU | Energy demand | 0 | not_included_in_FEC
CY | TYNDP2026 | HEV | 2035 | TWh | 188 | Sub_sector | Industry | Others | Industry (other, non-energetic) | Non-energetic | industry_other_demand_oil_non_energetic | Liquids | EU | Energy demand | 0 | not_included_in_FEC
CY | TYNDP2026 | HEV | 2035 | TWh | 189 | Sub_sector | Industry | Others | Industry (other, non-energetic) | Non-energetic | industry_other_demand_others_non_energetic | Others | EU | Energy demand | 0 | not_included_in_FEC
CY | TYNDP2026 | HEV | 2035 | TWh | 190 | Sub_sector | Industry | Others | Industry (other, non-energetic) | Non-energetic | industry_other_demand_ammonia_non_energetic | Ammonia | EU | Energy demand | 0 | not_included_in_FEC
CY | TYNDP2026 | HEV | 2035 | TWh | 192 | Sub_sector | Industry | Paper | Industry (paper) | Energetic | industry_paper_demand_electricity_energetic | Electricity | EU | Energy demand | 0 | FEC
CY | TYNDP2026 | HEV | 2035 | TWh | 193 | Sub_sector | Industry | Paper | Industry (paper) | Energetic | industry_paper_demand_hydrogen_energetic | Hydrogen | EU | Energy demand | 0 | FEC
CY | TYNDP2026 | HEV | 2035 | TWh | 194 | Sub_sector | Industry | Paper | Industry (paper) | Energetic | industry_paper_demand_methane_energetic | Methane | EU | Energy demand | 0 | FEC
CY | TYNDP2026 | HEV | 2035 | TWh | 195 | Sub_sector | Industry | Paper | Industry (paper) | Energetic | industry_paper_demand_heat_energetic | Heat | EU | Energy demand | 0 | FEC
CY | TYNDP2026 | HEV | 2035 | TWh | 196 | Sub_sector | Industry | Paper | Industry (paper) | Energetic | industry_paper_demand_biomass_energetic | Biomass | EU | Energy demand | 0 | FEC
CY | TYNDP2026 | HEV | 2035 | TWh | 197 | Sub_sector | Industry | Paper | Industry (paper) | Energetic | industry_paper_demand_coal_energetic | Solids | EU | Energy demand | 0 | FEC
CY | TYNDP2026 | HEV | 2035 | TWh | 198 | Sub_sector | Industry | Paper | Industry (paper) | Energetic | industry_paper_demand_oil_energetic | Liquids | EU | Energy demand | 0 | FEC
CY | TYNDP2026 | HEV | 2035 | TWh | 199 | Sub_sector | Industry | Paper | Industry (paper) | Energetic | industry_paper_demand_others_energetic | Others | EU | Energy demand | 0 | FEC
CY | TYNDP2026 | HEV | 2035 | TWh | 200 | Sub_sector | Industry | Paper | Industry (paper) | Energetic | industry_paper_demand_ammonia_energetic | Ammonia | EU | Energy demand | 0 | FEC
CY | TYNDP2026 | HEV | 2035 | TWh | 202 | Sub_sector | Industry | Refineries | Industry (refineries, energetic) | Energetic | industry_refinery_demand_electricity_energetic | Electricity | EU | Energy demand | 0 | not_included_in_FEC
CY | TYNDP2026 | HEV | 2035 | TWh | 203 | Sub_sector | Industry | Refineries | Industry (refineries, energetic) | Energetic | industry_refinery_demand_hydrogen_energetic | Hydrogen | EU | Energy demand | 0 | not_included_in_FEC
CY | TYNDP2026 | HEV | 2035 | TWh | 204 | Sub_sector | Industry | Refineries | Industry (refineries, energetic) | Energetic | industry_refinery_demand_methane_energetic | Methane | EU | Energy demand | 0 | not_included_in_FEC
CY | TYNDP2026 | HEV | 2035 | TWh | 205 | Sub_sector | Industry | Refineries | Industry (refineries, energetic) | Energetic | industry_refinery_demand_heat_energetic | Heat | EU | Energy demand | 0 | not_included_in_FEC
CY | TYNDP2026 | HEV | 2035 | TWh | 206 | Sub_sector | Industry | Refineries | Industry (refineries, energetic) | Energetic | industry_refinery_demand_biomass_energetic | Biomass | EU | Energy demand | 0 | not_included_in_FEC
CY | TYNDP2026 | HEV | 2035 | TWh | 207 | Sub_sector | Industry | Refineries | Industry (refineries, energetic) | Energetic | industry_refinery_demand_coal_energetic | Solids | EU | Energy demand | 0 | not_included_in_FEC
CY | TYNDP2026 | HEV | 2035 | TWh | 208 | Sub_sector | Industry | Refineries | Industry (refineries, energetic) | Energetic | industry_refinery_demand_oil_energetic | Liquids | EU | Energy demand | 0 | not_included_in_FEC
CY | TYNDP2026 | HEV | 2035 | TWh | 209 | Sub_sector | Industry | Refineries | Industry (refineries, energetic) | Energetic | industry_refinery_demand_others_energetic | Others | EU | Energy demand | 0 | not_included_in_FEC
CY | TYNDP2026 | HEV | 2035 | TWh | 210 | Sub_sector | Industry | Refineries | Industry (refineries, energetic) | Energetic | industry_refinery_demand_ammonia_energetic | Ammonia | EU | Energy demand | 0 | not_included_in_FEC
CY | TYNDP2026 | HEV | 2035 | TWh | 212 | Sub_sector | Industry | Refineries | Industry (refineries, non-energetic) | Non-energetic | industry_refinery_demand_electricity_non_energetic | Electricity | EU | Energy demand | 0 | not_included_in_FEC
CY | TYNDP2026 | HEV | 2035 | TWh | 213 | Sub_sector | Industry | Refineries | Industry (refineries, non-energetic) | Non-energetic | industry_refinery_demand_hydrogen_non_energetic | Hydrogen | EU | Energy demand | 0 | not_included_in_FEC
CY | TYNDP2026 | HEV | 2035 | TWh | 214 | Sub_sector | Industry | Refineries | Industry (refineries, non-energetic) | Non-energetic | industry_refinery_demand_methane_non_energetic | Methane | EU | Energy demand | 0 | not_included_in_FEC
CY | TYNDP2026 | HEV | 2035 | TWh | 215 | Sub_sector | Industry | Refineries | Industry (refineries, non-energetic) | Non-energetic | industry_refinery_demand_heat_non_energetic | Heat | EU | Energy demand | 0 | not_included_in_FEC
CY | TYNDP2026 | HEV | 2035 | TWh | 216 | Sub_sector | Industry | Refineries | Industry (refineries, non-energetic) | Non-energetic | industry_refinery_demand_biomass_non_energetic | Biomass | EU | Energy demand | 0 | not_included_in_FEC
CY | TYNDP2026 | HEV | 2035 | TWh | 217 | Sub_sector | Industry | Refineries | Industry (refineries, non-energetic) | Non-energetic | industry_refinery_demand_coal_non_energetic | Solids | EU | Energy demand | 0 | not_included_in_FEC
CY | TYNDP2026 | HEV | 2035 | TWh | 218 | Sub_sector | Industry | Refineries | Industry (refineries, non-energetic) | Non-energetic | industry_refinery_demand_oil_non_energetic | Liquids | EU | Energy demand | 0 | not_included_in_FEC
CY | TYNDP2026 | HEV | 2035 | TWh | 219 | Sub_sector | Industry | Refineries | Industry (refineries, non-energetic) | Non-energetic | industry_refinery_demand_others_non_energetic | Others | EU | Energy demand | 0 | not_included_in_FEC
CY | TYNDP2026 | HEV | 2035 | TWh | 220 | Sub_sector | Industry | Refineries | Industry (refineries, non-energetic) | Non-energetic | industry_refinery_demand_ammonia_non_energetic | Ammonia | EU | Energy demand | 0 | not_included_in_FEC
CY | TYNDP2026 | HEV | 2035 | TWh | 222 | Sub_sector | Industry | Steel | Industry (steel) | Energetic | industry_steel_demand_electricity_energetic | Electricity | EU | Energy demand | 0 | FEC
CY | TYNDP2026 | HEV | 2035 | TWh | 223 | Sub_sector | Industry | Steel | Industry (steel) | Energetic | industry_steel_demand_hydrogen_energetic | Hydrogen | EU | Energy demand | 0 | FEC
CY | TYNDP2026 | HEV | 2035 | TWh | 224 | Sub_sector | Industry | Steel | Industry (steel) | Energetic | industry_steel_demand_methane_energetic | Methane | EU | Energy demand | 0 | FEC
CY | TYNDP2026 | HEV | 2035 | TWh | 225 | Sub_sector | Industry | Steel | Industry (steel) | Energetic | industry_steel_demand_heat_energetic | Heat | EU | Energy demand | 0 | FEC
CY | TYNDP2026 | HEV | 2035 | TWh | 226 | Sub_sector | Industry | Steel | Industry (steel) | Energetic | industry_steel_demand_biomass_energetic | Biomass | EU | Energy demand | 0 | FEC
CY | TYNDP2026 | HEV | 2035 | TWh | 227 | Sub_sector | Industry | Steel | Industry (steel) | Energetic | industry_steel_demand_coal_energetic | Solids | EU | Energy demand | 0 | FEC
CY | TYNDP2026 | HEV | 2035 | TWh | 228 | Sub_sector | Industry | Steel | Industry (steel) | Energetic | industry_steel_demand_oil_energetic | Liquids | EU | Energy demand | 0 | FEC
CY | TYNDP2026 | HEV | 2035 | TWh | 229 | Sub_sector | Industry | Steel | Industry (steel) | Energetic | industry_steel_demand_others_energetic | Others | EU | Energy demand | 0 | FEC
CY | TYNDP2026 | HEV | 2035 | TWh | 230 | Sub_sector | Industry | Steel | Industry (steel) | Energetic | industry_steel_demand_ammonia_energetic | Ammonia | EU | Energy demand | 0 | FEC
CY | TYNDP2026 | HEV | 2035 | TWh | 232 | Sub_sector | Transport | Cars | Transport (cars) | Energetic | transport_cars_final_demand_electricity | Electricity | EU | Energy demand | 0.92048 | FEC
CY | TYNDP2026 | HEV | 2035 | TWh | 233 | Sub_sector | Transport | Cars | Transport (cars) | Energetic | transport_cars_final_demand_hydrogen | Hydrogen | EU | Energy demand | 0.0032001 | FEC
CY | TYNDP2026 | HEV | 2035 | TWh | 234 | Sub_sector | Transport | Cars | Transport (cars) | Energetic | transport_cars_final_demand_methane | Methane | EU | Energy demand | 0 | FEC
CY | TYNDP2026 | HEV | 2035 | TWh | 235 | Sub_sector | Transport | Cars | Transport (cars) | Energetic | transport_cars_final_demand_heat | Heat | EU | Energy demand | 0 | FEC
CY | TYNDP2026 | HEV | 2035 | TWh | 236 | Sub_sector | Transport | Cars | Transport (cars) | Energetic | transport_cars_final_demand_biomass | Biomass | EU | Energy demand | 0 | FEC
CY | TYNDP2026 | HEV | 2035 | TWh | 237 | Sub_sector | Transport | Cars | Transport (cars) | Energetic | transport_cars_final_demand_coal | Solids | EU | Energy demand | 0 | FEC
CY | TYNDP2026 | HEV | 2035 | TWh | 238 | Sub_sector | Transport | Cars | Transport (cars) | Energetic | transport_cars_final_demand_oil | Liquids | EU | Energy demand | 3.4194 | FEC
CY | TYNDP2026 | HEV | 2035 | TWh | 239 | Sub_sector | Transport | Cars | Transport (cars) | Energetic | transport_cars_final_demand_other | Others | EU | Energy demand | 0 | FEC
CY | TYNDP2026 | HEV | 2035 | TWh | 240 | Sub_sector | Transport | Cars | Transport (cars) | Energetic | transport_cars_final_demand_ammonia | Ammonia | EU | Energy demand | 0 | FEC
CY | TYNDP2026 | HEV | 2035 | TWh | 242 | Sub_sector | Transport | Busses | Transport (busses) | Energetic | transport_busses_final_demand_electricity | Electricity | EU | Energy demand | 0 | FEC
CY | TYNDP2026 | HEV | 2035 | TWh | 243 | Sub_sector | Transport | Busses | Transport (busses) | Energetic | transport_busses_final_demand_hydrogen | Hydrogen | EU | Energy demand | 0 | FEC
CY | TYNDP2026 | HEV | 2035 | TWh | 244 | Sub_sector | Transport | Busses | Transport (busses) | Energetic | transport_busses_final_demand_methane | Methane | EU | Energy demand | 0 | FEC
CY | TYNDP2026 | HEV | 2035 | TWh | 245 | Sub_sector | Transport | Busses | Transport (busses) | Energetic | transport_busses_final_demand_heat | Heat | EU | Energy demand | 0 | FEC
CY | TYNDP2026 | HEV | 2035 | TWh | 246 | Sub_sector | Transport | Busses | Transport (busses) | Energetic | transport_busses_final_demand_biomass | Biomass | EU | Energy demand | 0 | FEC
CY | TYNDP2026 | HEV | 2035 | TWh | 247 | Sub_sector | Transport | Busses | Transport (busses) | Energetic | transport_busses_final_demand_coal | Solids | EU | Energy demand | 0 | FEC
CY | TYNDP2026 | HEV | 2035 | TWh | 248 | Sub_sector | Transport | Busses | Transport (busses) | Energetic | transport_busses_final_demand_oil | Liquids | EU | Energy demand | 0 | FEC
CY | TYNDP2026 | HEV | 2035 | TWh | 249 | Sub_sector | Transport | Busses | Transport (busses) | Energetic | transport_busses_final_demand_other | Others | EU | Energy demand | 0 | FEC
CY | TYNDP2026 | HEV | 2035 | TWh | 250 | Sub_sector | Transport | Busses | Transport (busses) | Energetic | transport_busses_final_demand_ammonia | Ammonia | EU | Energy demand | 0 | FEC
CY | TYNDP2026 | HEV | 2035 | TWh | 252 | Sub_sector | Transport | Trucks | Transport (trucks) | Energetic | transport_trucks_final_demand_electricity | Electricity | EU | Energy demand | 0 | FEC
CY | TYNDP2026 | HEV | 2035 | TWh | 253 | Sub_sector | Transport | Trucks | Transport (trucks) | Energetic | transport_trucks_final_demand_hydrogen | Hydrogen | EU | Energy demand | 0 | FEC
CY | TYNDP2026 | HEV | 2035 | TWh | 254 | Sub_sector | Transport | Trucks | Transport (trucks) | Energetic | transport_trucks_final_demand_methane | Methane | EU | Energy demand | 0 | FEC
CY | TYNDP2026 | HEV | 2035 | TWh | 255 | Sub_sector | Transport | Trucks | Transport (trucks) | Energetic | transport_trucks_final_demand_heat | Heat | EU | Energy demand | 0 | FEC
CY | TYNDP2026 | HEV | 2035 | TWh | 256 | Sub_sector | Transport | Trucks | Transport (trucks) | Energetic | transport_trucks_final_demand_biomass | Biomass | EU | Energy demand | 0 | FEC
CY | TYNDP2026 | HEV | 2035 | TWh | 257 | Sub_sector | Transport | Trucks | Transport (trucks) | Energetic | transport_trucks_final_demand_coal | Solids | EU | Energy demand | 0 | FEC
CY | TYNDP2026 | HEV | 2035 | TWh | 258 | Sub_sector | Transport | Trucks | Transport (trucks) | Energetic | transport_trucks_final_demand_oil | Liquids | EU | Energy demand | 0 | FEC
CY | TYNDP2026 | HEV | 2035 | TWh | 259 | Sub_sector | Transport | Trucks | Transport (trucks) | Energetic | transport_trucks_final_demand_other | Others | EU | Energy demand | 0 | FEC
CY | TYNDP2026 | HEV | 2035 | TWh | 260 | Sub_sector | Transport | Trucks | Transport (trucks) | Energetic | transport_trucks_final_demand_ammonia | Ammonia | EU | Energy demand | 0 | FEC
CY | TYNDP2026 | HEV | 2035 | TWh | 262 | Sub_sector | Transport | Vans | Transport (vans) | Energetic | transport_vans_final_demand_electricity | Electricity | EU | Energy demand | 0 | FEC
CY | TYNDP2026 | HEV | 2035 | TWh | 263 | Sub_sector | Transport | Vans | Transport (vans) | Energetic | transport_vans_final_demand_hydrogen | Hydrogen | EU | Energy demand | 0 | FEC
CY | TYNDP2026 | HEV | 2035 | TWh | 264 | Sub_sector | Transport | Vans | Transport (vans) | Energetic | transport_vans_final_demand_methane | Methane | EU | Energy demand | 0 | FEC
CY | TYNDP2026 | HEV | 2035 | TWh | 265 | Sub_sector | Transport | Vans | Transport (vans) | Energetic | transport_vans_final_demand_heat | Heat | EU | Energy demand | 0 | FEC
CY | TYNDP2026 | HEV | 2035 | TWh | 266 | Sub_sector | Transport | Vans | Transport (vans) | Energetic | transport_vans_final_demand_biomass | Biomass | EU | Energy demand | 0 | FEC
CY | TYNDP2026 | HEV | 2035 | TWh | 267 | Sub_sector | Transport | Vans | Transport (vans) | Energetic | transport_vans_final_demand_coal | Solids | EU | Energy demand | 0 | FEC
CY | TYNDP2026 | HEV | 2035 | TWh | 268 | Sub_sector | Transport | Vans | Transport (vans) | Energetic | transport_vans_final_demand_oil | Liquids | EU | Energy demand | 0 | FEC
CY | TYNDP2026 | HEV | 2035 | TWh | 269 | Sub_sector | Transport | Vans | Transport (vans) | Energetic | transport_vans_final_demand_other | Others | EU | Energy demand | 0 | FEC
CY | TYNDP2026 | HEV | 2035 | TWh | 270 | Sub_sector | Transport | Vans | Transport (vans) | Energetic | transport_vans_final_demand_ammonia | Ammonia | EU | Energy demand | 0 | FEC
CY | TYNDP2026 | HEV | 2035 | TWh | 272 | Sub_sector | Transport | Freight trains | Transport (trains) | Energetic | transport_trains_final_demand_electricity | Electricity | EU | Energy demand | 0 | FEC
CY | TYNDP2026 | HEV | 2035 | TWh | 273 | Sub_sector | Transport | Freight trains | Transport (trains) | Energetic | transport_trains_final_demand_hydrogen | Hydrogen | EU | Energy demand | 0 | FEC
CY | TYNDP2026 | HEV | 2035 | TWh | 274 | Sub_sector | Transport | Freight trains | Transport (trains) | Energetic | transport_trains_final_demand_methane | Methane | EU | Energy demand | 0 | FEC
CY | TYNDP2026 | HEV | 2035 | TWh | 275 | Sub_sector | Transport | Freight trains | Transport (trains) | Energetic | transport_trains_final_demand_heat | Heat | EU | Energy demand | 0 | FEC
CY | TYNDP2026 | HEV | 2035 | TWh | 276 | Sub_sector | Transport | Freight trains | Transport (trains) | Energetic | transport_trains_final_demand_biomass | Biomass | EU | Energy demand | 0 | FEC
CY | TYNDP2026 | HEV | 2035 | TWh | 277 | Sub_sector | Transport | Freight trains | Transport (trains) | Energetic | transport_trains_final_demand_coal | Solids | EU | Energy demand | 0 | FEC
CY | TYNDP2026 | HEV | 2035 | TWh | 278 | Sub_sector | Transport | Freight trains | Transport (trains) | Energetic | transport_trains_final_demand_oil | Liquids | EU | Energy demand | 0 | FEC
CY | TYNDP2026 | HEV | 2035 | TWh | 279 | Sub_sector | Transport | Freight trains | Transport (trains) | Energetic | transport_trains_final_demand_other | Others | EU | Energy demand | 0 | FEC
CY | TYNDP2026 | HEV | 2035 | TWh | 280 | Sub_sector | Transport | Freight trains | Transport (trains) | Energetic | transport_trains_final_demand_ammonia | Ammonia | EU | Energy demand | 0 | FEC
CY | TYNDP2026 | HEV | 2035 | TWh | 282 | Sub_sector | Transport | Ships | Transport (ships) | Energetic | transport_ships_final_demand_electricity | Electricity | EU | Energy demand | 0.0018472 | FEC
CY | TYNDP2026 | HEV | 2035 | TWh | 283 | Sub_sector | Transport | Ships | Transport (ships) | Energetic | transport_ships_final_demand_hydrogen | Hydrogen | EU | Energy demand | 0 | FEC
CY | TYNDP2026 | HEV | 2035 | TWh | 284 | Sub_sector | Transport | Ships | Transport (ships) | Energetic | transport_ships_final_demand_methane | Methane | EU | Energy demand | 0 | FEC
CY | TYNDP2026 | HEV | 2035 | TWh | 285 | Sub_sector | Transport | Ships | Transport (ships) | Energetic | transport_ships_final_demand_heat | Heat | EU | Energy demand | 0 | FEC
CY | TYNDP2026 | HEV | 2035 | TWh | 286 | Sub_sector | Transport | Ships | Transport (ships) | Energetic | transport_ships_final_demand_biomass | Biomass | EU | Energy demand | 0 | FEC
CY | TYNDP2026 | HEV | 2035 | TWh | 287 | Sub_sector | Transport | Ships | Transport (ships) | Energetic | transport_ships_final_demand_coal | Solids | EU | Energy demand | 0 | FEC
CY | TYNDP2026 | HEV | 2035 | TWh | 288 | Sub_sector | Transport | Ships | Transport (ships) | Energetic | transport_ships_final_demand_oil | Liquids | EU | Energy demand | 0.04386 | FEC
CY | TYNDP2026 | HEV | 2035 | TWh | 289 | Sub_sector | Transport | Ships | Transport (ships) | Energetic | transport_ships_final_demand_other | Others | EU | Energy demand | 0 | FEC
CY | TYNDP2026 | HEV | 2035 | TWh | 290 | Sub_sector | Transport | Ships | Transport (ships) | Energetic | transport_ships_final_demand_ammonia | Ammonia | EU | Energy demand | 0 | FEC
CY | TYNDP2026 | HEV | 2035 | TWh | 292 | Sub_sector | Transport | Planes | Transport (planes) | Energetic | transport_planes_final_demand_electricity | Electricity | EU | Energy demand | 0 | FEC
CY | TYNDP2026 | HEV | 2035 | TWh | 293 | Sub_sector | Transport | Planes | Transport (planes) | Energetic | transport_planes_final_demand_hydrogen | Hydrogen | EU | Energy demand | 0 | FEC
CY | TYNDP2026 | HEV | 2035 | TWh | 294 | Sub_sector | Transport | Planes | Transport (planes) | Energetic | transport_planes_final_demand_methane | Methane | EU | Energy demand | 0 | FEC
CY | TYNDP2026 | HEV | 2035 | TWh | 295 | Sub_sector | Transport | Planes | Transport (planes) | Energetic | transport_planes_final_demand_heat | Heat | EU | Energy demand | 0 | FEC
CY | TYNDP2026 | HEV | 2035 | TWh | 296 | Sub_sector | Transport | Planes | Transport (planes) | Energetic | transport_planes_final_demand_biomass | Biomass | EU | Energy demand | 0 | FEC
CY | TYNDP2026 | HEV | 2035 | TWh | 297 | Sub_sector | Transport | Planes | Transport (planes) | Energetic | transport_planes_final_demand_coal | Solids | EU | Energy demand | 0 | FEC
CY | TYNDP2026 | HEV | 2035 | TWh | 298 | Sub_sector | Transport | Planes | Transport (planes) | Energetic | transport_planes_final_demand_oil | Liquids | EU | Energy demand | 0 | FEC
CY | TYNDP2026 | HEV | 2035 | TWh | 299 | Sub_sector | Transport | Planes | Transport (planes) | Energetic | transport_planes_final_demand_other | Others | EU | Energy demand | 0 | FEC
CY | TYNDP2026 | HEV | 2035 | TWh | 300 | Sub_sector | Transport | Planes | Transport (planes) | Energetic | transport_planes_final_demand_ammonia | Ammonia | EU | Energy demand | 0 | FEC
CY | TYNDP2026 | HEV | 2035 | TWh | 302 | Sub_sector | Transport | Others | Transport (others) | Energetic | transport_other_final_demand_electricity | Electricity | EU | Energy demand | 0 | FEC
CY | TYNDP2026 | HEV | 2035 | TWh | 303 | Sub_sector | Transport | Others | Transport (others) | Energetic | transport_other_final_demand_hydrogen | Hydrogen | EU | Energy demand | 0 | FEC
CY | TYNDP2026 | HEV | 2035 | TWh | 304 | Sub_sector | Transport | Others | Transport (others) | Energetic | transport_other_final_demand_methane | Methane | EU | Energy demand | 0 | FEC
CY | TYNDP2026 | HEV | 2035 | TWh | 305 | Sub_sector | Transport | Others | Transport (others) | Energetic | transport_other_final_demand_heat | Heat | EU | Energy demand | 0 | FEC
CY | TYNDP2026 | HEV | 2035 | TWh | 306 | Sub_sector | Transport | Others | Transport (others) | Energetic | transport_other_final_demand_biomass | Biomass | EU | Energy demand | 0 | FEC
CY | TYNDP2026 | HEV | 2035 | TWh | 307 | Sub_sector | Transport | Others | Transport (others) | Energetic | transport_other_final_demand_coal | Solids | EU | Energy demand | 0 | FEC
CY | TYNDP2026 | HEV | 2035 | TWh | 308 | Sub_sector | Transport | Others | Transport (others) | Energetic | transport_other_final_demand_oil | Liquids | EU | Energy demand | 0 | FEC
CY | TYNDP2026 | HEV | 2035 | TWh | 309 | Sub_sector | Transport | Others | Transport (others) | Energetic | transport_other_final_demand_other | Others | EU | Energy demand | 0 | FEC
CY | TYNDP2026 | HEV | 2035 | TWh | 310 | Sub_sector | Transport | Others | Transport (others) | Energetic | transport_other_final_demand_ammonia | Ammonia | EU | Energy demand | 0 | FEC
CY | TYNDP2026 | HEV | 2035 | TWh | 312 | Sub_sector | International transport | International aviation | Transport (int. aviation) | Energetic | transport_int_aviation_final_demand_electricity | Electricity | EU | Energy demand | 0 | FEC
CY | TYNDP2026 | HEV | 2035 | TWh | 313 | Sub_sector | International transport | International aviation | Transport (int. aviation) | Energetic | transport_int_aviation_final_demand_hydrogen | Hydrogen | EU | Energy demand | 0 | FEC
CY | TYNDP2026 | HEV | 2035 | TWh | 314 | Sub_sector | International transport | International aviation | Transport (int. aviation) | Energetic | transport_int_aviation_final_demand_methane | Methane | EU | Energy demand | 0 | FEC
CY | TYNDP2026 | HEV | 2035 | TWh | 315 | Sub_sector | International transport | International aviation | Transport (int. aviation) | Energetic | transport_int_aviation_final_demand_heat | Heat | EU | Energy demand | 0 | FEC
CY | TYNDP2026 | HEV | 2035 | TWh | 316 | Sub_sector | International transport | International aviation | Transport (int. aviation) | Energetic | transport_int_aviation_final_demand_biofuels | Biomass | EU | Energy demand | 0 | FEC
CY | TYNDP2026 | HEV | 2035 | TWh | 317 | Sub_sector | International transport | International aviation | Transport (int. aviation) | Energetic | transport_int_aviation_final_demand_coal | Solids | EU | Energy demand | 0 | FEC
CY | TYNDP2026 | HEV | 2035 | TWh | 318 | Sub_sector | International transport | International aviation | Transport (int. aviation) | Energetic | transport_int_aviation_final_demand_oil | Liquids | EU | Energy demand | 3.3326 | FEC
CY | TYNDP2026 | HEV | 2035 | TWh | 319 | Sub_sector | International transport | International aviation | Transport (int. aviation) | Energetic | transport_int_aviation_final_demand_other | Others | EU | Energy demand | 0 | FEC
CY | TYNDP2026 | HEV | 2035 | TWh | 320 | Sub_sector | International transport | International aviation | Transport (int. aviation) | Energetic | transport_int_aviation_final_demand_ammonia | Ammonia | EU | Energy demand | 0 | FEC
CY | TYNDP2026 | HEV | 2035 | TWh | 322 | Sub_sector | International transport | International shipping | Transport (int. shipping) | Energetic | transport_int_shipping_final_demand_electricity | Electricity | EU | Energy demand | 0 | not_included_in_FEC
CY | TYNDP2026 | HEV | 2035 | TWh | 323 | Sub_sector | International transport | International shipping | Transport (int. shipping) | Energetic | transport_int_shipping_final_demand_hydrogen | Hydrogen | EU | Energy demand | 0 | not_included_in_FEC
CY | TYNDP2026 | HEV | 2035 | TWh | 324 | Sub_sector | International transport | International shipping | Transport (int. shipping) | Energetic | transport_int_shipping_final_demand_methane | Methane | EU | Energy demand | 0 | not_included_in_FEC
CY | TYNDP2026 | HEV | 2035 | TWh | 325 | Sub_sector | International transport | International shipping | Transport (int. shipping) | Energetic | transport_int_shipping_final_demand_heat | Heat | EU | Energy demand | 0 | not_included_in_FEC
CY | TYNDP2026 | HEV | 2035 | TWh | 326 | Sub_sector | International transport | International shipping | Transport (int. shipping) | Energetic | transport_int_shipping_final_demand_biofuels | Biomass | EU | Energy demand | 0 | not_included_in_FEC
CY | TYNDP2026 | HEV | 2035 | TWh | 327 | Sub_sector | International transport | International shipping | Transport (int. shipping) | Energetic | transport_int_shipping_final_demand_coal | Solids | EU | Energy demand | 0 | not_included_in_FEC
CY | TYNDP2026 | HEV | 2035 | TWh | 328 | Sub_sector | International transport | International shipping | Transport (int. shipping) | Energetic | transport_int_shipping_final_demand_oil | Liquids | EU | Energy demand | 0 | not_included_in_FEC
CY | TYNDP2026 | HEV | 2035 | TWh | 329 | Sub_sector | International transport | International shipping | Transport (int. shipping) | Energetic | transport_int_shipping_final_demand_other | Others | EU | Energy demand | 0 | not_included_in_FEC
CY | TYNDP2026 | HEV | 2035 | TWh | 330 | Sub_sector | International transport | International shipping | Transport (int. shipping) | Energetic | transport_int_shipping_final_demand_ammonia | Ammonia | EU | Energy demand | 0 | not_included_in_FEC
CY | TYNDP2026 | HEV | 2035 | TWh | 332 | Sub_sector | Households | Space heating | Households (heating) | Energetic | households_heating_final_demand_electricity | Electricity | EU | Energy demand | 0.89168 | FEC
CY | TYNDP2026 | HEV | 2035 | TWh | 333 | Sub_sector | Households | Space heating | Households (heating) | Energetic | households_heating_final_demand_hydrogen | Hydrogen | EU | Energy demand | 0 | FEC
CY | TYNDP2026 | HEV | 2035 | TWh | 334 | Sub_sector | Households | Space heating | Households (heating) | Energetic | households_heating_final_demand_methane | Methane | EU | Energy demand | 0 | FEC
CY | TYNDP2026 | HEV | 2035 | TWh | 335 | Sub_sector | Households | Space heating | Households (heating) | Energetic | households_heating_final_demand_heat | Heat | EU | Energy demand | 0 | FEC
CY | TYNDP2026 | HEV | 2035 | TWh | 336 | Sub_sector | Households | Space heating | Households (heating) | Energetic | households_heating_final_demand_biomass | Biomass | EU | Energy demand | 0.14576 | FEC
CY | TYNDP2026 | HEV | 2035 | TWh | 337 | Sub_sector | Households | Space heating | Households (heating) | Energetic | households_heating_final_demand_coal | Solids | EU | Energy demand | 0 | FEC
CY | TYNDP2026 | HEV | 2035 | TWh | 338 | Sub_sector | Households | Space heating | Households (heating) | Energetic | households_heating_final_demand_oil | Liquids | EU | Energy demand | 0.75165 | FEC
CY | TYNDP2026 | HEV | 2035 | TWh | 339 | Sub_sector | Households | Space heating | Households (heating) | Energetic | households_heating_final_demand_other | Others | EU | Energy demand | 0 | FEC
CY | TYNDP2026 | HEV | 2035 | TWh | 340 | Sub_sector | Households | Space heating | Households (heating) | Energetic | households_heating_final_demand_ammonia | Ammonia | EU | Energy demand | 0 | FEC
CY | TYNDP2026 | HEV | 2035 | TWh | 343 | Sub_sector | Households | Cooling | Households (cooling) | Energetic | households_cooling_final_demand_electricity | Electricity | EU | Energy demand | 0.51779 | FEC
CY | TYNDP2026 | HEV | 2035 | TWh | 344 | Sub_sector | Households | Cooling | Households (cooling) | Energetic | households_cooling_final_demand_hydrogen | Hydrogen | EU | Energy demand | 0 | FEC
CY | TYNDP2026 | HEV | 2035 | TWh | 345 | Sub_sector | Households | Cooling | Households (cooling) | Energetic | households_cooling_final_demand_methane | Methane | EU | Energy demand | 0 | FEC
CY | TYNDP2026 | HEV | 2035 | TWh | 346 | Sub_sector | Households | Cooling | Households (cooling) | Energetic | households_cooling_final_demand_heat | Heat | EU | Energy demand | 0 | FEC
CY | TYNDP2026 | HEV | 2035 | TWh | 347 | Sub_sector | Households | Cooling | Households (cooling) | Energetic | households_cooling_final_demand_biomass | Biomass | EU | Energy demand | 0 | FEC
CY | TYNDP2026 | HEV | 2035 | TWh | 348 | Sub_sector | Households | Cooling | Households (cooling) | Energetic | households_cooling_final_demand_coal | Solids | EU | Energy demand | 0 | FEC
CY | TYNDP2026 | HEV | 2035 | TWh | 349 | Sub_sector | Households | Cooling | Households (cooling) | Energetic | households_cooling_final_demand_oil | Liquids | EU | Energy demand | 0 | FEC
CY | TYNDP2026 | HEV | 2035 | TWh | 350 | Sub_sector | Households | Cooling | Households (cooling) | Energetic | households_cooling_final_demand_other | Others | EU | Energy demand | 0 | FEC
CY | TYNDP2026 | HEV | 2035 | TWh | 351 | Sub_sector | Households | Cooling | Households (cooling) | Energetic | households_cooling_final_demand_ammonia | Ammonia | EU | Energy demand | 0 | FEC
CY | TYNDP2026 | HEV | 2035 | TWh | 354 | Sub_sector | Households | Hot water | Households (hot water) | Energetic | households_hot_water_final_demand_electricity | Electricity | EU | Energy demand | 0.23719 | FEC
CY | TYNDP2026 | HEV | 2035 | TWh | 355 | Sub_sector | Households | Hot water | Households (hot water) | Energetic | households_hot_water_final_demand_hydrogen | Hydrogen | EU | Energy demand | 0 | FEC
CY | TYNDP2026 | HEV | 2035 | TWh | 356 | Sub_sector | Households | Hot water | Households (hot water) | Energetic | households_hot_water_final_demand_methane | Methane | EU | Energy demand | 0 | FEC
CY | TYNDP2026 | HEV | 2035 | TWh | 357 | Sub_sector | Households | Hot water | Households (hot water) | Energetic | households_hot_water_final_demand_heat | Heat | EU | Energy demand | 0 | FEC
CY | TYNDP2026 | HEV | 2035 | TWh | 358 | Sub_sector | Households | Hot water | Households (hot water) | Energetic | households_hot_water_final_demand_biomass | Biomass | EU | Energy demand | 0.025894 | FEC
CY | TYNDP2026 | HEV | 2035 | TWh | 359 | Sub_sector | Households | Hot water | Households (hot water) | Energetic | households_hot_water_final_demand_coal | Solids | EU | Energy demand | 0 | FEC
CY | TYNDP2026 | HEV | 2035 | TWh | 360 | Sub_sector | Households | Hot water | Households (hot water) | Energetic | households_hot_water_final_demand_oil | Liquids | EU | Energy demand | 0.16985 | FEC
CY | TYNDP2026 | HEV | 2035 | TWh | 361 | Sub_sector | Households | Hot water | Households (hot water) | Energetic | households_hot_water_final_demand_other | Others | EU | Energy demand | 0.84394 | FEC
CY | TYNDP2026 | HEV | 2035 | TWh | 362 | Sub_sector | Households | Hot water | Households (hot water) | Energetic | households_hot_water_final_demand_ammonia | Ammonia | EU | Energy demand | 0 | FEC
CY | TYNDP2026 | HEV | 2035 | TWh | 365 | Sub_sector | Households | Appliances | Households (appliances) | Energetic | households_appliances_final_demand_electricity | Electricity | EU | Energy demand | 0.96404 | FEC
CY | TYNDP2026 | HEV | 2035 | TWh | 366 | Sub_sector | Households | Appliances | Households (appliances) | Energetic | households_appliances_final_demand_hydrogen | Hydrogen | EU | Energy demand | 0 | FEC
CY | TYNDP2026 | HEV | 2035 | TWh | 367 | Sub_sector | Households | Appliances | Households (appliances) | Energetic | households_appliances_final_demand_methane | Methane | EU | Energy demand | 0 | FEC
CY | TYNDP2026 | HEV | 2035 | TWh | 368 | Sub_sector | Households | Appliances | Households (appliances) | Energetic | households_appliances_final_demand_heat | Heat | EU | Energy demand | 0 | FEC
CY | TYNDP2026 | HEV | 2035 | TWh | 369 | Sub_sector | Households | Appliances | Households (appliances) | Energetic | households_appliances_final_demand_biomass | Biomass | EU | Energy demand | 0 | FEC
CY | TYNDP2026 | HEV | 2035 | TWh | 370 | Sub_sector | Households | Appliances | Households (appliances) | Energetic | households_appliances_final_demand_coal | Solids | EU | Energy demand | 0 | FEC
CY | TYNDP2026 | HEV | 2035 | TWh | 371 | Sub_sector | Households | Appliances | Households (appliances) | Energetic | households_appliances_final_demand_oil | Liquids | EU | Energy demand | 0 | FEC
CY | TYNDP2026 | HEV | 2035 | TWh | 372 | Sub_sector | Households | Appliances | Households (appliances) | Energetic | households_appliances_final_demand_other | Others | EU | Energy demand | 0 | FEC
CY | TYNDP2026 | HEV | 2035 | TWh | 373 | Sub_sector | Households | Appliances | Households (appliances) | Energetic | households_appliances_final_demand_ammonia | Ammonia | EU | Energy demand | 0 | FEC
CY | TYNDP2026 | HEV | 2035 | TWh | 375 | Sub_sector | Buildings | Space heating | Buildings (heat) | Energetic | buildings_heat_final_demand_electricity | Electricity | EU | Energy demand | 0.72439 | FEC
CY | TYNDP2026 | HEV | 2035 | TWh | 376 | Sub_sector | Buildings | Space heating | Buildings (heat) | Energetic | buildings_heat_final_demand_hydrogen | Hydrogen | EU | Energy demand | 0 | FEC
CY | TYNDP2026 | HEV | 2035 | TWh | 377 | Sub_sector | Buildings | Space heating | Buildings (heat) | Energetic | buildings_heat_final_demand_methane | Methane | EU | Energy demand | 0 | FEC
CY | TYNDP2026 | HEV | 2035 | TWh | 378 | Sub_sector | Buildings | Space heating | Buildings (heat) | Energetic | buildings_heat_final_demand_heat | Heat | EU | Energy demand | 0.19372 | FEC
CY | TYNDP2026 | HEV | 2035 | TWh | 379 | Sub_sector | Buildings | Space heating | Buildings (heat) | Energetic | buildings_heat_final_demand_biomass | Biomass | EU | Energy demand | 0.25494 | FEC
CY | TYNDP2026 | HEV | 2035 | TWh | 380 | Sub_sector | Buildings | Space heating | Buildings (heat) | Energetic | buildings_heat_final_demand_coal | Solids | EU | Energy demand | 0 | FEC
CY | TYNDP2026 | HEV | 2035 | TWh | 381 | Sub_sector | Buildings | Space heating | Buildings (heat) | Energetic | buildings_heat_final_demand_oil | Liquids | EU | Energy demand | 0.12583 | FEC
CY | TYNDP2026 | HEV | 2035 | TWh | 382 | Sub_sector | Buildings | Space heating | Buildings (heat) | Energetic | buildings_heat_final_demand_other | Others | EU | Energy demand | 0.20825 | FEC
CY | TYNDP2026 | HEV | 2035 | TWh | 383 | Sub_sector | Buildings | Space heating | Buildings (heat) | Energetic | buildings_heat_final_demand_ammonia | Ammonia | EU | Energy demand | 0 | FEC
CY | TYNDP2026 | HEV | 2035 | TWh | 386 | Sub_sector | Buildings | Cooling | Buildings (cooling) | Energetic | buildings_cooling_final_demand_electricity | Electricity | EU | Energy demand | 0.47818 | FEC
CY | TYNDP2026 | HEV | 2035 | TWh | 387 | Sub_sector | Buildings | Cooling | Buildings (cooling) | Energetic | buildings_cooling_final_demand_hydrogen | Hydrogen | EU | Energy demand | 0 | FEC
CY | TYNDP2026 | HEV | 2035 | TWh | 388 | Sub_sector | Buildings | Cooling | Buildings (cooling) | Energetic | buildings_cooling_final_demand_methane | Methane | EU | Energy demand | 0 | FEC
CY | TYNDP2026 | HEV | 2035 | TWh | 389 | Sub_sector | Buildings | Cooling | Buildings (cooling) | Energetic | buildings_cooling_final_demand_heat | Heat | EU | Energy demand | 0 | FEC
CY | TYNDP2026 | HEV | 2035 | TWh | 390 | Sub_sector | Buildings | Cooling | Buildings (cooling) | Energetic | buildings_cooling_final_demand_biomass | Biomass | EU | Energy demand | 0 | FEC
CY | TYNDP2026 | HEV | 2035 | TWh | 391 | Sub_sector | Buildings | Cooling | Buildings (cooling) | Energetic | buildings_cooling_final_demand_coal | Solids | EU | Energy demand | 0 | FEC
CY | TYNDP2026 | HEV | 2035 | TWh | 392 | Sub_sector | Buildings | Cooling | Buildings (cooling) | Energetic | buildings_cooling_final_demand_oil | Liquids | EU | Energy demand | 0 | FEC
CY | TYNDP2026 | HEV | 2035 | TWh | 393 | Sub_sector | Buildings | Cooling | Buildings (cooling) | Energetic | buildings_cooling_final_demand_other | Others | EU | Energy demand | 0 | FEC
CY | TYNDP2026 | HEV | 2035 | TWh | 394 | Sub_sector | Buildings | Cooling | Buildings (cooling) | Energetic | buildings_cooling_final_demand_ammonia | Ammonia | EU | Energy demand | 0 | FEC
CY | TYNDP2026 | HEV | 2035 | TWh | 397 | Sub_sector | Buildings | Appliances | Buildings (appliances) | Energetic | buildings_appliances_final_demand_electricity | Electricity | EU | Energy demand | 1.5709 | FEC
CY | TYNDP2026 | HEV | 2035 | TWh | 398 | Sub_sector | Buildings | Appliances | Buildings (appliances) | Energetic | buildings_appliances_final_demand_hydrogen | Hydrogen | EU | Energy demand | 0 | FEC
CY | TYNDP2026 | HEV | 2035 | TWh | 399 | Sub_sector | Buildings | Appliances | Buildings (appliances) | Energetic | buildings_appliances_final_demand_methane | Methane | EU | Energy demand | 0.012041 | FEC
CY | TYNDP2026 | HEV | 2035 | TWh | 400 | Sub_sector | Buildings | Appliances | Buildings (appliances) | Energetic | buildings_appliances_final_demand_heat | Heat | EU | Energy demand | 0 | FEC
CY | TYNDP2026 | HEV | 2035 | TWh | 401 | Sub_sector | Buildings | Appliances | Buildings (appliances) | Energetic | buildings_appliances_final_demand_biomass | Biomass | EU | Energy demand | 0 | FEC
CY | TYNDP2026 | HEV | 2035 | TWh | 402 | Sub_sector | Buildings | Appliances | Buildings (appliances) | Energetic | buildings_appliances_final_demand_coal | Solids | EU | Energy demand | 0 | FEC
CY | TYNDP2026 | HEV | 2035 | TWh | 403 | Sub_sector | Buildings | Appliances | Buildings (appliances) | Energetic | buildings_appliances_final_demand_oil | Liquids | EU | Energy demand | 0 | FEC
CY | TYNDP2026 | HEV | 2035 | TWh | 404 | Sub_sector | Buildings | Appliances | Buildings (appliances) | Energetic | buildings_appliances_final_demand_other | Others | EU | Energy demand | 0 | FEC
CY | TYNDP2026 | HEV | 2035 | TWh | 405 | Sub_sector | Buildings | Appliances | Buildings (appliances) | Energetic | buildings_appliances_final_demand_ammonia | Ammonia | EU | Energy demand | 0 | FEC
CY | TYNDP2026 | HEV | 2035 | TWh | 407 | Sub_sector | Buildings | Datacenters | Datacenters & ICT | Energetic | datacentres_final_demand_electricity_energetic | Electricity | EU | Energy demand | 0 | FEC
CY | TYNDP2026 | HEV | 2035 | TWh | 408 | Sub_sector | Buildings | Datacenters | Datacenters & ICT | Energetic | datacentres_final_demand_hydrogen_energetic | Hydrogen | EU | Energy demand | 0 | FEC
CY | TYNDP2026 | HEV | 2035 | TWh | 409 | Sub_sector | Buildings | Datacenters | Datacenters & ICT | Energetic | datacentres_final_demand_methane_energetic | Methane | EU | Energy demand | 0 | FEC
CY | TYNDP2026 | HEV | 2035 | TWh | 410 | Sub_sector | Buildings | Datacenters | Datacenters & ICT | Energetic | datacentres_final_demand_heat_energetic | Heat | EU | Energy demand | 0 | FEC
CY | TYNDP2026 | HEV | 2035 | TWh | 411 | Sub_sector | Buildings | Datacenters | Datacenters & ICT | Energetic | datacentres_final_demand_biomass_energetic | Biomass | EU | Energy demand | 0 | FEC
CY | TYNDP2026 | HEV | 2035 | TWh | 412 | Sub_sector | Buildings | Datacenters | Datacenters & ICT | Energetic | datacentres_final_demand_coal_energetic | Solids | EU | Energy demand | 0 | FEC
CY | TYNDP2026 | HEV | 2035 | TWh | 413 | Sub_sector | Buildings | Datacenters | Datacenters & ICT | Energetic | datacentres_final_demand_oil_energetic | Liquids | EU | Energy demand | 0 | FEC
CY | TYNDP2026 | HEV | 2035 | TWh | 414 | Sub_sector | Buildings | Datacenters | Datacenters & ICT | Energetic | datacentres_final_demand_other_energetic | Others | EU | Energy demand | 0 | FEC
CY | TYNDP2026 | HEV | 2035 | TWh | 415 | Sub_sector | Buildings | Datacenters | Datacenters & ICT | Energetic | datacentres_final_demand_ammonia_energetic | Ammonia | EU | Energy demand | 0 | FEC
CY | TYNDP2026 | HEV | 2035 | TWh | 417 | Sub_sector | Transport | Others_Sector | Others_Sector | Energetic | other_final_demand_electricity_energetic | Electricity | EU | Energy demand | 0.084542 | FEC
CY | TYNDP2026 | HEV | 2035 | TWh | 418 | Sub_sector | Transport | Others_Sector | Others_Sector | Energetic | other_final_demand_hydrogen_energetic | Hydrogen | EU | Energy demand | 0 | FEC
CY | TYNDP2026 | HEV | 2035 | TWh | 419 | Sub_sector | Transport | Pipeline Transport | Others_Sector | Energetic | other_final_demand_methane_energetic | Methane | EU | Energy demand | 0 | FEC
CY | TYNDP2026 | HEV | 2035 | TWh | 420 | Sub_sector | Transport | Others_Sector | Others_Sector | Energetic | other_final_demand_heat_energetic | Heat | EU | Energy demand | 0 | FEC
CY | TYNDP2026 | HEV | 2035 | TWh | 421 | Sub_sector | Transport | Others_Sector | Others_Sector | Energetic | other_final_demand_biomass_energetic | Biomass | EU | Energy demand | 0 | FEC
CY | TYNDP2026 | HEV | 2035 | TWh | 422 | Sub_sector | Transport | Others_Sector | Others_Sector | Energetic | other_final_demand_coal_energetic | Solids | EU | Energy demand | 0 | FEC
CY | TYNDP2026 | HEV | 2035 | TWh | 423 | Sub_sector | Transport | Others_Sector | Others_Sector | Energetic | other_final_demand_oil_energetic | Liquids | EU | Energy demand | 0.099789 | FEC
CY | TYNDP2026 | HEV | 2035 | TWh | 424 | Sub_sector | Others_Sector | Others_Sector | Others_Sector | Non-energetic | other_final_demand_oil_non_energetic | Liquids | EU | Energy demand | 0.027101 | not_included_in_FEC
CY | TYNDP2026 | HEV | 2035 | TWh | 425 | Sub_sector | Transport | Others_Sector | Others_Sector | Energetic | other_final_demand_other_energetic | Others | EU | Energy demand | 0 | FEC
CY | TYNDP2026 | HEV | 2035 | TWh | 426 | Sub_sector | Transport | Others_Sector | Others_Sector | Energetic | other_final_demand_ammonia_energetic | Ammonia | EU | Energy demand | 0 | FEC
CY | TYNDP2026 | HEV | 2035 | TWh | 427 | Sub_sector | Industry | Surplus_Heat_in_Industry | Surplus_Heat_in_Industry | Energetic | final_demand_of_industry_unused_local_production_steam_hot_water | Heat | EU | Energy demand | 0 | FEC
CY | TYNDP2026 | HEV | 2035 | TWh | 429 | Sub_sector | Agriculture | Total | Agriculture | Energetic | agriculture_final_demand_electricity_energetic | Electricity | EU | Energy demand | 0 | FEC
CY | TYNDP2026 | HEV | 2035 | TWh | 430 | Sub_sector | Agriculture | Total | Agriculture | Energetic | agriculture_final_demand_hydrogen_energetic | Hydrogen | EU | Energy demand | 0 | FEC
CY | TYNDP2026 | HEV | 2035 | TWh | 431 | Sub_sector | Agriculture | Total | Agriculture | Energetic | agriculture_final_demand_methane_energetic | Methane | EU | Energy demand | 0 | FEC
CY | TYNDP2026 | HEV | 2035 | TWh | 432 | Sub_sector | Agriculture | Total | Agriculture | Energetic | agriculture_final_demand_heat_energetic | Heat | EU | Energy demand | 0.010226 | FEC
CY | TYNDP2026 | HEV | 2035 | TWh | 433 | Sub_sector | Agriculture | Total | Agriculture | Energetic | agriculture_final_demand_biomass_energetic | Biomass | EU | Energy demand | 0.029569 | FEC
CY | TYNDP2026 | HEV | 2035 | TWh | 434 | Sub_sector | Agriculture | Total | Agriculture | Energetic | agriculture_final_demand_coal_energetic | Solids | EU | Energy demand | 0 | FEC
CY | TYNDP2026 | HEV | 2035 | TWh | 435 | Sub_sector | Agriculture | Total | Agriculture | Energetic | agriculture_final_demand_oil_energetic | Liquids | EU | Energy demand | 0.16597 | FEC
CY | TYNDP2026 | HEV | 2035 | TWh | 436 | Sub_sector | Agriculture | Total | Agriculture | Energetic | agriculture_final_demand_other_energetic | Others | EU | Energy demand | 0 | FEC
CY | TYNDP2026 | HEV | 2035 | TWh | 437 | Sub_sector | Agriculture | Total | Agriculture | Energetic | agriculture_final_demand_ammonia_energetic | Ammonia | EU | Energy demand | 0 | FEC
CY | TYNDP2026 | HEV | 2035 | TWh | 447 | Sub_sector | Buildings | Surplus Energy | Buildings | Energetic | GAP | Electricity | EU | Energy demand | 0 | FEC
CY | TYNDP2026 | HEV | 2035 | TWh | 448 | Sub_sector | Buildings | Surplus Energy | Buildings | Energetic | GAP | Hydrogen | EU | Energy demand | 0 | FEC
CY | TYNDP2026 | HEV | 2035 | TWh | 449 | Sub_sector | Buildings | Surplus Energy | Buildings | Energetic | GAP | Methane | EU | Energy demand | 0 | FEC
CY | TYNDP2026 | HEV | 2035 | TWh | 450 | Sub_sector | Buildings | Surplus Energy | Buildings | Energetic | GAP | Heat | EU | Energy demand | 0 | FEC
CY | TYNDP2026 | HEV | 2035 | TWh | 451 | Sub_sector | Buildings | Surplus Energy | Buildings | Energetic | GAP | Biomass | EU | Energy demand | 0.0033365 | FEC
CY | TYNDP2026 | HEV | 2035 | TWh | 452 | Sub_sector | Buildings | Surplus Energy | Buildings | Energetic | GAP | Solids | EU | Energy demand | 0 | FEC
CY | TYNDP2026 | HEV | 2035 | TWh | 453 | Sub_sector | Buildings | Surplus Energy | Buildings | Energetic | GAP | Liquids | EU | Energy demand | 0.070854 | FEC
CY | TYNDP2026 | HEV | 2035 | TWh | 454 | Sub_sector | Buildings | Surplus Energy | Buildings | Energetic | GAP | Others | EU | Energy demand | 0 | FEC
CY | TYNDP2026 | HEV | 2035 | TWh | 455 | Sub_sector | Buildings | Surplus Energy | Buildings | Energetic | GAP | Ammonia | EU | Energy demand | 0 | FEC
CY | TYNDP2026 | HEV | 2035 | TWh | 456 | Sub_sector | Households | Surplus Energy | Households | Energetic | GAP | Electricity | EU | Energy demand | 0 | FEC
CY | TYNDP2026 | HEV | 2035 | TWh | 457 | Sub_sector | Households | Surplus Energy | Households | Energetic | GAP | Hydrogen | EU | Energy demand | 0 | FEC
CY | TYNDP2026 | HEV | 2035 | TWh | 458 | Sub_sector | Households | Surplus Energy | Households | Energetic | GAP | Methane | EU | Energy demand | 0 | FEC
CY | TYNDP2026 | HEV | 2035 | TWh | 459 | Sub_sector | Households | Surplus Energy | Households | Energetic | GAP | Heat | EU | Energy demand | 0 | FEC
CY | TYNDP2026 | HEV | 2035 | TWh | 460 | Sub_sector | Households | Surplus Energy | Households | Energetic | GAP | Biomass | EU | Energy demand | 0 | FEC
CY | TYNDP2026 | HEV | 2035 | TWh | 461 | Sub_sector | Households | Surplus Energy | Households | Energetic | GAP | Solids | EU | Energy demand | 0 | FEC
CY | TYNDP2026 | HEV | 2035 | TWh | 462 | Sub_sector | Households | Surplus Energy | Households | Energetic | GAP | Liquids | EU | Energy demand | 0 | FEC
CY | TYNDP2026 | HEV | 2035 | TWh | 463 | Sub_sector | Households | Surplus Energy | Households | Energetic | GAP | Others | EU | Energy demand | 0 | FEC
CY | TYNDP2026 | HEV | 2035 | TWh | 464 | Sub_sector | Households | Surplus Energy | Households | Energetic | GAP | Ammonia | EU | Energy demand | 0 | FEC
CY | TYNDP2026 | HEV | 2040 | TWh | 102 | Sub_sector | Industry | Aluminium | Industry (aluminium) | Energetic | industry_aluminium_demand_electricity_energetic | Electricity | EU | Energy demand | 0 | FEC
CY | TYNDP2026 | HEV | 2040 | TWh | 103 | Sub_sector | Industry | Aluminium | Industry (aluminium) | Energetic | industry_aluminium_demand_hydrogen_energetic | Hydrogen | EU | Energy demand | 0 | FEC
CY | TYNDP2026 | HEV | 2040 | TWh | 104 | Sub_sector | Industry | Aluminium | Industry (aluminium) | Energetic | industry_aluminium_demand_methane_energetic | Methane | EU | Energy demand | 0 | FEC
CY | TYNDP2026 | HEV | 2040 | TWh | 105 | Sub_sector | Industry | Aluminium | Industry (aluminium) | Energetic | industry_aluminium_demand_heat_energetic | Heat | EU | Energy demand | 0 | FEC
CY | TYNDP2026 | HEV | 2040 | TWh | 106 | Sub_sector | Industry | Aluminium | Industry (aluminium) | Energetic | industry_aluminium_demand_biomass_energetic | Biomass | EU | Energy demand | 0 | FEC
CY | TYNDP2026 | HEV | 2040 | TWh | 107 | Sub_sector | Industry | Aluminium | Industry (aluminium) | Energetic | industry_aluminium_demand_coal_energetic | Solids | EU | Energy demand | 0 | FEC
CY | TYNDP2026 | HEV | 2040 | TWh | 108 | Sub_sector | Industry | Aluminium | Industry (aluminium) | Energetic | industry_aluminium_demand_oil_energetic | Liquids | EU | Energy demand | 0 | FEC
CY | TYNDP2026 | HEV | 2040 | TWh | 109 | Sub_sector | Industry | Aluminium | Industry (aluminium) | Energetic | industry_aluminium_demand_others_energetic | Others | EU | Energy demand | 0 | FEC
CY | TYNDP2026 | HEV | 2040 | TWh | 110 | Sub_sector | Industry | Aluminium | Industry (aluminium) | Energetic | industry_ammonia_demand_others_energetic | Ammonia | EU | Energy demand | 0 | FEC
CY | TYNDP2026 | HEV | 2040 | TWh | 112 | Sub_sector | Industry | Chemicals | Industry (chemicals, energetic) | Energetic | industry_chemical_demand_electricity_energetic | Electricity | EU | Energy demand | 0 | FEC
CY | TYNDP2026 | HEV | 2040 | TWh | 113 | Sub_sector | Industry | Chemicals | Industry (chemicals, energetic) | Energetic | industry_chemical_demand_hydrogen_energetic | Hydrogen | EU | Energy demand | 0 | FEC
CY | TYNDP2026 | HEV | 2040 | TWh | 114 | Sub_sector | Industry | Chemicals | Industry (chemicals, energetic) | Energetic | industry_chemical_demand_methane_energetic | Methane | EU | Energy demand | 0 | FEC
CY | TYNDP2026 | HEV | 2040 | TWh | 115 | Sub_sector | Industry | Chemicals | Industry (chemicals, energetic) | Energetic | industry_chemical_demand_heat_energetic | Heat | EU | Energy demand | 0 | FEC
CY | TYNDP2026 | HEV | 2040 | TWh | 116 | Sub_sector | Industry | Chemicals | Industry (chemicals, energetic) | Energetic | industry_chemical_demand_biomass_energetic | Biomass | EU | Energy demand | 0 | FEC
CY | TYNDP2026 | HEV | 2040 | TWh | 117 | Sub_sector | Industry | Chemicals | Industry (chemicals, energetic) | Energetic | industry_chemical_demand_coal_energetic | Solids | EU | Energy demand | 0 | FEC
CY | TYNDP2026 | HEV | 2040 | TWh | 118 | Sub_sector | Industry | Chemicals | Industry (chemicals, energetic) | Energetic | industry_chemical_demand_oil_energetic | Liquids | EU | Energy demand | 0 | FEC
CY | TYNDP2026 | HEV | 2040 | TWh | 119 | Sub_sector | Industry | Chemicals | Industry (chemicals, energetic) | Energetic | industry_chemical_demand_others_energetic | Others | EU | Energy demand | 0 | FEC
CY | TYNDP2026 | HEV | 2040 | TWh | 120 | Sub_sector | Industry | Chemicals | Industry (chemicals, energetic) | Energetic | industry_chemical_demand_ammonia_energetic | Ammonia | EU | Energy demand | 0 | FEC
CY | TYNDP2026 | HEV | 2040 | TWh | 122 | Sub_sector | Industry | Chemicals | Industry (chemicals, non-energetic) | Non-energetic | industry_chemical_demand_electricity_non_energetic | Electricity | EU | Energy demand | 0 | not_included_in_FEC
CY | TYNDP2026 | HEV | 2040 | TWh | 123 | Sub_sector | Industry | Chemicals | Industry (chemicals, non-energetic) | Non-energetic | industry_chemical_demand_hydrogen_non_energetic | Hydrogen | EU | Energy demand | 0 | not_included_in_FEC
CY | TYNDP2026 | HEV | 2040 | TWh | 124 | Sub_sector | Industry | Chemicals | Industry (chemicals, non-energetic) | Non-energetic | industry_chemical_demand_methane_non_energetic | Methane | EU | Energy demand | 0 | not_included_in_FEC
CY | TYNDP2026 | HEV | 2040 | TWh | 125 | Sub_sector | Industry | Chemicals | Industry (chemicals, non-energetic) | Non-energetic | industry_chemical_demand_heat_non_energetic | Heat | EU | Energy demand | 0 | not_included_in_FEC
CY | TYNDP2026 | HEV | 2040 | TWh | 126 | Sub_sector | Industry | Chemicals | Industry (chemicals, non-energetic) | Non-energetic | industry_chemical_demand_biomass_non_energetic | Biomass | EU | Energy demand | 0 | not_included_in_FEC
CY | TYNDP2026 | HEV | 2040 | TWh | 127 | Sub_sector | Industry | Chemicals | Industry (chemicals, non-energetic) | Non-energetic | industry_chemical_demand_coal_non_energetic | Solids | EU | Energy demand | 0 | not_included_in_FEC
CY | TYNDP2026 | HEV | 2040 | TWh | 128 | Sub_sector | Industry | Chemicals | Industry (chemicals, non-energetic) | Non-energetic | industry_chemical_demand_oil_non_energetic | Liquids | EU | Energy demand | 0 | not_included_in_FEC
CY | TYNDP2026 | HEV | 2040 | TWh | 129 | Sub_sector | Industry | Chemicals | Industry (chemicals, non-energetic) | Non-energetic | industry_chemical_demand_others_non_energetic | Others | EU | Energy demand | 0 | not_included_in_FEC
CY | TYNDP2026 | HEV | 2040 | TWh | 130 | Sub_sector | Industry | Chemicals | Industry (chemicals, non-energetic) | Non-energetic | industry_chemical_demand_ammonia_non_energetic | Ammonia | EU | Energy demand | 0 | not_included_in_FEC
CY | TYNDP2026 | HEV | 2040 | TWh | 132 | Sub_sector | Industry | Fertilizers | Industry (fertilizers, energetic) | Energetic | industry_fertilizers_demand_electricity_energetic | Electricity | EU | Energy demand | 0 | FEC
CY | TYNDP2026 | HEV | 2040 | TWh | 133 | Sub_sector | Industry | Fertilizers | Industry (fertilizers, energetic) | Energetic | industry_fertilizers_demand_hydrogen_energetic | Hydrogen | EU | Energy demand | 0 | FEC
CY | TYNDP2026 | HEV | 2040 | TWh | 134 | Sub_sector | Industry | Fertilizers | Industry (fertilizers, energetic) | Energetic | industry_fertilizers_demand_methane_energetic | Methane | EU | Energy demand | 0 | FEC
CY | TYNDP2026 | HEV | 2040 | TWh | 135 | Sub_sector | Industry | Fertilizers | Industry (fertilizers, energetic) | Energetic | industry_fertilizers_demand_heat_energetic | Heat | EU | Energy demand | 0 | FEC
CY | TYNDP2026 | HEV | 2040 | TWh | 136 | Sub_sector | Industry | Fertilizers | Industry (fertilizers, energetic) | Energetic | industry_fertilizers_demand_biomass_energetic | Biomass | EU | Energy demand | 0 | FEC
CY | TYNDP2026 | HEV | 2040 | TWh | 137 | Sub_sector | Industry | Fertilizers | Industry (fertilizers, energetic) | Energetic | industry_fertilizers_demand_coal_energetic | Solids | EU | Energy demand | 0 | FEC
CY | TYNDP2026 | HEV | 2040 | TWh | 138 | Sub_sector | Industry | Fertilizers | Industry (fertilizers, energetic) | Energetic | industry_fertilizers_demand_oil_energetic | Liquids | EU | Energy demand | 0 | FEC
CY | TYNDP2026 | HEV | 2040 | TWh | 139 | Sub_sector | Industry | Fertilizers | Industry (fertilizers, energetic) | Energetic | industry_fertilizers_demand_others_energetic | Others | EU | Energy demand | 0 | FEC
CY | TYNDP2026 | HEV | 2040 | TWh | 140 | Sub_sector | Industry | Fertilizers | Industry (fertilizers, energetic) | Energetic | industry_fertilizers_demand_ammonia_energetic | Ammonia | EU | Energy demand | 0 | FEC
CY | TYNDP2026 | HEV | 2040 | TWh | 142 | Sub_sector | Industry | Fertilizers | Industry (fertilizers, non-energetic) | Non-energetic | industry_fertilizers_demand_electricity_non_energetic | Electricity | EU | Energy demand | 0 | not_included_in_FEC
CY | TYNDP2026 | HEV | 2040 | TWh | 143 | Sub_sector | Industry | Fertilizers | Industry (fertilizers, non-energetic) | Non-energetic | industry_fertilizers_demand_hydrogen_non_energetic | Hydrogen | EU | Energy demand | 0 | not_included_in_FEC
CY | TYNDP2026 | HEV | 2040 | TWh | 144 | Sub_sector | Industry | Fertilizers | Industry (fertilizers, non-energetic) | Non-energetic | industry_fertilizers_demand_methane_non_energetic | Methane | EU | Energy demand | 0 | not_included_in_FEC
CY | TYNDP2026 | HEV | 2040 | TWh | 145 | Sub_sector | Industry | Fertilizers | Industry (fertilizers, non-energetic) | Non-energetic | industry_fertilizers_demand_heat_non_energetic | Heat | EU | Energy demand | 0 | not_included_in_FEC
CY | TYNDP2026 | HEV | 2040 | TWh | 146 | Sub_sector | Industry | Fertilizers | Industry (fertilizers, non-energetic) | Non-energetic | industry_fertilizers_demand_biomass_non_energetic | Biomass | EU | Energy demand | 0 | not_included_in_FEC
CY | TYNDP2026 | HEV | 2040 | TWh | 147 | Sub_sector | Industry | Fertilizers | Industry (fertilizers, non-energetic) | Non-energetic | industry_fertilizers_demand_coal_non_energetic | Solids | EU | Energy demand | 0 | not_included_in_FEC
CY | TYNDP2026 | HEV | 2040 | TWh | 148 | Sub_sector | Industry | Fertilizers | Industry (fertilizers, non-energetic) | Non-energetic | industry_fertilizers_demand_oil_non_energetic | Liquids | EU | Energy demand | 0 | not_included_in_FEC
CY | TYNDP2026 | HEV | 2040 | TWh | 149 | Sub_sector | Industry | Fertilizers | Industry (fertilizers, non-energetic) | Non-energetic | industry_fertilizers_demand_others_non_energetic | Others | EU | Energy demand | 0 | not_included_in_FEC
CY | TYNDP2026 | HEV | 2040 | TWh | 150 | Sub_sector | Industry | Fertilizers | Industry (fertilizers, non-energetic) | Non-energetic | industry_fertilizers_demand_ammonia_non_energetic | Ammonia | EU | Energy demand | 0 | not_included_in_FEC
CY | TYNDP2026 | HEV | 2040 | TWh | 152 | Sub_sector | Industry | Food | Industry (food) | Energetic | industry_food_demand_electricity_energetic | Electricity | EU | Energy demand | 0 | FEC
CY | TYNDP2026 | HEV | 2040 | TWh | 153 | Sub_sector | Industry | Food | Industry (food) | Energetic | industry_food_demand_hydrogen_energetic | Hydrogen | EU | Energy demand | 0 | FEC
CY | TYNDP2026 | HEV | 2040 | TWh | 154 | Sub_sector | Industry | Food | Industry (food) | Energetic | industry_food_demand_methane_energetic | Methane | EU | Energy demand | 0 | FEC
CY | TYNDP2026 | HEV | 2040 | TWh | 155 | Sub_sector | Industry | Food | Industry (food) | Energetic | industry_food_demand_heat_energetic | Heat | EU | Energy demand | 0 | FEC
CY | TYNDP2026 | HEV | 2040 | TWh | 156 | Sub_sector | Industry | Food | Industry (food) | Energetic | industry_food_demand_biomass_energetic | Biomass | EU | Energy demand | 0 | FEC
CY | TYNDP2026 | HEV | 2040 | TWh | 157 | Sub_sector | Industry | Food | Industry (food) | Energetic | industry_food_demand_coal_energetic | Solids | EU | Energy demand | 0 | FEC
CY | TYNDP2026 | HEV | 2040 | TWh | 158 | Sub_sector | Industry | Food | Industry (food) | Energetic | industry_food_demand_oil_energetic | Liquids | EU | Energy demand | 0 | FEC
CY | TYNDP2026 | HEV | 2040 | TWh | 159 | Sub_sector | Industry | Food | Industry (food) | Energetic | industry_food_demand_others_energetic | Others | EU | Energy demand | 0 | FEC
CY | TYNDP2026 | HEV | 2040 | TWh | 160 | Sub_sector | Industry | Food | Industry (food) | Energetic | industry_food_demand_ammonia_energetic | Ammonia | EU | Energy demand | 0 | FEC
CY | TYNDP2026 | HEV | 2040 | TWh | 162 | Sub_sector | Industry | Metals | Industry (metal) | Energetic | industry_metal_demand_electricity_energetic | Electricity | EU | Energy demand | 0 | FEC
CY | TYNDP2026 | HEV | 2040 | TWh | 163 | Sub_sector | Industry | Metals | Industry (metal) | Energetic | industry_metal_demand_hydrogen_energetic | Hydrogen | EU | Energy demand | 0 | FEC
CY | TYNDP2026 | HEV | 2040 | TWh | 164 | Sub_sector | Industry | Metals | Industry (metal) | Energetic | industry_metal_demand_methane_energetic | Methane | EU | Energy demand | 0 | FEC
CY | TYNDP2026 | HEV | 2040 | TWh | 165 | Sub_sector | Industry | Metals | Industry (metal) | Energetic | industry_metal_demand_heat_energetic | Heat | EU | Energy demand | 0 | FEC
CY | TYNDP2026 | HEV | 2040 | TWh | 166 | Sub_sector | Industry | Metals | Industry (metal) | Energetic | industry_metal_demand_biomass_energetic | Biomass | EU | Energy demand | 0 | FEC
CY | TYNDP2026 | HEV | 2040 | TWh | 167 | Sub_sector | Industry | Metals | Industry (metal) | Energetic | industry_metal_demand_coal_energetic | Solids | EU | Energy demand | 0 | FEC
CY | TYNDP2026 | HEV | 2040 | TWh | 168 | Sub_sector | Industry | Metals | Industry (metal) | Energetic | industry_metal_demand_oil_energetic | Liquids | EU | Energy demand | 0 | FEC
CY | TYNDP2026 | HEV | 2040 | TWh | 169 | Sub_sector | Industry | Metals | Industry (metal) | Energetic | industry_metal_demand_others_energetic | Others | EU | Energy demand | 0 | FEC
CY | TYNDP2026 | HEV | 2040 | TWh | 170 | Sub_sector | Industry | Metals | Industry (metal) | Energetic | industry_metal_demand_ammonia_energetic | Ammonia | EU | Energy demand | 0 | FEC
CY | TYNDP2026 | HEV | 2040 | TWh | 172 | Sub_sector | Industry | Others | Industry (other, energetic) | Energetic | industry_other_demand_electricity_energetic | Electricity | EU | Energy demand | 1.5198 | FEC
CY | TYNDP2026 | HEV | 2040 | TWh | 173 | Sub_sector | Industry | Others | Industry (other, energetic) | Energetic | industry_other_demand_hydrogen_energetic | Hydrogen | EU | Energy demand | 0 | FEC
CY | TYNDP2026 | HEV | 2040 | TWh | 174 | Sub_sector | Industry | Others | Industry (other, energetic) | Energetic | industry_other_demand_methane_energetic | Methane | EU | Energy demand | 0 | FEC
CY | TYNDP2026 | HEV | 2040 | TWh | 175 | Sub_sector | Industry | Others | Industry (other, energetic) | Energetic | industry_other_demand_heat_energetic | Heat | EU | Energy demand | 0.11524 | FEC
CY | TYNDP2026 | HEV | 2040 | TWh | 176 | Sub_sector | Industry | Others | Industry (other, energetic) | Energetic | industry_other_demand_biomass_energetic | Biomass | EU | Energy demand | 0.30506 | FEC
CY | TYNDP2026 | HEV | 2040 | TWh | 177 | Sub_sector | Industry | Others | Industry (other, energetic) | Energetic | industry_other_demand_coal_energetic | Solids | EU | Energy demand | 0.065056 | FEC
CY | TYNDP2026 | HEV | 2040 | TWh | 178 | Sub_sector | Industry | Others | Industry (other, energetic) | Energetic | industry_other_demand_oil_energetic | Liquids | EU | Energy demand | 0.074569 | FEC
CY | TYNDP2026 | HEV | 2040 | TWh | 179 | Sub_sector | Industry | Others | Industry (other, energetic) | Energetic | industry_other_demand_others_energetic | Others | EU | Energy demand | 0 | FEC
CY | TYNDP2026 | HEV | 2040 | TWh | 180 | Sub_sector | Industry | Others | Industry (other, energetic) | Energetic | industry_other_demand_ammonia_energetic | Ammonia | EU | Energy demand | 0 | FEC
CY | TYNDP2026 | HEV | 2040 | TWh | 182 | Sub_sector | Industry | Others | Industry (other, non-energetic) | Non-energetic | industry_other_demand_electricity_non_energetic | Electricity | EU | Energy demand | 0 | not_included_in_FEC
CY | TYNDP2026 | HEV | 2040 | TWh | 183 | Sub_sector | Industry | Others | Industry (other, non-energetic) | Non-energetic | industry_other_demand_hydrogen_non_energetic | Hydrogen | EU | Energy demand | 0 | not_included_in_FEC
CY | TYNDP2026 | HEV | 2040 | TWh | 184 | Sub_sector | Industry | Others | Industry (other, non-energetic) | Non-energetic | industry_other_demand_methane_non_energetic | Methane | EU | Energy demand | 0 | not_included_in_FEC
CY | TYNDP2026 | HEV | 2040 | TWh | 185 | Sub_sector | Industry | Others | Industry (other, non-energetic) | Non-energetic | industry_other_demand_heat_non_energetic | Heat | EU | Energy demand | 0 | not_included_in_FEC
CY | TYNDP2026 | HEV | 2040 | TWh | 186 | Sub_sector | Industry | Others | Industry (other, non-energetic) | Non-energetic | industry_other_demand_biomass_non_energetic | Biomass | EU | Energy demand | 0 | not_included_in_FEC
CY | TYNDP2026 | HEV | 2040 | TWh | 187 | Sub_sector | Industry | Others | Industry (other, non-energetic) | Non-energetic | industry_other_demand_coal_non_energetic | Solids | EU | Energy demand | 0 | not_included_in_FEC
CY | TYNDP2026 | HEV | 2040 | TWh | 188 | Sub_sector | Industry | Others | Industry (other, non-energetic) | Non-energetic | industry_other_demand_oil_non_energetic | Liquids | EU | Energy demand | 0 | not_included_in_FEC
CY | TYNDP2026 | HEV | 2040 | TWh | 189 | Sub_sector | Industry | Others | Industry (other, non-energetic) | Non-energetic | industry_other_demand_others_non_energetic | Others | EU | Energy demand | 0 | not_included_in_FEC
CY | TYNDP2026 | HEV | 2040 | TWh | 190 | Sub_sector | Industry | Others | Industry (other, non-energetic) | Non-energetic | industry_other_demand_ammonia_non_energetic | Ammonia | EU | Energy demand | 0 | not_included_in_FEC
CY | TYNDP2026 | HEV | 2040 | TWh | 192 | Sub_sector | Industry | Paper | Industry (paper) | Energetic | industry_paper_demand_electricity_energetic | Electricity | EU | Energy demand | 0 | FEC
CY | TYNDP2026 | HEV | 2040 | TWh | 193 | Sub_sector | Industry | Paper | Industry (paper) | Energetic | industry_paper_demand_hydrogen_energetic | Hydrogen | EU | Energy demand | 0 | FEC
CY | TYNDP2026 | HEV | 2040 | TWh | 194 | Sub_sector | Industry | Paper | Industry (paper) | Energetic | industry_paper_demand_methane_energetic | Methane | EU | Energy demand | 0 | FEC
CY | TYNDP2026 | HEV | 2040 | TWh | 195 | Sub_sector | Industry | Paper | Industry (paper) | Energetic | industry_paper_demand_heat_energetic | Heat | EU | Energy demand | 0 | FEC
CY | TYNDP2026 | HEV | 2040 | TWh | 196 | Sub_sector | Industry | Paper | Industry (paper) | Energetic | industry_paper_demand_biomass_energetic | Biomass | EU | Energy demand | 0 | FEC
CY | TYNDP2026 | HEV | 2040 | TWh | 197 | Sub_sector | Industry | Paper | Industry (paper) | Energetic | industry_paper_demand_coal_energetic | Solids | EU | Energy demand | 0 | FEC
CY | TYNDP2026 | HEV | 2040 | TWh | 198 | Sub_sector | Industry | Paper | Industry (paper) | Energetic | industry_paper_demand_oil_energetic | Liquids | EU | Energy demand | 0 | FEC
CY | TYNDP2026 | HEV | 2040 | TWh | 199 | Sub_sector | Industry | Paper | Industry (paper) | Energetic | industry_paper_demand_others_energetic | Others | EU | Energy demand | 0 | FEC
CY | TYNDP2026 | HEV | 2040 | TWh | 200 | Sub_sector | Industry | Paper | Industry (paper) | Energetic | industry_paper_demand_ammonia_energetic | Ammonia | EU | Energy demand | 0 | FEC
CY | TYNDP2026 | HEV | 2040 | TWh | 202 | Sub_sector | Industry | Refineries | Industry (refineries, energetic) | Energetic | industry_refinery_demand_electricity_energetic | Electricity | EU | Energy demand | 0 | not_included_in_FEC
CY | TYNDP2026 | HEV | 2040 | TWh | 203 | Sub_sector | Industry | Refineries | Industry (refineries, energetic) | Energetic | industry_refinery_demand_hydrogen_energetic | Hydrogen | EU | Energy demand | 0 | not_included_in_FEC
CY | TYNDP2026 | HEV | 2040 | TWh | 204 | Sub_sector | Industry | Refineries | Industry (refineries, energetic) | Energetic | industry_refinery_demand_methane_energetic | Methane | EU | Energy demand | 0 | not_included_in_FEC
CY | TYNDP2026 | HEV | 2040 | TWh | 205 | Sub_sector | Industry | Refineries | Industry (refineries, energetic) | Energetic | industry_refinery_demand_heat_energetic | Heat | EU | Energy demand | 0 | not_included_in_FEC
CY | TYNDP2026 | HEV | 2040 | TWh | 206 | Sub_sector | Industry | Refineries | Industry (refineries, energetic) | Energetic | industry_refinery_demand_biomass_energetic | Biomass | EU | Energy demand | 0 | not_included_in_FEC
CY | TYNDP2026 | HEV | 2040 | TWh | 207 | Sub_sector | Industry | Refineries | Industry (refineries, energetic) | Energetic | industry_refinery_demand_coal_energetic | Solids | EU | Energy demand | 0 | not_included_in_FEC
CY | TYNDP2026 | HEV | 2040 | TWh | 208 | Sub_sector | Industry | Refineries | Industry (refineries, energetic) | Energetic | industry_refinery_demand_oil_energetic | Liquids | EU | Energy demand | 0 | not_included_in_FEC
CY | TYNDP2026 | HEV | 2040 | TWh | 209 | Sub_sector | Industry | Refineries | Industry (refineries, energetic) | Energetic | industry_refinery_demand_others_energetic | Others | EU | Energy demand | 0 | not_included_in_FEC
CY | TYNDP2026 | HEV | 2040 | TWh | 210 | Sub_sector | Industry | Refineries | Industry (refineries, energetic) | Energetic | industry_refinery_demand_ammonia_energetic | Ammonia | EU | Energy demand | 0 | not_included_in_FEC
CY | TYNDP2026 | HEV | 2040 | TWh | 212 | Sub_sector | Industry | Refineries | Industry (refineries, non-energetic) | Non-energetic | industry_refinery_demand_electricity_non_energetic | Electricity | EU | Energy demand | 0 | not_included_in_FEC
CY | TYNDP2026 | HEV | 2040 | TWh | 213 | Sub_sector | Industry | Refineries | Industry (refineries, non-energetic) | Non-energetic | industry_refinery_demand_hydrogen_non_energetic | Hydrogen | EU | Energy demand | 0 | not_included_in_FEC
CY | TYNDP2026 | HEV | 2040 | TWh | 214 | Sub_sector | Industry | Refineries | Industry (refineries, non-energetic) | Non-energetic | industry_refinery_demand_methane_non_energetic | Methane | EU | Energy demand | 0 | not_included_in_FEC
CY | TYNDP2026 | HEV | 2040 | TWh | 215 | Sub_sector | Industry | Refineries | Industry (refineries, non-energetic) | Non-energetic | industry_refinery_demand_heat_non_energetic | Heat | EU | Energy demand | 0 | not_included_in_FEC
CY | TYNDP2026 | HEV | 2040 | TWh | 216 | Sub_sector | Industry | Refineries | Industry (refineries, non-energetic) | Non-energetic | industry_refinery_demand_biomass_non_energetic | Biomass | EU | Energy demand | 0 | not_included_in_FEC
CY | TYNDP2026 | HEV | 2040 | TWh | 217 | Sub_sector | Industry | Refineries | Industry (refineries, non-energetic) | Non-energetic | industry_refinery_demand_coal_non_energetic | Solids | EU | Energy demand | 0 | not_included_in_FEC
CY | TYNDP2026 | HEV | 2040 | TWh | 218 | Sub_sector | Industry | Refineries | Industry (refineries, non-energetic) | Non-energetic | industry_refinery_demand_oil_non_energetic | Liquids | EU | Energy demand | 0 | not_included_in_FEC
CY | TYNDP2026 | HEV | 2040 | TWh | 219 | Sub_sector | Industry | Refineries | Industry (refineries, non-energetic) | Non-energetic | industry_refinery_demand_others_non_energetic | Others | EU | Energy demand | 0 | not_included_in_FEC
CY | TYNDP2026 | HEV | 2040 | TWh | 220 | Sub_sector | Industry | Refineries | Industry (refineries, non-energetic) | Non-energetic | industry_refinery_demand_ammonia_non_energetic | Ammonia | EU | Energy demand | 0 | not_included_in_FEC
CY | TYNDP2026 | HEV | 2040 | TWh | 222 | Sub_sector | Industry | Steel | Industry (steel) | Energetic | industry_steel_demand_electricity_energetic | Electricity | EU | Energy demand | 0 | FEC
CY | TYNDP2026 | HEV | 2040 | TWh | 223 | Sub_sector | Industry | Steel | Industry (steel) | Energetic | industry_steel_demand_hydrogen_energetic | Hydrogen | EU | Energy demand | 0 | FEC
CY | TYNDP2026 | HEV | 2040 | TWh | 224 | Sub_sector | Industry | Steel | Industry (steel) | Energetic | industry_steel_demand_methane_energetic | Methane | EU | Energy demand | 0 | FEC
CY | TYNDP2026 | HEV | 2040 | TWh | 225 | Sub_sector | Industry | Steel | Industry (steel) | Energetic | industry_steel_demand_heat_energetic | Heat | EU | Energy demand | 0 | FEC
CY | TYNDP2026 | HEV | 2040 | TWh | 226 | Sub_sector | Industry | Steel | Industry (steel) | Energetic | industry_steel_demand_biomass_energetic | Biomass | EU | Energy demand | 0 | FEC
CY | TYNDP2026 | HEV | 2040 | TWh | 227 | Sub_sector | Industry | Steel | Industry (steel) | Energetic | industry_steel_demand_coal_energetic | Solids | EU | Energy demand | 0 | FEC
CY | TYNDP2026 | HEV | 2040 | TWh | 228 | Sub_sector | Industry | Steel | Industry (steel) | Energetic | industry_steel_demand_oil_energetic | Liquids | EU | Energy demand | 0 | FEC
CY | TYNDP2026 | HEV | 2040 | TWh | 229 | Sub_sector | Industry | Steel | Industry (steel) | Energetic | industry_steel_demand_others_energetic | Others | EU | Energy demand | 0 | FEC
CY | TYNDP2026 | HEV | 2040 | TWh | 230 | Sub_sector | Industry | Steel | Industry (steel) | Energetic | industry_steel_demand_ammonia_energetic | Ammonia | EU | Energy demand | 0 | FEC
CY | TYNDP2026 | HEV | 2040 | TWh | 232 | Sub_sector | Transport | Cars | Transport (cars) | Energetic | transport_cars_final_demand_electricity | Electricity | EU | Energy demand | 1.905 | FEC
CY | TYNDP2026 | HEV | 2040 | TWh | 233 | Sub_sector | Transport | Cars | Transport (cars) | Energetic | transport_cars_final_demand_hydrogen | Hydrogen | EU | Energy demand | 0.0033419 | FEC
CY | TYNDP2026 | HEV | 2040 | TWh | 234 | Sub_sector | Transport | Cars | Transport (cars) | Energetic | transport_cars_final_demand_methane | Methane | EU | Energy demand | 0 | FEC
CY | TYNDP2026 | HEV | 2040 | TWh | 235 | Sub_sector | Transport | Cars | Transport (cars) | Energetic | transport_cars_final_demand_heat | Heat | EU | Energy demand | 0 | FEC
CY | TYNDP2026 | HEV | 2040 | TWh | 236 | Sub_sector | Transport | Cars | Transport (cars) | Energetic | transport_cars_final_demand_biomass | Biomass | EU | Energy demand | 0 | FEC
CY | TYNDP2026 | HEV | 2040 | TWh | 237 | Sub_sector | Transport | Cars | Transport (cars) | Energetic | transport_cars_final_demand_coal | Solids | EU | Energy demand | 0 | FEC
CY | TYNDP2026 | HEV | 2040 | TWh | 238 | Sub_sector | Transport | Cars | Transport (cars) | Energetic | transport_cars_final_demand_oil | Liquids | EU | Energy demand | 1.0359 | FEC
CY | TYNDP2026 | HEV | 2040 | TWh | 239 | Sub_sector | Transport | Cars | Transport (cars) | Energetic | transport_cars_final_demand_other | Others | EU | Energy demand | 0 | FEC
CY | TYNDP2026 | HEV | 2040 | TWh | 240 | Sub_sector | Transport | Cars | Transport (cars) | Energetic | transport_cars_final_demand_ammonia | Ammonia | EU | Energy demand | 0 | FEC
CY | TYNDP2026 | HEV | 2040 | TWh | 242 | Sub_sector | Transport | Busses | Transport (busses) | Energetic | transport_busses_final_demand_electricity | Electricity | EU | Energy demand | 0 | FEC
CY | TYNDP2026 | HEV | 2040 | TWh | 243 | Sub_sector | Transport | Busses | Transport (busses) | Energetic | transport_busses_final_demand_hydrogen | Hydrogen | EU | Energy demand | 0 | FEC
CY | TYNDP2026 | HEV | 2040 | TWh | 244 | Sub_sector | Transport | Busses | Transport (busses) | Energetic | transport_busses_final_demand_methane | Methane | EU | Energy demand | 0 | FEC
CY | TYNDP2026 | HEV | 2040 | TWh | 245 | Sub_sector | Transport | Busses | Transport (busses) | Energetic | transport_busses_final_demand_heat | Heat | EU | Energy demand | 0 | FEC
CY | TYNDP2026 | HEV | 2040 | TWh | 246 | Sub_sector | Transport | Busses | Transport (busses) | Energetic | transport_busses_final_demand_biomass | Biomass | EU | Energy demand | 0 | FEC
CY | TYNDP2026 | HEV | 2040 | TWh | 247 | Sub_sector | Transport | Busses | Transport (busses) | Energetic | transport_busses_final_demand_coal | Solids | EU | Energy demand | 0 | FEC
CY | TYNDP2026 | HEV | 2040 | TWh | 248 | Sub_sector | Transport | Busses | Transport (busses) | Energetic | transport_busses_final_demand_oil | Liquids | EU | Energy demand | 0 | FEC
CY | TYNDP2026 | HEV | 2040 | TWh | 249 | Sub_sector | Transport | Busses | Transport (busses) | Energetic | transport_busses_final_demand_other | Others | EU | Energy demand | 0 | FEC
CY | TYNDP2026 | HEV | 2040 | TWh | 250 | Sub_sector | Transport | Busses | Transport (busses) | Energetic | transport_busses_final_demand_ammonia | Ammonia | EU | Energy demand | 0 | FEC
CY | TYNDP2026 | HEV | 2040 | TWh | 252 | Sub_sector | Transport | Trucks | Transport (trucks) | Energetic | transport_trucks_final_demand_electricity | Electricity | EU | Energy demand | 0 | FEC
CY | TYNDP2026 | HEV | 2040 | TWh | 253 | Sub_sector | Transport | Trucks | Transport (trucks) | Energetic | transport_trucks_final_demand_hydrogen | Hydrogen | EU | Energy demand | 0 | FEC
CY | TYNDP2026 | HEV | 2040 | TWh | 254 | Sub_sector | Transport | Trucks | Transport (trucks) | Energetic | transport_trucks_final_demand_methane | Methane | EU | Energy demand | 0 | FEC
CY | TYNDP2026 | HEV | 2040 | TWh | 255 | Sub_sector | Transport | Trucks | Transport (trucks) | Energetic | transport_trucks_final_demand_heat | Heat | EU | Energy demand | 0 | FEC
CY | TYNDP2026 | HEV | 2040 | TWh | 256 | Sub_sector | Transport | Trucks | Transport (trucks) | Energetic | transport_trucks_final_demand_biomass | Biomass | EU | Energy demand | 0 | FEC
CY | TYNDP2026 | HEV | 2040 | TWh | 257 | Sub_sector | Transport | Trucks | Transport (trucks) | Energetic | transport_trucks_final_demand_coal | Solids | EU | Energy demand | 0 | FEC
CY | TYNDP2026 | HEV | 2040 | TWh | 258 | Sub_sector | Transport | Trucks | Transport (trucks) | Energetic | transport_trucks_final_demand_oil | Liquids | EU | Energy demand | 0 | FEC
CY | TYNDP2026 | HEV | 2040 | TWh | 259 | Sub_sector | Transport | Trucks | Transport (trucks) | Energetic | transport_trucks_final_demand_other | Others | EU | Energy demand | 0 | FEC
CY | TYNDP2026 | HEV | 2040 | TWh | 260 | Sub_sector | Transport | Trucks | Transport (trucks) | Energetic | transport_trucks_final_demand_ammonia | Ammonia | EU | Energy demand | 0 | FEC
CY | TYNDP2026 | HEV | 2040 | TWh | 262 | Sub_sector | Transport | Vans | Transport (vans) | Energetic | transport_vans_final_demand_electricity | Electricity | EU | Energy demand | 0 | FEC
CY | TYNDP2026 | HEV | 2040 | TWh | 263 | Sub_sector | Transport | Vans | Transport (vans) | Energetic | transport_vans_final_demand_hydrogen | Hydrogen | EU | Energy demand | 0 | FEC
CY | TYNDP2026 | HEV | 2040 | TWh | 264 | Sub_sector | Transport | Vans | Transport (vans) | Energetic | transport_vans_final_demand_methane | Methane | EU | Energy demand | 0 | FEC
CY | TYNDP2026 | HEV | 2040 | TWh | 265 | Sub_sector | Transport | Vans | Transport (vans) | Energetic | transport_vans_final_demand_heat | Heat | EU | Energy demand | 0 | FEC
CY | TYNDP2026 | HEV | 2040 | TWh | 266 | Sub_sector | Transport | Vans | Transport (vans) | Energetic | transport_vans_final_demand_biomass | Biomass | EU | Energy demand | 0 | FEC
CY | TYNDP2026 | HEV | 2040 | TWh | 267 | Sub_sector | Transport | Vans | Transport (vans) | Energetic | transport_vans_final_demand_coal | Solids | EU | Energy demand | 0 | FEC
CY | TYNDP2026 | HEV | 2040 | TWh | 268 | Sub_sector | Transport | Vans | Transport (vans) | Energetic | transport_vans_final_demand_oil | Liquids | EU | Energy demand | 0 | FEC
CY | TYNDP2026 | HEV | 2040 | TWh | 269 | Sub_sector | Transport | Vans | Transport (vans) | Energetic | transport_vans_final_demand_other | Others | EU | Energy demand | 0 | FEC
CY | TYNDP2026 | HEV | 2040 | TWh | 270 | Sub_sector | Transport | Vans | Transport (vans) | Energetic | transport_vans_final_demand_ammonia | Ammonia | EU | Energy demand | 0 | FEC
CY | TYNDP2026 | HEV | 2040 | TWh | 272 | Sub_sector | Transport | Freight trains | Transport (trains) | Energetic | transport_trains_final_demand_electricity | Electricity | EU | Energy demand | 0 | FEC
CY | TYNDP2026 | HEV | 2040 | TWh | 273 | Sub_sector | Transport | Freight trains | Transport (trains) | Energetic | transport_trains_final_demand_hydrogen | Hydrogen | EU | Energy demand | 0 | FEC
CY | TYNDP2026 | HEV | 2040 | TWh | 274 | Sub_sector | Transport | Freight trains | Transport (trains) | Energetic | transport_trains_final_demand_methane | Methane | EU | Energy demand | 0 | FEC
CY | TYNDP2026 | HEV | 2040 | TWh | 275 | Sub_sector | Transport | Freight trains | Transport (trains) | Energetic | transport_trains_final_demand_heat | Heat | EU | Energy demand | 0 | FEC
CY | TYNDP2026 | HEV | 2040 | TWh | 276 | Sub_sector | Transport | Freight trains | Transport (trains) | Energetic | transport_trains_final_demand_biomass | Biomass | EU | Energy demand | 0 | FEC
CY | TYNDP2026 | HEV | 2040 | TWh | 277 | Sub_sector | Transport | Freight trains | Transport (trains) | Energetic | transport_trains_final_demand_coal | Solids | EU | Energy demand | 0 | FEC
CY | TYNDP2026 | HEV | 2040 | TWh | 278 | Sub_sector | Transport | Freight trains | Transport (trains) | Energetic | transport_trains_final_demand_oil | Liquids | EU | Energy demand | 0 | FEC
CY | TYNDP2026 | HEV | 2040 | TWh | 279 | Sub_sector | Transport | Freight trains | Transport (trains) | Energetic | transport_trains_final_demand_other | Others | EU | Energy demand | 0 | FEC
CY | TYNDP2026 | HEV | 2040 | TWh | 280 | Sub_sector | Transport | Freight trains | Transport (trains) | Energetic | transport_trains_final_demand_ammonia | Ammonia | EU | Energy demand | 0 | FEC
CY | TYNDP2026 | HEV | 2040 | TWh | 282 | Sub_sector | Transport | Ships | Transport (ships) | Energetic | transport_ships_final_demand_electricity | Electricity | EU | Energy demand | 0.00097955 | FEC
CY | TYNDP2026 | HEV | 2040 | TWh | 283 | Sub_sector | Transport | Ships | Transport (ships) | Energetic | transport_ships_final_demand_hydrogen | Hydrogen | EU | Energy demand | 0 | FEC
CY | TYNDP2026 | HEV | 2040 | TWh | 284 | Sub_sector | Transport | Ships | Transport (ships) | Energetic | transport_ships_final_demand_methane | Methane | EU | Energy demand | 0 | FEC
CY | TYNDP2026 | HEV | 2040 | TWh | 285 | Sub_sector | Transport | Ships | Transport (ships) | Energetic | transport_ships_final_demand_heat | Heat | EU | Energy demand | 0 | FEC
CY | TYNDP2026 | HEV | 2040 | TWh | 286 | Sub_sector | Transport | Ships | Transport (ships) | Energetic | transport_ships_final_demand_biomass | Biomass | EU | Energy demand | 0 | FEC
CY | TYNDP2026 | HEV | 2040 | TWh | 287 | Sub_sector | Transport | Ships | Transport (ships) | Energetic | transport_ships_final_demand_coal | Solids | EU | Energy demand | 0 | FEC
CY | TYNDP2026 | HEV | 2040 | TWh | 288 | Sub_sector | Transport | Ships | Transport (ships) | Energetic | transport_ships_final_demand_oil | Liquids | EU | Energy demand | 0.033435 | FEC
CY | TYNDP2026 | HEV | 2040 | TWh | 289 | Sub_sector | Transport | Ships | Transport (ships) | Energetic | transport_ships_final_demand_other | Others | EU | Energy demand | 0 | FEC
CY | TYNDP2026 | HEV | 2040 | TWh | 290 | Sub_sector | Transport | Ships | Transport (ships) | Energetic | transport_ships_final_demand_ammonia | Ammonia | EU | Energy demand | 0 | FEC
CY | TYNDP2026 | HEV | 2040 | TWh | 292 | Sub_sector | Transport | Planes | Transport (planes) | Energetic | transport_planes_final_demand_electricity | Electricity | EU | Energy demand | 0 | FEC
CY | TYNDP2026 | HEV | 2040 | TWh | 293 | Sub_sector | Transport | Planes | Transport (planes) | Energetic | transport_planes_final_demand_hydrogen | Hydrogen | EU | Energy demand | 0 | FEC
CY | TYNDP2026 | HEV | 2040 | TWh | 294 | Sub_sector | Transport | Planes | Transport (planes) | Energetic | transport_planes_final_demand_methane | Methane | EU | Energy demand | 0 | FEC
CY | TYNDP2026 | HEV | 2040 | TWh | 295 | Sub_sector | Transport | Planes | Transport (planes) | Energetic | transport_planes_final_demand_heat | Heat | EU | Energy demand | 0 | FEC
CY | TYNDP2026 | HEV | 2040 | TWh | 296 | Sub_sector | Transport | Planes | Transport (planes) | Energetic | transport_planes_final_demand_biomass | Biomass | EU | Energy demand | 0 | FEC
CY | TYNDP2026 | HEV | 2040 | TWh | 297 | Sub_sector | Transport | Planes | Transport (planes) | Energetic | transport_planes_final_demand_coal | Solids | EU | Energy demand | 0 | FEC
CY | TYNDP2026 | HEV | 2040 | TWh | 298 | Sub_sector | Transport | Planes | Transport (planes) | Energetic | transport_planes_final_demand_oil | Liquids | EU | Energy demand | 0 | FEC
CY | TYNDP2026 | HEV | 2040 | TWh | 299 | Sub_sector | Transport | Planes | Transport (planes) | Energetic | transport_planes_final_demand_other | Others | EU | Energy demand | 0 | FEC
CY | TYNDP2026 | HEV | 2040 | TWh | 300 | Sub_sector | Transport | Planes | Transport (planes) | Energetic | transport_planes_final_demand_ammonia | Ammonia | EU | Energy demand | 0 | FEC
CY | TYNDP2026 | HEV | 2040 | TWh | 302 | Sub_sector | Transport | Others | Transport (others) | Energetic | transport_other_final_demand_electricity | Electricity | EU | Energy demand | 0 | FEC
CY | TYNDP2026 | HEV | 2040 | TWh | 303 | Sub_sector | Transport | Others | Transport (others) | Energetic | transport_other_final_demand_hydrogen | Hydrogen | EU | Energy demand | 0 | FEC
CY | TYNDP2026 | HEV | 2040 | TWh | 304 | Sub_sector | Transport | Others | Transport (others) | Energetic | transport_other_final_demand_methane | Methane | EU | Energy demand | 0 | FEC
CY | TYNDP2026 | HEV | 2040 | TWh | 305 | Sub_sector | Transport | Others | Transport (others) | Energetic | transport_other_final_demand_heat | Heat | EU | Energy demand | 0 | FEC
CY | TYNDP2026 | HEV | 2040 | TWh | 306 | Sub_sector | Transport | Others | Transport (others) | Energetic | transport_other_final_demand_biomass | Biomass | EU | Energy demand | 0 | FEC
CY | TYNDP2026 | HEV | 2040 | TWh | 307 | Sub_sector | Transport | Others | Transport (others) | Energetic | transport_other_final_demand_coal | Solids | EU | Energy demand | 0 | FEC
CY | TYNDP2026 | HEV | 2040 | TWh | 308 | Sub_sector | Transport | Others | Transport (others) | Energetic | transport_other_final_demand_oil | Liquids | EU | Energy demand | 0 | FEC
CY | TYNDP2026 | HEV | 2040 | TWh | 309 | Sub_sector | Transport | Others | Transport (others) | Energetic | transport_other_final_demand_other | Others | EU | Energy demand | 0 | FEC
CY | TYNDP2026 | HEV | 2040 | TWh | 310 | Sub_sector | Transport | Others | Transport (others) | Energetic | transport_other_final_demand_ammonia | Ammonia | EU | Energy demand | 0 | FEC
CY | TYNDP2026 | HEV | 2040 | TWh | 312 | Sub_sector | International transport | International aviation | Transport (int. aviation) | Energetic | transport_int_aviation_final_demand_electricity | Electricity | EU | Energy demand | 0 | FEC
CY | TYNDP2026 | HEV | 2040 | TWh | 313 | Sub_sector | International transport | International aviation | Transport (int. aviation) | Energetic | transport_int_aviation_final_demand_hydrogen | Hydrogen | EU | Energy demand | 0 | FEC
CY | TYNDP2026 | HEV | 2040 | TWh | 314 | Sub_sector | International transport | International aviation | Transport (int. aviation) | Energetic | transport_int_aviation_final_demand_methane | Methane | EU | Energy demand | 0 | FEC
CY | TYNDP2026 | HEV | 2040 | TWh | 315 | Sub_sector | International transport | International aviation | Transport (int. aviation) | Energetic | transport_int_aviation_final_demand_heat | Heat | EU | Energy demand | 0 | FEC
CY | TYNDP2026 | HEV | 2040 | TWh | 316 | Sub_sector | International transport | International aviation | Transport (int. aviation) | Energetic | transport_int_aviation_final_demand_biofuels | Biomass | EU | Energy demand | 0 | FEC
CY | TYNDP2026 | HEV | 2040 | TWh | 317 | Sub_sector | International transport | International aviation | Transport (int. aviation) | Energetic | transport_int_aviation_final_demand_coal | Solids | EU | Energy demand | 0 | FEC
CY | TYNDP2026 | HEV | 2040 | TWh | 318 | Sub_sector | International transport | International aviation | Transport (int. aviation) | Energetic | transport_int_aviation_final_demand_oil | Liquids | EU | Energy demand | 3.1052 | FEC
CY | TYNDP2026 | HEV | 2040 | TWh | 319 | Sub_sector | International transport | International aviation | Transport (int. aviation) | Energetic | transport_int_aviation_final_demand_other | Others | EU | Energy demand | 0 | FEC
CY | TYNDP2026 | HEV | 2040 | TWh | 320 | Sub_sector | International transport | International aviation | Transport (int. aviation) | Energetic | transport_int_aviation_final_demand_ammonia | Ammonia | EU | Energy demand | 0 | FEC
CY | TYNDP2026 | HEV | 2040 | TWh | 322 | Sub_sector | International transport | International shipping | Transport (int. shipping) | Energetic | transport_int_shipping_final_demand_electricity | Electricity | EU | Energy demand | 0 | not_included_in_FEC
CY | TYNDP2026 | HEV | 2040 | TWh | 323 | Sub_sector | International transport | International shipping | Transport (int. shipping) | Energetic | transport_int_shipping_final_demand_hydrogen | Hydrogen | EU | Energy demand | 0 | not_included_in_FEC
CY | TYNDP2026 | HEV | 2040 | TWh | 324 | Sub_sector | International transport | International shipping | Transport (int. shipping) | Energetic | transport_int_shipping_final_demand_methane | Methane | EU | Energy demand | 0 | not_included_in_FEC
CY | TYNDP2026 | HEV | 2040 | TWh | 325 | Sub_sector | International transport | International shipping | Transport (int. shipping) | Energetic | transport_int_shipping_final_demand_heat | Heat | EU | Energy demand | 0 | not_included_in_FEC
CY | TYNDP2026 | HEV | 2040 | TWh | 326 | Sub_sector | International transport | International shipping | Transport (int. shipping) | Energetic | transport_int_shipping_final_demand_biofuels | Biomass | EU | Energy demand | 0 | not_included_in_FEC
CY | TYNDP2026 | HEV | 2040 | TWh | 327 | Sub_sector | International transport | International shipping | Transport (int. shipping) | Energetic | transport_int_shipping_final_demand_coal | Solids | EU | Energy demand | 0 | not_included_in_FEC
CY | TYNDP2026 | HEV | 2040 | TWh | 328 | Sub_sector | International transport | International shipping | Transport (int. shipping) | Energetic | transport_int_shipping_final_demand_oil | Liquids | EU | Energy demand | 0 | not_included_in_FEC
CY | TYNDP2026 | HEV | 2040 | TWh | 329 | Sub_sector | International transport | International shipping | Transport (int. shipping) | Energetic | transport_int_shipping_final_demand_other | Others | EU | Energy demand | 0 | not_included_in_FEC
CY | TYNDP2026 | HEV | 2040 | TWh | 330 | Sub_sector | International transport | International shipping | Transport (int. shipping) | Energetic | transport_int_shipping_final_demand_ammonia | Ammonia | EU | Energy demand | 0 | not_included_in_FEC
CY | TYNDP2026 | HEV | 2040 | TWh | 332 | Sub_sector | Households | Space heating | Households (heating) | Energetic | households_heating_final_demand_electricity | Electricity | EU | Energy demand | 1.1038 | FEC
CY | TYNDP2026 | HEV | 2040 | TWh | 333 | Sub_sector | Households | Space heating | Households (heating) | Energetic | households_heating_final_demand_hydrogen | Hydrogen | EU | Energy demand | 0 | FEC
CY | TYNDP2026 | HEV | 2040 | TWh | 334 | Sub_sector | Households | Space heating | Households (heating) | Energetic | households_heating_final_demand_methane | Methane | EU | Energy demand | 0.00058029 | FEC
CY | TYNDP2026 | HEV | 2040 | TWh | 335 | Sub_sector | Households | Space heating | Households (heating) | Energetic | households_heating_final_demand_heat | Heat | EU | Energy demand | 0 | FEC
CY | TYNDP2026 | HEV | 2040 | TWh | 336 | Sub_sector | Households | Space heating | Households (heating) | Energetic | households_heating_final_demand_biomass | Biomass | EU | Energy demand | 0.27027 | FEC
CY | TYNDP2026 | HEV | 2040 | TWh | 337 | Sub_sector | Households | Space heating | Households (heating) | Energetic | households_heating_final_demand_coal | Solids | EU | Energy demand | 0 | FEC
CY | TYNDP2026 | HEV | 2040 | TWh | 338 | Sub_sector | Households | Space heating | Households (heating) | Energetic | households_heating_final_demand_oil | Liquids | EU | Energy demand | 0.49335 | FEC
CY | TYNDP2026 | HEV | 2040 | TWh | 339 | Sub_sector | Households | Space heating | Households (heating) | Energetic | households_heating_final_demand_other | Others | EU | Energy demand | 0 | FEC
CY | TYNDP2026 | HEV | 2040 | TWh | 340 | Sub_sector | Households | Space heating | Households (heating) | Energetic | households_heating_final_demand_ammonia | Ammonia | EU | Energy demand | 0 | FEC
CY | TYNDP2026 | HEV | 2040 | TWh | 343 | Sub_sector | Households | Cooling | Households (cooling) | Energetic | households_cooling_final_demand_electricity | Electricity | EU | Energy demand | 0.54219 | FEC
CY | TYNDP2026 | HEV | 2040 | TWh | 344 | Sub_sector | Households | Cooling | Households (cooling) | Energetic | households_cooling_final_demand_hydrogen | Hydrogen | EU | Energy demand | 0 | FEC
CY | TYNDP2026 | HEV | 2040 | TWh | 345 | Sub_sector | Households | Cooling | Households (cooling) | Energetic | households_cooling_final_demand_methane | Methane | EU | Energy demand | 0 | FEC
CY | TYNDP2026 | HEV | 2040 | TWh | 346 | Sub_sector | Households | Cooling | Households (cooling) | Energetic | households_cooling_final_demand_heat | Heat | EU | Energy demand | 0 | FEC
CY | TYNDP2026 | HEV | 2040 | TWh | 347 | Sub_sector | Households | Cooling | Households (cooling) | Energetic | households_cooling_final_demand_biomass | Biomass | EU | Energy demand | 0 | FEC
CY | TYNDP2026 | HEV | 2040 | TWh | 348 | Sub_sector | Households | Cooling | Households (cooling) | Energetic | households_cooling_final_demand_coal | Solids | EU | Energy demand | 0 | FEC
CY | TYNDP2026 | HEV | 2040 | TWh | 349 | Sub_sector | Households | Cooling | Households (cooling) | Energetic | households_cooling_final_demand_oil | Liquids | EU | Energy demand | 0 | FEC
CY | TYNDP2026 | HEV | 2040 | TWh | 350 | Sub_sector | Households | Cooling | Households (cooling) | Energetic | households_cooling_final_demand_other | Others | EU | Energy demand | 0 | FEC
CY | TYNDP2026 | HEV | 2040 | TWh | 351 | Sub_sector | Households | Cooling | Households (cooling) | Energetic | households_cooling_final_demand_ammonia | Ammonia | EU | Energy demand | 0 | FEC
CY | TYNDP2026 | HEV | 2040 | TWh | 354 | Sub_sector | Households | Hot water | Households (hot water) | Energetic | households_hot_water_final_demand_electricity | Electricity | EU | Energy demand | 0.27908 | FEC
CY | TYNDP2026 | HEV | 2040 | TWh | 355 | Sub_sector | Households | Hot water | Households (hot water) | Energetic | households_hot_water_final_demand_hydrogen | Hydrogen | EU | Energy demand | 0 | FEC
CY | TYNDP2026 | HEV | 2040 | TWh | 356 | Sub_sector | Households | Hot water | Households (hot water) | Energetic | households_hot_water_final_demand_methane | Methane | EU | Energy demand | 0.00011843 | FEC
CY | TYNDP2026 | HEV | 2040 | TWh | 357 | Sub_sector | Households | Hot water | Households (hot water) | Energetic | households_hot_water_final_demand_heat | Heat | EU | Energy demand | 0 | FEC
CY | TYNDP2026 | HEV | 2040 | TWh | 358 | Sub_sector | Households | Hot water | Households (hot water) | Energetic | households_hot_water_final_demand_biomass | Biomass | EU | Energy demand | 0.068751 | FEC
CY | TYNDP2026 | HEV | 2040 | TWh | 359 | Sub_sector | Households | Hot water | Households (hot water) | Energetic | households_hot_water_final_demand_coal | Solids | EU | Energy demand | 0 | FEC
CY | TYNDP2026 | HEV | 2040 | TWh | 360 | Sub_sector | Households | Hot water | Households (hot water) | Energetic | households_hot_water_final_demand_oil | Liquids | EU | Energy demand | 0.10153 | FEC
CY | TYNDP2026 | HEV | 2040 | TWh | 361 | Sub_sector | Households | Hot water | Households (hot water) | Energetic | households_hot_water_final_demand_other | Others | EU | Energy demand | 1.0162 | FEC
CY | TYNDP2026 | HEV | 2040 | TWh | 362 | Sub_sector | Households | Hot water | Households (hot water) | Energetic | households_hot_water_final_demand_ammonia | Ammonia | EU | Energy demand | 0 | FEC
CY | TYNDP2026 | HEV | 2040 | TWh | 365 | Sub_sector | Households | Appliances | Households (appliances) | Energetic | households_appliances_final_demand_electricity | Electricity | EU | Energy demand | 0.86285 | FEC
CY | TYNDP2026 | HEV | 2040 | TWh | 366 | Sub_sector | Households | Appliances | Households (appliances) | Energetic | households_appliances_final_demand_hydrogen | Hydrogen | EU | Energy demand | 0 | FEC
CY | TYNDP2026 | HEV | 2040 | TWh | 367 | Sub_sector | Households | Appliances | Households (appliances) | Energetic | households_appliances_final_demand_methane | Methane | EU | Energy demand | 0 | FEC
CY | TYNDP2026 | HEV | 2040 | TWh | 368 | Sub_sector | Households | Appliances | Households (appliances) | Energetic | households_appliances_final_demand_heat | Heat | EU | Energy demand | 0 | FEC
CY | TYNDP2026 | HEV | 2040 | TWh | 369 | Sub_sector | Households | Appliances | Households (appliances) | Energetic | households_appliances_final_demand_biomass | Biomass | EU | Energy demand | 0 | FEC
CY | TYNDP2026 | HEV | 2040 | TWh | 370 | Sub_sector | Households | Appliances | Households (appliances) | Energetic | households_appliances_final_demand_coal | Solids | EU | Energy demand | 0 | FEC
CY | TYNDP2026 | HEV | 2040 | TWh | 371 | Sub_sector | Households | Appliances | Households (appliances) | Energetic | households_appliances_final_demand_oil | Liquids | EU | Energy demand | 0 | FEC
CY | TYNDP2026 | HEV | 2040 | TWh | 372 | Sub_sector | Households | Appliances | Households (appliances) | Energetic | households_appliances_final_demand_other | Others | EU | Energy demand | 0 | FEC
CY | TYNDP2026 | HEV | 2040 | TWh | 373 | Sub_sector | Households | Appliances | Households (appliances) | Energetic | households_appliances_final_demand_ammonia | Ammonia | EU | Energy demand | 0 | FEC
CY | TYNDP2026 | HEV | 2040 | TWh | 375 | Sub_sector | Buildings | Space heating | Buildings (heat) | Energetic | buildings_heat_final_demand_electricity | Electricity | EU | Energy demand | 0.79494 | FEC
CY | TYNDP2026 | HEV | 2040 | TWh | 376 | Sub_sector | Buildings | Space heating | Buildings (heat) | Energetic | buildings_heat_final_demand_hydrogen | Hydrogen | EU | Energy demand | 0 | FEC
CY | TYNDP2026 | HEV | 2040 | TWh | 377 | Sub_sector | Buildings | Space heating | Buildings (heat) | Energetic | buildings_heat_final_demand_methane | Methane | EU | Energy demand | 0 | FEC
CY | TYNDP2026 | HEV | 2040 | TWh | 378 | Sub_sector | Buildings | Space heating | Buildings (heat) | Energetic | buildings_heat_final_demand_heat | Heat | EU | Energy demand | 0.18814 | FEC
CY | TYNDP2026 | HEV | 2040 | TWh | 379 | Sub_sector | Buildings | Space heating | Buildings (heat) | Energetic | buildings_heat_final_demand_biomass | Biomass | EU | Energy demand | 0.3892 | FEC
CY | TYNDP2026 | HEV | 2040 | TWh | 380 | Sub_sector | Buildings | Space heating | Buildings (heat) | Energetic | buildings_heat_final_demand_coal | Solids | EU | Energy demand | 0 | FEC
CY | TYNDP2026 | HEV | 2040 | TWh | 381 | Sub_sector | Buildings | Space heating | Buildings (heat) | Energetic | buildings_heat_final_demand_oil | Liquids | EU | Energy demand | 0.040523 | FEC
CY | TYNDP2026 | HEV | 2040 | TWh | 382 | Sub_sector | Buildings | Space heating | Buildings (heat) | Energetic | buildings_heat_final_demand_other | Others | EU | Energy demand | 0.20825 | FEC
CY | TYNDP2026 | HEV | 2040 | TWh | 383 | Sub_sector | Buildings | Space heating | Buildings (heat) | Energetic | buildings_heat_final_demand_ammonia | Ammonia | EU | Energy demand | 0 | FEC
CY | TYNDP2026 | HEV | 2040 | TWh | 386 | Sub_sector | Buildings | Cooling | Buildings (cooling) | Energetic | buildings_cooling_final_demand_electricity | Electricity | EU | Energy demand | 0.48625 | FEC
CY | TYNDP2026 | HEV | 2040 | TWh | 387 | Sub_sector | Buildings | Cooling | Buildings (cooling) | Energetic | buildings_cooling_final_demand_hydrogen | Hydrogen | EU | Energy demand | 0 | FEC
CY | TYNDP2026 | HEV | 2040 | TWh | 388 | Sub_sector | Buildings | Cooling | Buildings (cooling) | Energetic | buildings_cooling_final_demand_methane | Methane | EU | Energy demand | 0 | FEC
CY | TYNDP2026 | HEV | 2040 | TWh | 389 | Sub_sector | Buildings | Cooling | Buildings (cooling) | Energetic | buildings_cooling_final_demand_heat | Heat | EU | Energy demand | 0 | FEC
CY | TYNDP2026 | HEV | 2040 | TWh | 390 | Sub_sector | Buildings | Cooling | Buildings (cooling) | Energetic | buildings_cooling_final_demand_biomass | Biomass | EU | Energy demand | 0 | FEC
CY | TYNDP2026 | HEV | 2040 | TWh | 391 | Sub_sector | Buildings | Cooling | Buildings (cooling) | Energetic | buildings_cooling_final_demand_coal | Solids | EU | Energy demand | 0 | FEC
CY | TYNDP2026 | HEV | 2040 | TWh | 392 | Sub_sector | Buildings | Cooling | Buildings (cooling) | Energetic | buildings_cooling_final_demand_oil | Liquids | EU | Energy demand | 0 | FEC
CY | TYNDP2026 | HEV | 2040 | TWh | 393 | Sub_sector | Buildings | Cooling | Buildings (cooling) | Energetic | buildings_cooling_final_demand_other | Others | EU | Energy demand | 0 | FEC
CY | TYNDP2026 | HEV | 2040 | TWh | 394 | Sub_sector | Buildings | Cooling | Buildings (cooling) | Energetic | buildings_cooling_final_demand_ammonia | Ammonia | EU | Energy demand | 0 | FEC
CY | TYNDP2026 | HEV | 2040 | TWh | 397 | Sub_sector | Buildings | Appliances | Buildings (appliances) | Energetic | buildings_appliances_final_demand_electricity | Electricity | EU | Energy demand | 1.6397 | FEC
CY | TYNDP2026 | HEV | 2040 | TWh | 398 | Sub_sector | Buildings | Appliances | Buildings (appliances) | Energetic | buildings_appliances_final_demand_hydrogen | Hydrogen | EU | Energy demand | 0 | FEC
CY | TYNDP2026 | HEV | 2040 | TWh | 399 | Sub_sector | Buildings | Appliances | Buildings (appliances) | Energetic | buildings_appliances_final_demand_methane | Methane | EU | Energy demand | 0.010455 | FEC
CY | TYNDP2026 | HEV | 2040 | TWh | 400 | Sub_sector | Buildings | Appliances | Buildings (appliances) | Energetic | buildings_appliances_final_demand_heat | Heat | EU | Energy demand | 0 | FEC
CY | TYNDP2026 | HEV | 2040 | TWh | 401 | Sub_sector | Buildings | Appliances | Buildings (appliances) | Energetic | buildings_appliances_final_demand_biomass | Biomass | EU | Energy demand | 0 | FEC
CY | TYNDP2026 | HEV | 2040 | TWh | 402 | Sub_sector | Buildings | Appliances | Buildings (appliances) | Energetic | buildings_appliances_final_demand_coal | Solids | EU | Energy demand | 0 | FEC
CY | TYNDP2026 | HEV | 2040 | TWh | 403 | Sub_sector | Buildings | Appliances | Buildings (appliances) | Energetic | buildings_appliances_final_demand_oil | Liquids | EU | Energy demand | 0 | FEC
CY | TYNDP2026 | HEV | 2040 | TWh | 404 | Sub_sector | Buildings | Appliances | Buildings (appliances) | Energetic | buildings_appliances_final_demand_other | Others | EU | Energy demand | 0 | FEC
CY | TYNDP2026 | HEV | 2040 | TWh | 405 | Sub_sector | Buildings | Appliances | Buildings (appliances) | Energetic | buildings_appliances_final_demand_ammonia | Ammonia | EU | Energy demand | 0 | FEC
CY | TYNDP2026 | HEV | 2040 | TWh | 407 | Sub_sector | Buildings | Datacenters | Datacenters & ICT | Energetic | datacentres_final_demand_electricity_energetic | Electricity | EU | Energy demand | 0 | FEC
CY | TYNDP2026 | HEV | 2040 | TWh | 408 | Sub_sector | Buildings | Datacenters | Datacenters & ICT | Energetic | datacentres_final_demand_hydrogen_energetic | Hydrogen | EU | Energy demand | 0 | FEC
CY | TYNDP2026 | HEV | 2040 | TWh | 409 | Sub_sector | Buildings | Datacenters | Datacenters & ICT | Energetic | datacentres_final_demand_methane_energetic | Methane | EU | Energy demand | 0 | FEC
CY | TYNDP2026 | HEV | 2040 | TWh | 410 | Sub_sector | Buildings | Datacenters | Datacenters & ICT | Energetic | datacentres_final_demand_heat_energetic | Heat | EU | Energy demand | 0 | FEC
CY | TYNDP2026 | HEV | 2040 | TWh | 411 | Sub_sector | Buildings | Datacenters | Datacenters & ICT | Energetic | datacentres_final_demand_biomass_energetic | Biomass | EU | Energy demand | 0 | FEC
CY | TYNDP2026 | HEV | 2040 | TWh | 412 | Sub_sector | Buildings | Datacenters | Datacenters & ICT | Energetic | datacentres_final_demand_coal_energetic | Solids | EU | Energy demand | 0 | FEC
CY | TYNDP2026 | HEV | 2040 | TWh | 413 | Sub_sector | Buildings | Datacenters | Datacenters & ICT | Energetic | datacentres_final_demand_oil_energetic | Liquids | EU | Energy demand | 0 | FEC
CY | TYNDP2026 | HEV | 2040 | TWh | 414 | Sub_sector | Buildings | Datacenters | Datacenters & ICT | Energetic | datacentres_final_demand_other_energetic | Others | EU | Energy demand | 0 | FEC
CY | TYNDP2026 | HEV | 2040 | TWh | 415 | Sub_sector | Buildings | Datacenters | Datacenters & ICT | Energetic | datacentres_final_demand_ammonia_energetic | Ammonia | EU | Energy demand | 0 | FEC
CY | TYNDP2026 | HEV | 2040 | TWh | 417 | Sub_sector | Transport | Others_Sector | Others_Sector | Energetic | other_final_demand_electricity_energetic | Electricity | EU | Energy demand | 0.092084 | FEC
CY | TYNDP2026 | HEV | 2040 | TWh | 418 | Sub_sector | Transport | Others_Sector | Others_Sector | Energetic | other_final_demand_hydrogen_energetic | Hydrogen | EU | Energy demand | 0 | FEC
CY | TYNDP2026 | HEV | 2040 | TWh | 419 | Sub_sector | Transport | Pipeline Transport | Others_Sector | Energetic | other_final_demand_methane_energetic | Methane | EU | Energy demand | 0 | FEC
CY | TYNDP2026 | HEV | 2040 | TWh | 420 | Sub_sector | Transport | Others_Sector | Others_Sector | Energetic | other_final_demand_heat_energetic | Heat | EU | Energy demand | 0 | FEC
CY | TYNDP2026 | HEV | 2040 | TWh | 421 | Sub_sector | Transport | Others_Sector | Others_Sector | Energetic | other_final_demand_biomass_energetic | Biomass | EU | Energy demand | 0 | FEC
CY | TYNDP2026 | HEV | 2040 | TWh | 422 | Sub_sector | Transport | Others_Sector | Others_Sector | Energetic | other_final_demand_coal_energetic | Solids | EU | Energy demand | 0 | FEC
CY | TYNDP2026 | HEV | 2040 | TWh | 423 | Sub_sector | Transport | Others_Sector | Others_Sector | Energetic | other_final_demand_oil_energetic | Liquids | EU | Energy demand | 0.099789 | FEC
CY | TYNDP2026 | HEV | 2040 | TWh | 424 | Sub_sector | Others_Sector | Others_Sector | Others_Sector | Non-energetic | other_final_demand_oil_non_energetic | Liquids | EU | Energy demand | 0.027101 | not_included_in_FEC
CY | TYNDP2026 | HEV | 2040 | TWh | 425 | Sub_sector | Transport | Others_Sector | Others_Sector | Energetic | other_final_demand_other_energetic | Others | EU | Energy demand | 0 | FEC
CY | TYNDP2026 | HEV | 2040 | TWh | 426 | Sub_sector | Transport | Others_Sector | Others_Sector | Energetic | other_final_demand_ammonia_energetic | Ammonia | EU | Energy demand | 0 | FEC
CY | TYNDP2026 | HEV | 2040 | TWh | 427 | Sub_sector | Industry | Surplus_Heat_in_Industry | Surplus_Heat_in_Industry | Energetic | final_demand_of_industry_unused_local_production_steam_hot_water | Heat | EU | Energy demand | 0 | FEC
CY | TYNDP2026 | HEV | 2040 | TWh | 429 | Sub_sector | Agriculture | Total | Agriculture | Energetic | agriculture_final_demand_electricity_energetic | Electricity | EU | Energy demand | 0 | FEC
CY | TYNDP2026 | HEV | 2040 | TWh | 430 | Sub_sector | Agriculture | Total | Agriculture | Energetic | agriculture_final_demand_hydrogen_energetic | Hydrogen | EU | Energy demand | 0 | FEC
CY | TYNDP2026 | HEV | 2040 | TWh | 431 | Sub_sector | Agriculture | Total | Agriculture | Energetic | agriculture_final_demand_methane_energetic | Methane | EU | Energy demand | 0 | FEC
CY | TYNDP2026 | HEV | 2040 | TWh | 432 | Sub_sector | Agriculture | Total | Agriculture | Energetic | agriculture_final_demand_heat_energetic | Heat | EU | Energy demand | 0.019588 | FEC
CY | TYNDP2026 | HEV | 2040 | TWh | 433 | Sub_sector | Agriculture | Total | Agriculture | Energetic | agriculture_final_demand_biomass_energetic | Biomass | EU | Energy demand | 0.054711 | FEC
CY | TYNDP2026 | HEV | 2040 | TWh | 434 | Sub_sector | Agriculture | Total | Agriculture | Energetic | agriculture_final_demand_coal_energetic | Solids | EU | Energy demand | 0 | FEC
CY | TYNDP2026 | HEV | 2040 | TWh | 435 | Sub_sector | Agriculture | Total | Agriculture | Energetic | agriculture_final_demand_oil_energetic | Liquids | EU | Energy demand | 0.080722 | FEC
CY | TYNDP2026 | HEV | 2040 | TWh | 436 | Sub_sector | Agriculture | Total | Agriculture | Energetic | agriculture_final_demand_other_energetic | Others | EU | Energy demand | 0 | FEC
CY | TYNDP2026 | HEV | 2040 | TWh | 437 | Sub_sector | Agriculture | Total | Agriculture | Energetic | agriculture_final_demand_ammonia_energetic | Ammonia | EU | Energy demand | 0 | FEC
CY | TYNDP2026 | HEV | 2040 | TWh | 447 | Sub_sector | Buildings | Surplus Energy | Buildings | Energetic | GAP | Electricity | EU | Energy demand | 0 | FEC
CY | TYNDP2026 | HEV | 2040 | TWh | 448 | Sub_sector | Buildings | Surplus Energy | Buildings | Energetic | GAP | Hydrogen | EU | Energy demand | 0 | FEC
CY | TYNDP2026 | HEV | 2040 | TWh | 449 | Sub_sector | Buildings | Surplus Energy | Buildings | Energetic | GAP | Methane | EU | Energy demand | 0 | FEC
CY | TYNDP2026 | HEV | 2040 | TWh | 450 | Sub_sector | Buildings | Surplus Energy | Buildings | Energetic | GAP | Heat | EU | Energy demand | 0 | FEC
CY | TYNDP2026 | HEV | 2040 | TWh | 451 | Sub_sector | Buildings | Surplus Energy | Buildings | Energetic | GAP | Biomass | EU | Energy demand | 0.0028969 | FEC
CY | TYNDP2026 | HEV | 2040 | TWh | 452 | Sub_sector | Buildings | Surplus Energy | Buildings | Energetic | GAP | Solids | EU | Energy demand | 0 | FEC
CY | TYNDP2026 | HEV | 2040 | TWh | 453 | Sub_sector | Buildings | Surplus Energy | Buildings | Energetic | GAP | Liquids | EU | Energy demand | 0.061519 | FEC
CY | TYNDP2026 | HEV | 2040 | TWh | 454 | Sub_sector | Buildings | Surplus Energy | Buildings | Energetic | GAP | Others | EU | Energy demand | 0 | FEC
CY | TYNDP2026 | HEV | 2040 | TWh | 455 | Sub_sector | Buildings | Surplus Energy | Buildings | Energetic | GAP | Ammonia | EU | Energy demand | 0 | FEC
CY | TYNDP2026 | HEV | 2040 | TWh | 456 | Sub_sector | Households | Surplus Energy | Households | Energetic | GAP | Electricity | EU | Energy demand | 0 | FEC
CY | TYNDP2026 | HEV | 2040 | TWh | 457 | Sub_sector | Households | Surplus Energy | Households | Energetic | GAP | Hydrogen | EU | Energy demand | 0 | FEC
CY | TYNDP2026 | HEV | 2040 | TWh | 458 | Sub_sector | Households | Surplus Energy | Households | Energetic | GAP | Methane | EU | Energy demand | 0 | FEC
CY | TYNDP2026 | HEV | 2040 | TWh | 459 | Sub_sector | Households | Surplus Energy | Households | Energetic | GAP | Heat | EU | Energy demand | 0 | FEC
CY | TYNDP2026 | HEV | 2040 | TWh | 460 | Sub_sector | Households | Surplus Energy | Households | Energetic | GAP | Biomass | EU | Energy demand | 0 | FEC
CY | TYNDP2026 | HEV | 2040 | TWh | 461 | Sub_sector | Households | Surplus Energy | Households | Energetic | GAP | Solids | EU | Energy demand | 0 | FEC
CY | TYNDP2026 | HEV | 2040 | TWh | 462 | Sub_sector | Households | Surplus Energy | Households | Energetic | GAP | Liquids | EU | Energy demand | 0 | FEC
CY | TYNDP2026 | HEV | 2040 | TWh | 463 | Sub_sector | Households | Surplus Energy | Households | Energetic | GAP | Others | EU | Energy demand | 0 | FEC
CY | TYNDP2026 | HEV | 2040 | TWh | 464 | Sub_sector | Households | Surplus Energy | Households | Energetic | GAP | Ammonia | EU | Energy demand | 0 | FEC
CY | TYNDP2026 | LEV | 2035 | TWh | 102 | Sub_sector | Industry | Aluminium | Industry (aluminium) | Energetic | industry_aluminium_demand_electricity_energetic | Electricity | EU | Energy demand | 0 | FEC
CY | TYNDP2026 | LEV | 2035 | TWh | 103 | Sub_sector | Industry | Aluminium | Industry (aluminium) | Energetic | industry_aluminium_demand_hydrogen_energetic | Hydrogen | EU | Energy demand | 0 | FEC
CY | TYNDP2026 | LEV | 2035 | TWh | 104 | Sub_sector | Industry | Aluminium | Industry (aluminium) | Energetic | industry_aluminium_demand_methane_energetic | Methane | EU | Energy demand | 0 | FEC
CY | TYNDP2026 | LEV | 2035 | TWh | 105 | Sub_sector | Industry | Aluminium | Industry (aluminium) | Energetic | industry_aluminium_demand_heat_energetic | Heat | EU | Energy demand | 0 | FEC
CY | TYNDP2026 | LEV | 2035 | TWh | 106 | Sub_sector | Industry | Aluminium | Industry (aluminium) | Energetic | industry_aluminium_demand_biomass_energetic | Biomass | EU | Energy demand | 0 | FEC
CY | TYNDP2026 | LEV | 2035 | TWh | 107 | Sub_sector | Industry | Aluminium | Industry (aluminium) | Energetic | industry_aluminium_demand_coal_energetic | Solids | EU | Energy demand | 0 | FEC
CY | TYNDP2026 | LEV | 2035 | TWh | 108 | Sub_sector | Industry | Aluminium | Industry (aluminium) | Energetic | industry_aluminium_demand_oil_energetic | Liquids | EU | Energy demand | 0 | FEC
CY | TYNDP2026 | LEV | 2035 | TWh | 109 | Sub_sector | Industry | Aluminium | Industry (aluminium) | Energetic | industry_aluminium_demand_others_energetic | Others | EU | Energy demand | 0 | FEC
CY | TYNDP2026 | LEV | 2035 | TWh | 110 | Sub_sector | Industry | Aluminium | Industry (aluminium) | Energetic | industry_ammonia_demand_others_energetic | Ammonia | EU | Energy demand | 0 | FEC
CY | TYNDP2026 | LEV | 2035 | TWh | 112 | Sub_sector | Industry | Chemicals | Industry (chemicals, energetic) | Energetic | industry_chemical_demand_electricity_energetic | Electricity | EU | Energy demand | 0 | FEC
CY | TYNDP2026 | LEV | 2035 | TWh | 113 | Sub_sector | Industry | Chemicals | Industry (chemicals, energetic) | Energetic | industry_chemical_demand_hydrogen_energetic | Hydrogen | EU | Energy demand | 0 | FEC
CY | TYNDP2026 | LEV | 2035 | TWh | 114 | Sub_sector | Industry | Chemicals | Industry (chemicals, energetic) | Energetic | industry_chemical_demand_methane_energetic | Methane | EU | Energy demand | 0 | FEC
CY | TYNDP2026 | LEV | 2035 | TWh | 115 | Sub_sector | Industry | Chemicals | Industry (chemicals, energetic) | Energetic | industry_chemical_demand_heat_energetic | Heat | EU | Energy demand | 0 | FEC
CY | TYNDP2026 | LEV | 2035 | TWh | 116 | Sub_sector | Industry | Chemicals | Industry (chemicals, energetic) | Energetic | industry_chemical_demand_biomass_energetic | Biomass | EU | Energy demand | 0 | FEC
CY | TYNDP2026 | LEV | 2035 | TWh | 117 | Sub_sector | Industry | Chemicals | Industry (chemicals, energetic) | Energetic | industry_chemical_demand_coal_energetic | Solids | EU | Energy demand | 0 | FEC
CY | TYNDP2026 | LEV | 2035 | TWh | 118 | Sub_sector | Industry | Chemicals | Industry (chemicals, energetic) | Energetic | industry_chemical_demand_oil_energetic | Liquids | EU | Energy demand | 0 | FEC
CY | TYNDP2026 | LEV | 2035 | TWh | 119 | Sub_sector | Industry | Chemicals | Industry (chemicals, energetic) | Energetic | industry_chemical_demand_others_energetic | Others | EU | Energy demand | 0 | FEC
CY | TYNDP2026 | LEV | 2035 | TWh | 120 | Sub_sector | Industry | Chemicals | Industry (chemicals, energetic) | Energetic | industry_chemical_demand_ammonia_energetic | Ammonia | EU | Energy demand | 0 | FEC
CY | TYNDP2026 | LEV | 2035 | TWh | 122 | Sub_sector | Industry | Chemicals | Industry (chemicals, non-energetic) | Non-energetic | industry_chemical_demand_electricity_non_energetic | Electricity | EU | Energy demand | 0 | not_included_in_FEC
CY | TYNDP2026 | LEV | 2035 | TWh | 123 | Sub_sector | Industry | Chemicals | Industry (chemicals, non-energetic) | Non-energetic | industry_chemical_demand_hydrogen_non_energetic | Hydrogen | EU | Energy demand | 0 | not_included_in_FEC
CY | TYNDP2026 | LEV | 2035 | TWh | 124 | Sub_sector | Industry | Chemicals | Industry (chemicals, non-energetic) | Non-energetic | industry_chemical_demand_methane_non_energetic | Methane | EU | Energy demand | 0 | not_included_in_FEC
CY | TYNDP2026 | LEV | 2035 | TWh | 125 | Sub_sector | Industry | Chemicals | Industry (chemicals, non-energetic) | Non-energetic | industry_chemical_demand_heat_non_energetic | Heat | EU | Energy demand | 0 | not_included_in_FEC
CY | TYNDP2026 | LEV | 2035 | TWh | 126 | Sub_sector | Industry | Chemicals | Industry (chemicals, non-energetic) | Non-energetic | industry_chemical_demand_biomass_non_energetic | Biomass | EU | Energy demand | 0 | not_included_in_FEC
CY | TYNDP2026 | LEV | 2035 | TWh | 127 | Sub_sector | Industry | Chemicals | Industry (chemicals, non-energetic) | Non-energetic | industry_chemical_demand_coal_non_energetic | Solids | EU | Energy demand | 0 | not_included_in_FEC
CY | TYNDP2026 | LEV | 2035 | TWh | 128 | Sub_sector | Industry | Chemicals | Industry (chemicals, non-energetic) | Non-energetic | industry_chemical_demand_oil_non_energetic | Liquids | EU | Energy demand | 0 | not_included_in_FEC
CY | TYNDP2026 | LEV | 2035 | TWh | 129 | Sub_sector | Industry | Chemicals | Industry (chemicals, non-energetic) | Non-energetic | industry_chemical_demand_others_non_energetic | Others | EU | Energy demand | 0 | not_included_in_FEC
CY | TYNDP2026 | LEV | 2035 | TWh | 130 | Sub_sector | Industry | Chemicals | Industry (chemicals, non-energetic) | Non-energetic | industry_chemical_demand_ammonia_non_energetic | Ammonia | EU | Energy demand | 0 | not_included_in_FEC
CY | TYNDP2026 | LEV | 2035 | TWh | 132 | Sub_sector | Industry | Fertilizers | Industry (fertilizers, energetic) | Energetic | industry_fertilizers_demand_electricity_energetic | Electricity | EU | Energy demand | 0 | FEC
CY | TYNDP2026 | LEV | 2035 | TWh | 133 | Sub_sector | Industry | Fertilizers | Industry (fertilizers, energetic) | Energetic | industry_fertilizers_demand_hydrogen_energetic | Hydrogen | EU | Energy demand | 0 | FEC
CY | TYNDP2026 | LEV | 2035 | TWh | 134 | Sub_sector | Industry | Fertilizers | Industry (fertilizers, energetic) | Energetic | industry_fertilizers_demand_methane_energetic | Methane | EU | Energy demand | 0 | FEC
CY | TYNDP2026 | LEV | 2035 | TWh | 135 | Sub_sector | Industry | Fertilizers | Industry (fertilizers, energetic) | Energetic | industry_fertilizers_demand_heat_energetic | Heat | EU | Energy demand | 0 | FEC
CY | TYNDP2026 | LEV | 2035 | TWh | 136 | Sub_sector | Industry | Fertilizers | Industry (fertilizers, energetic) | Energetic | industry_fertilizers_demand_biomass_energetic | Biomass | EU | Energy demand | 0 | FEC
CY | TYNDP2026 | LEV | 2035 | TWh | 137 | Sub_sector | Industry | Fertilizers | Industry (fertilizers, energetic) | Energetic | industry_fertilizers_demand_coal_energetic | Solids | EU | Energy demand | 0 | FEC
CY | TYNDP2026 | LEV | 2035 | TWh | 138 | Sub_sector | Industry | Fertilizers | Industry (fertilizers, energetic) | Energetic | industry_fertilizers_demand_oil_energetic | Liquids | EU | Energy demand | 0 | FEC
CY | TYNDP2026 | LEV | 2035 | TWh | 139 | Sub_sector | Industry | Fertilizers | Industry (fertilizers, energetic) | Energetic | industry_fertilizers_demand_others_energetic | Others | EU | Energy demand | 0 | FEC
CY | TYNDP2026 | LEV | 2035 | TWh | 140 | Sub_sector | Industry | Fertilizers | Industry (fertilizers, energetic) | Energetic | industry_fertilizers_demand_ammonia_energetic | Ammonia | EU | Energy demand | 0 | FEC
CY | TYNDP2026 | LEV | 2035 | TWh | 142 | Sub_sector | Industry | Fertilizers | Industry (fertilizers, non-energetic) | Non-energetic | industry_fertilizers_demand_electricity_non_energetic | Electricity | EU | Energy demand | 0 | not_included_in_FEC
CY | TYNDP2026 | LEV | 2035 | TWh | 143 | Sub_sector | Industry | Fertilizers | Industry (fertilizers, non-energetic) | Non-energetic | industry_fertilizers_demand_hydrogen_non_energetic | Hydrogen | EU | Energy demand | 0 | not_included_in_FEC
CY | TYNDP2026 | LEV | 2035 | TWh | 144 | Sub_sector | Industry | Fertilizers | Industry (fertilizers, non-energetic) | Non-energetic | industry_fertilizers_demand_methane_non_energetic | Methane | EU | Energy demand | 0 | not_included_in_FEC
CY | TYNDP2026 | LEV | 2035 | TWh | 145 | Sub_sector | Industry | Fertilizers | Industry (fertilizers, non-energetic) | Non-energetic | industry_fertilizers_demand_heat_non_energetic | Heat | EU | Energy demand | 0 | not_included_in_FEC
CY | TYNDP2026 | LEV | 2035 | TWh | 146 | Sub_sector | Industry | Fertilizers | Industry (fertilizers, non-energetic) | Non-energetic | industry_fertilizers_demand_biomass_non_energetic | Biomass | EU | Energy demand | 0 | not_included_in_FEC
CY | TYNDP2026 | LEV | 2035 | TWh | 147 | Sub_sector | Industry | Fertilizers | Industry (fertilizers, non-energetic) | Non-energetic | industry_fertilizers_demand_coal_non_energetic | Solids | EU | Energy demand | 0 | not_included_in_FEC
CY | TYNDP2026 | LEV | 2035 | TWh | 148 | Sub_sector | Industry | Fertilizers | Industry (fertilizers, non-energetic) | Non-energetic | industry_fertilizers_demand_oil_non_energetic | Liquids | EU | Energy demand | 0 | not_included_in_FEC
CY | TYNDP2026 | LEV | 2035 | TWh | 149 | Sub_sector | Industry | Fertilizers | Industry (fertilizers, non-energetic) | Non-energetic | industry_fertilizers_demand_others_non_energetic | Others | EU | Energy demand | 0 | not_included_in_FEC
CY | TYNDP2026 | LEV | 2035 | TWh | 150 | Sub_sector | Industry | Fertilizers | Industry (fertilizers, non-energetic) | Non-energetic | industry_fertilizers_demand_ammonia_non_energetic | Ammonia | EU | Energy demand | 0 | not_included_in_FEC
CY | TYNDP2026 | LEV | 2035 | TWh | 152 | Sub_sector | Industry | Food | Industry (food) | Energetic | industry_food_demand_electricity_energetic | Electricity | EU | Energy demand | 0 | FEC
CY | TYNDP2026 | LEV | 2035 | TWh | 153 | Sub_sector | Industry | Food | Industry (food) | Energetic | industry_food_demand_hydrogen_energetic | Hydrogen | EU | Energy demand | 0 | FEC
CY | TYNDP2026 | LEV | 2035 | TWh | 154 | Sub_sector | Industry | Food | Industry (food) | Energetic | industry_food_demand_methane_energetic | Methane | EU | Energy demand | 0 | FEC
CY | TYNDP2026 | LEV | 2035 | TWh | 155 | Sub_sector | Industry | Food | Industry (food) | Energetic | industry_food_demand_heat_energetic | Heat | EU | Energy demand | 0 | FEC
CY | TYNDP2026 | LEV | 2035 | TWh | 156 | Sub_sector | Industry | Food | Industry (food) | Energetic | industry_food_demand_biomass_energetic | Biomass | EU | Energy demand | 0 | FEC
CY | TYNDP2026 | LEV | 2035 | TWh | 157 | Sub_sector | Industry | Food | Industry (food) | Energetic | industry_food_demand_coal_energetic | Solids | EU | Energy demand | 0 | FEC
CY | TYNDP2026 | LEV | 2035 | TWh | 158 | Sub_sector | Industry | Food | Industry (food) | Energetic | industry_food_demand_oil_energetic | Liquids | EU | Energy demand | 0 | FEC
CY | TYNDP2026 | LEV | 2035 | TWh | 159 | Sub_sector | Industry | Food | Industry (food) | Energetic | industry_food_demand_others_energetic | Others | EU | Energy demand | 0 | FEC
CY | TYNDP2026 | LEV | 2035 | TWh | 160 | Sub_sector | Industry | Food | Industry (food) | Energetic | industry_food_demand_ammonia_energetic | Ammonia | EU | Energy demand | 0 | FEC
CY | TYNDP2026 | LEV | 2035 | TWh | 162 | Sub_sector | Industry | Metals | Industry (metal) | Energetic | industry_metal_demand_electricity_energetic | Electricity | EU | Energy demand | 0 | FEC
CY | TYNDP2026 | LEV | 2035 | TWh | 163 | Sub_sector | Industry | Metals | Industry (metal) | Energetic | industry_metal_demand_hydrogen_energetic | Hydrogen | EU | Energy demand | 0 | FEC
CY | TYNDP2026 | LEV | 2035 | TWh | 164 | Sub_sector | Industry | Metals | Industry (metal) | Energetic | industry_metal_demand_methane_energetic | Methane | EU | Energy demand | 0 | FEC
CY | TYNDP2026 | LEV | 2035 | TWh | 165 | Sub_sector | Industry | Metals | Industry (metal) | Energetic | industry_metal_demand_heat_energetic | Heat | EU | Energy demand | 0 | FEC
CY | TYNDP2026 | LEV | 2035 | TWh | 166 | Sub_sector | Industry | Metals | Industry (metal) | Energetic | industry_metal_demand_biomass_energetic | Biomass | EU | Energy demand | 0 | FEC
CY | TYNDP2026 | LEV | 2035 | TWh | 167 | Sub_sector | Industry | Metals | Industry (metal) | Energetic | industry_metal_demand_coal_energetic | Solids | EU | Energy demand | 0 | FEC
CY | TYNDP2026 | LEV | 2035 | TWh | 168 | Sub_sector | Industry | Metals | Industry (metal) | Energetic | industry_metal_demand_oil_energetic | Liquids | EU | Energy demand | 0 | FEC
CY | TYNDP2026 | LEV | 2035 | TWh | 169 | Sub_sector | Industry | Metals | Industry (metal) | Energetic | industry_metal_demand_others_energetic | Others | EU | Energy demand | 0 | FEC
CY | TYNDP2026 | LEV | 2035 | TWh | 170 | Sub_sector | Industry | Metals | Industry (metal) | Energetic | industry_metal_demand_ammonia_energetic | Ammonia | EU | Energy demand | 0 | FEC
CY | TYNDP2026 | LEV | 2035 | TWh | 172 | Sub_sector | Industry | Others | Industry (other, energetic) | Energetic | industry_other_demand_electricity_energetic | Electricity | EU | Energy demand | 1.2401 | FEC
CY | TYNDP2026 | LEV | 2035 | TWh | 173 | Sub_sector | Industry | Others | Industry (other, energetic) | Energetic | industry_other_demand_hydrogen_energetic | Hydrogen | EU | Energy demand | 0 | FEC
CY | TYNDP2026 | LEV | 2035 | TWh | 174 | Sub_sector | Industry | Others | Industry (other, energetic) | Energetic | industry_other_demand_methane_energetic | Methane | EU | Energy demand | 0 | FEC
CY | TYNDP2026 | LEV | 2035 | TWh | 175 | Sub_sector | Industry | Others | Industry (other, energetic) | Energetic | industry_other_demand_heat_energetic | Heat | EU | Energy demand | 0.052689 | FEC
CY | TYNDP2026 | LEV | 2035 | TWh | 176 | Sub_sector | Industry | Others | Industry (other, energetic) | Energetic | industry_other_demand_biomass_energetic | Biomass | EU | Energy demand | 0.31943 | FEC
CY | TYNDP2026 | LEV | 2035 | TWh | 177 | Sub_sector | Industry | Others | Industry (other, energetic) | Energetic | industry_other_demand_coal_energetic | Solids | EU | Energy demand | 0.2482 | FEC
CY | TYNDP2026 | LEV | 2035 | TWh | 178 | Sub_sector | Industry | Others | Industry (other, energetic) | Energetic | industry_other_demand_oil_energetic | Liquids | EU | Energy demand | 0.27046 | FEC
CY | TYNDP2026 | LEV | 2035 | TWh | 179 | Sub_sector | Industry | Others | Industry (other, energetic) | Energetic | industry_other_demand_others_energetic | Others | EU | Energy demand | 0 | FEC
CY | TYNDP2026 | LEV | 2035 | TWh | 180 | Sub_sector | Industry | Others | Industry (other, energetic) | Energetic | industry_other_demand_ammonia_energetic | Ammonia | EU | Energy demand | 0 | FEC
CY | TYNDP2026 | LEV | 2035 | TWh | 182 | Sub_sector | Industry | Others | Industry (other, non-energetic) | Non-energetic | industry_other_demand_electricity_non_energetic | Electricity | EU | Energy demand | 0 | not_included_in_FEC
CY | TYNDP2026 | LEV | 2035 | TWh | 183 | Sub_sector | Industry | Others | Industry (other, non-energetic) | Non-energetic | industry_other_demand_hydrogen_non_energetic | Hydrogen | EU | Energy demand | 0 | not_included_in_FEC
CY | TYNDP2026 | LEV | 2035 | TWh | 184 | Sub_sector | Industry | Others | Industry (other, non-energetic) | Non-energetic | industry_other_demand_methane_non_energetic | Methane | EU | Energy demand | 0 | not_included_in_FEC
CY | TYNDP2026 | LEV | 2035 | TWh | 185 | Sub_sector | Industry | Others | Industry (other, non-energetic) | Non-energetic | industry_other_demand_heat_non_energetic | Heat | EU | Energy demand | 0 | not_included_in_FEC
CY | TYNDP2026 | LEV | 2035 | TWh | 186 | Sub_sector | Industry | Others | Industry (other, non-energetic) | Non-energetic | industry_other_demand_biomass_non_energetic | Biomass | EU | Energy demand | 0 | not_included_in_FEC
CY | TYNDP2026 | LEV | 2035 | TWh | 187 | Sub_sector | Industry | Others | Industry (other, non-energetic) | Non-energetic | industry_other_demand_coal_non_energetic | Solids | EU | Energy demand | 0 | not_included_in_FEC
CY | TYNDP2026 | LEV | 2035 | TWh | 188 | Sub_sector | Industry | Others | Industry (other, non-energetic) | Non-energetic | industry_other_demand_oil_non_energetic | Liquids | EU | Energy demand | 0 | not_included_in_FEC
CY | TYNDP2026 | LEV | 2035 | TWh | 189 | Sub_sector | Industry | Others | Industry (other, non-energetic) | Non-energetic | industry_other_demand_others_non_energetic | Others | EU | Energy demand | 0 | not_included_in_FEC
CY | TYNDP2026 | LEV | 2035 | TWh | 190 | Sub_sector | Industry | Others | Industry (other, non-energetic) | Non-energetic | industry_other_demand_ammonia_non_energetic | Ammonia | EU | Energy demand | 0 | not_included_in_FEC
CY | TYNDP2026 | LEV | 2035 | TWh | 192 | Sub_sector | Industry | Paper | Industry (paper) | Energetic | industry_paper_demand_electricity_energetic | Electricity | EU | Energy demand | 0 | FEC
CY | TYNDP2026 | LEV | 2035 | TWh | 193 | Sub_sector | Industry | Paper | Industry (paper) | Energetic | industry_paper_demand_hydrogen_energetic | Hydrogen | EU | Energy demand | 0 | FEC
CY | TYNDP2026 | LEV | 2035 | TWh | 194 | Sub_sector | Industry | Paper | Industry (paper) | Energetic | industry_paper_demand_methane_energetic | Methane | EU | Energy demand | 0 | FEC
CY | TYNDP2026 | LEV | 2035 | TWh | 195 | Sub_sector | Industry | Paper | Industry (paper) | Energetic | industry_paper_demand_heat_energetic | Heat | EU | Energy demand | 0 | FEC
CY | TYNDP2026 | LEV | 2035 | TWh | 196 | Sub_sector | Industry | Paper | Industry (paper) | Energetic | industry_paper_demand_biomass_energetic | Biomass | EU | Energy demand | 0 | FEC
CY | TYNDP2026 | LEV | 2035 | TWh | 197 | Sub_sector | Industry | Paper | Industry (paper) | Energetic | industry_paper_demand_coal_energetic | Solids | EU | Energy demand | 0 | FEC
CY | TYNDP2026 | LEV | 2035 | TWh | 198 | Sub_sector | Industry | Paper | Industry (paper) | Energetic | industry_paper_demand_oil_energetic | Liquids | EU | Energy demand | 0 | FEC
CY | TYNDP2026 | LEV | 2035 | TWh | 199 | Sub_sector | Industry | Paper | Industry (paper) | Energetic | industry_paper_demand_others_energetic | Others | EU | Energy demand | 0 | FEC
CY | TYNDP2026 | LEV | 2035 | TWh | 200 | Sub_sector | Industry | Paper | Industry (paper) | Energetic | industry_paper_demand_ammonia_energetic | Ammonia | EU | Energy demand | 0 | FEC
CY | TYNDP2026 | LEV | 2035 | TWh | 202 | Sub_sector | Industry | Refineries | Industry (refineries, energetic) | Energetic | industry_refinery_demand_electricity_energetic | Electricity | EU | Energy demand | 0 | not_included_in_FEC
CY | TYNDP2026 | LEV | 2035 | TWh | 203 | Sub_sector | Industry | Refineries | Industry (refineries, energetic) | Energetic | industry_refinery_demand_hydrogen_energetic | Hydrogen | EU | Energy demand | 0 | not_included_in_FEC
CY | TYNDP2026 | LEV | 2035 | TWh | 204 | Sub_sector | Industry | Refineries | Industry (refineries, energetic) | Energetic | industry_refinery_demand_methane_energetic | Methane | EU | Energy demand | 0 | not_included_in_FEC
CY | TYNDP2026 | LEV | 2035 | TWh | 205 | Sub_sector | Industry | Refineries | Industry (refineries, energetic) | Energetic | industry_refinery_demand_heat_energetic | Heat | EU | Energy demand | 0 | not_included_in_FEC
CY | TYNDP2026 | LEV | 2035 | TWh | 206 | Sub_sector | Industry | Refineries | Industry (refineries, energetic) | Energetic | industry_refinery_demand_biomass_energetic | Biomass | EU | Energy demand | 0 | not_included_in_FEC
CY | TYNDP2026 | LEV | 2035 | TWh | 207 | Sub_sector | Industry | Refineries | Industry (refineries, energetic) | Energetic | industry_refinery_demand_coal_energetic | Solids | EU | Energy demand | 0 | not_included_in_FEC
CY | TYNDP2026 | LEV | 2035 | TWh | 208 | Sub_sector | Industry | Refineries | Industry (refineries, energetic) | Energetic | industry_refinery_demand_oil_energetic | Liquids | EU | Energy demand | 0 | not_included_in_FEC
CY | TYNDP2026 | LEV | 2035 | TWh | 209 | Sub_sector | Industry | Refineries | Industry (refineries, energetic) | Energetic | industry_refinery_demand_others_energetic | Others | EU | Energy demand | 0 | not_included_in_FEC
CY | TYNDP2026 | LEV | 2035 | TWh | 210 | Sub_sector | Industry | Refineries | Industry (refineries, energetic) | Energetic | industry_refinery_demand_ammonia_energetic | Ammonia | EU | Energy demand | 0 | not_included_in_FEC
CY | TYNDP2026 | LEV | 2035 | TWh | 212 | Sub_sector | Industry | Refineries | Industry (refineries, non-energetic) | Non-energetic | industry_refinery_demand_electricity_non_energetic | Electricity | EU | Energy demand | 0 | not_included_in_FEC
CY | TYNDP2026 | LEV | 2035 | TWh | 213 | Sub_sector | Industry | Refineries | Industry (refineries, non-energetic) | Non-energetic | industry_refinery_demand_hydrogen_non_energetic | Hydrogen | EU | Energy demand | 0 | not_included_in_FEC
CY | TYNDP2026 | LEV | 2035 | TWh | 214 | Sub_sector | Industry | Refineries | Industry (refineries, non-energetic) | Non-energetic | industry_refinery_demand_methane_non_energetic | Methane | EU | Energy demand | 0 | not_included_in_FEC
CY | TYNDP2026 | LEV | 2035 | TWh | 215 | Sub_sector | Industry | Refineries | Industry (refineries, non-energetic) | Non-energetic | industry_refinery_demand_heat_non_energetic | Heat | EU | Energy demand | 0 | not_included_in_FEC
CY | TYNDP2026 | LEV | 2035 | TWh | 216 | Sub_sector | Industry | Refineries | Industry (refineries, non-energetic) | Non-energetic | industry_refinery_demand_biomass_non_energetic | Biomass | EU | Energy demand | 0 | not_included_in_FEC
CY | TYNDP2026 | LEV | 2035 | TWh | 217 | Sub_sector | Industry | Refineries | Industry (refineries, non-energetic) | Non-energetic | industry_refinery_demand_coal_non_energetic | Solids | EU | Energy demand | 0 | not_included_in_FEC
CY | TYNDP2026 | LEV | 2035 | TWh | 218 | Sub_sector | Industry | Refineries | Industry (refineries, non-energetic) | Non-energetic | industry_refinery_demand_oil_non_energetic | Liquids | EU | Energy demand | 0 | not_included_in_FEC
CY | TYNDP2026 | LEV | 2035 | TWh | 219 | Sub_sector | Industry | Refineries | Industry (refineries, non-energetic) | Non-energetic | industry_refinery_demand_others_non_energetic | Others | EU | Energy demand | 0 | not_included_in_FEC
CY | TYNDP2026 | LEV | 2035 | TWh | 220 | Sub_sector | Industry | Refineries | Industry (refineries, non-energetic) | Non-energetic | industry_refinery_demand_ammonia_non_energetic | Ammonia | EU | Energy demand | 0 | not_included_in_FEC
CY | TYNDP2026 | LEV | 2035 | TWh | 222 | Sub_sector | Industry | Steel | Industry (steel) | Energetic | industry_steel_demand_electricity_energetic | Electricity | EU | Energy demand | 0 | FEC
CY | TYNDP2026 | LEV | 2035 | TWh | 223 | Sub_sector | Industry | Steel | Industry (steel) | Energetic | industry_steel_demand_hydrogen_energetic | Hydrogen | EU | Energy demand | 0 | FEC
CY | TYNDP2026 | LEV | 2035 | TWh | 224 | Sub_sector | Industry | Steel | Industry (steel) | Energetic | industry_steel_demand_methane_energetic | Methane | EU | Energy demand | 0 | FEC
CY | TYNDP2026 | LEV | 2035 | TWh | 225 | Sub_sector | Industry | Steel | Industry (steel) | Energetic | industry_steel_demand_heat_energetic | Heat | EU | Energy demand | 0 | FEC
CY | TYNDP2026 | LEV | 2035 | TWh | 226 | Sub_sector | Industry | Steel | Industry (steel) | Energetic | industry_steel_demand_biomass_energetic | Biomass | EU | Energy demand | 0 | FEC
CY | TYNDP2026 | LEV | 2035 | TWh | 227 | Sub_sector | Industry | Steel | Industry (steel) | Energetic | industry_steel_demand_coal_energetic | Solids | EU | Energy demand | 0 | FEC
CY | TYNDP2026 | LEV | 2035 | TWh | 228 | Sub_sector | Industry | Steel | Industry (steel) | Energetic | industry_steel_demand_oil_energetic | Liquids | EU | Energy demand | 0 | FEC
CY | TYNDP2026 | LEV | 2035 | TWh | 229 | Sub_sector | Industry | Steel | Industry (steel) | Energetic | industry_steel_demand_others_energetic | Others | EU | Energy demand | 0 | FEC
CY | TYNDP2026 | LEV | 2035 | TWh | 230 | Sub_sector | Industry | Steel | Industry (steel) | Energetic | industry_steel_demand_ammonia_energetic | Ammonia | EU | Energy demand | 0 | FEC
CY | TYNDP2026 | LEV | 2035 | TWh | 232 | Sub_sector | Transport | Cars | Transport (cars) | Energetic | transport_cars_final_demand_electricity | Electricity | EU | Energy demand | 0.83535 | FEC
CY | TYNDP2026 | LEV | 2035 | TWh | 233 | Sub_sector | Transport | Cars | Transport (cars) | Energetic | transport_cars_final_demand_hydrogen | Hydrogen | EU | Energy demand | 0.0032411 | FEC
CY | TYNDP2026 | LEV | 2035 | TWh | 234 | Sub_sector | Transport | Cars | Transport (cars) | Energetic | transport_cars_final_demand_methane | Methane | EU | Energy demand | 0 | FEC
CY | TYNDP2026 | LEV | 2035 | TWh | 235 | Sub_sector | Transport | Cars | Transport (cars) | Energetic | transport_cars_final_demand_heat | Heat | EU | Energy demand | 0 | FEC
CY | TYNDP2026 | LEV | 2035 | TWh | 236 | Sub_sector | Transport | Cars | Transport (cars) | Energetic | transport_cars_final_demand_biomass | Biomass | EU | Energy demand | 0 | FEC
CY | TYNDP2026 | LEV | 2035 | TWh | 237 | Sub_sector | Transport | Cars | Transport (cars) | Energetic | transport_cars_final_demand_coal | Solids | EU | Energy demand | 0 | FEC
CY | TYNDP2026 | LEV | 2035 | TWh | 238 | Sub_sector | Transport | Cars | Transport (cars) | Energetic | transport_cars_final_demand_oil | Liquids | EU | Energy demand | 4.2523 | FEC
CY | TYNDP2026 | LEV | 2035 | TWh | 239 | Sub_sector | Transport | Cars | Transport (cars) | Energetic | transport_cars_final_demand_other | Others | EU | Energy demand | 0 | FEC
CY | TYNDP2026 | LEV | 2035 | TWh | 240 | Sub_sector | Transport | Cars | Transport (cars) | Energetic | transport_cars_final_demand_ammonia | Ammonia | EU | Energy demand | 0 | FEC
CY | TYNDP2026 | LEV | 2035 | TWh | 242 | Sub_sector | Transport | Busses | Transport (busses) | Energetic | transport_busses_final_demand_electricity | Electricity | EU | Energy demand | 0 | FEC
CY | TYNDP2026 | LEV | 2035 | TWh | 243 | Sub_sector | Transport | Busses | Transport (busses) | Energetic | transport_busses_final_demand_hydrogen | Hydrogen | EU | Energy demand | 0 | FEC
CY | TYNDP2026 | LEV | 2035 | TWh | 244 | Sub_sector | Transport | Busses | Transport (busses) | Energetic | transport_busses_final_demand_methane | Methane | EU | Energy demand | 0 | FEC
CY | TYNDP2026 | LEV | 2035 | TWh | 245 | Sub_sector | Transport | Busses | Transport (busses) | Energetic | transport_busses_final_demand_heat | Heat | EU | Energy demand | 0 | FEC
CY | TYNDP2026 | LEV | 2035 | TWh | 246 | Sub_sector | Transport | Busses | Transport (busses) | Energetic | transport_busses_final_demand_biomass | Biomass | EU | Energy demand | 0 | FEC
CY | TYNDP2026 | LEV | 2035 | TWh | 247 | Sub_sector | Transport | Busses | Transport (busses) | Energetic | transport_busses_final_demand_coal | Solids | EU | Energy demand | 0 | FEC
CY | TYNDP2026 | LEV | 2035 | TWh | 248 | Sub_sector | Transport | Busses | Transport (busses) | Energetic | transport_busses_final_demand_oil | Liquids | EU | Energy demand | 0 | FEC
CY | TYNDP2026 | LEV | 2035 | TWh | 249 | Sub_sector | Transport | Busses | Transport (busses) | Energetic | transport_busses_final_demand_other | Others | EU | Energy demand | 0 | FEC
CY | TYNDP2026 | LEV | 2035 | TWh | 250 | Sub_sector | Transport | Busses | Transport (busses) | Energetic | transport_busses_final_demand_ammonia | Ammonia | EU | Energy demand | 0 | FEC
CY | TYNDP2026 | LEV | 2035 | TWh | 252 | Sub_sector | Transport | Trucks | Transport (trucks) | Energetic | transport_trucks_final_demand_electricity | Electricity | EU | Energy demand | 0 | FEC
CY | TYNDP2026 | LEV | 2035 | TWh | 253 | Sub_sector | Transport | Trucks | Transport (trucks) | Energetic | transport_trucks_final_demand_hydrogen | Hydrogen | EU | Energy demand | 0 | FEC
CY | TYNDP2026 | LEV | 2035 | TWh | 254 | Sub_sector | Transport | Trucks | Transport (trucks) | Energetic | transport_trucks_final_demand_methane | Methane | EU | Energy demand | 0 | FEC
CY | TYNDP2026 | LEV | 2035 | TWh | 255 | Sub_sector | Transport | Trucks | Transport (trucks) | Energetic | transport_trucks_final_demand_heat | Heat | EU | Energy demand | 0 | FEC
CY | TYNDP2026 | LEV | 2035 | TWh | 256 | Sub_sector | Transport | Trucks | Transport (trucks) | Energetic | transport_trucks_final_demand_biomass | Biomass | EU | Energy demand | 0 | FEC
CY | TYNDP2026 | LEV | 2035 | TWh | 257 | Sub_sector | Transport | Trucks | Transport (trucks) | Energetic | transport_trucks_final_demand_coal | Solids | EU | Energy demand | 0 | FEC
CY | TYNDP2026 | LEV | 2035 | TWh | 258 | Sub_sector | Transport | Trucks | Transport (trucks) | Energetic | transport_trucks_final_demand_oil | Liquids | EU | Energy demand | 0 | FEC
CY | TYNDP2026 | LEV | 2035 | TWh | 259 | Sub_sector | Transport | Trucks | Transport (trucks) | Energetic | transport_trucks_final_demand_other | Others | EU | Energy demand | 0 | FEC
CY | TYNDP2026 | LEV | 2035 | TWh | 260 | Sub_sector | Transport | Trucks | Transport (trucks) | Energetic | transport_trucks_final_demand_ammonia | Ammonia | EU | Energy demand | 0 | FEC
CY | TYNDP2026 | LEV | 2035 | TWh | 262 | Sub_sector | Transport | Vans | Transport (vans) | Energetic | transport_vans_final_demand_electricity | Electricity | EU | Energy demand | 0 | FEC
CY | TYNDP2026 | LEV | 2035 | TWh | 263 | Sub_sector | Transport | Vans | Transport (vans) | Energetic | transport_vans_final_demand_hydrogen | Hydrogen | EU | Energy demand | 0 | FEC
CY | TYNDP2026 | LEV | 2035 | TWh | 264 | Sub_sector | Transport | Vans | Transport (vans) | Energetic | transport_vans_final_demand_methane | Methane | EU | Energy demand | 0 | FEC
CY | TYNDP2026 | LEV | 2035 | TWh | 265 | Sub_sector | Transport | Vans | Transport (vans) | Energetic | transport_vans_final_demand_heat | Heat | EU | Energy demand | 0 | FEC
CY | TYNDP2026 | LEV | 2035 | TWh | 266 | Sub_sector | Transport | Vans | Transport (vans) | Energetic | transport_vans_final_demand_biomass | Biomass | EU | Energy demand | 0 | FEC
CY | TYNDP2026 | LEV | 2035 | TWh | 267 | Sub_sector | Transport | Vans | Transport (vans) | Energetic | transport_vans_final_demand_coal | Solids | EU | Energy demand | 0 | FEC
CY | TYNDP2026 | LEV | 2035 | TWh | 268 | Sub_sector | Transport | Vans | Transport (vans) | Energetic | transport_vans_final_demand_oil | Liquids | EU | Energy demand | 0 | FEC
CY | TYNDP2026 | LEV | 2035 | TWh | 269 | Sub_sector | Transport | Vans | Transport (vans) | Energetic | transport_vans_final_demand_other | Others | EU | Energy demand | 0 | FEC
CY | TYNDP2026 | LEV | 2035 | TWh | 270 | Sub_sector | Transport | Vans | Transport (vans) | Energetic | transport_vans_final_demand_ammonia | Ammonia | EU | Energy demand | 0 | FEC
CY | TYNDP2026 | LEV | 2035 | TWh | 272 | Sub_sector | Transport | Freight trains | Transport (trains) | Energetic | transport_trains_final_demand_electricity | Electricity | EU | Energy demand | 0 | FEC
CY | TYNDP2026 | LEV | 2035 | TWh | 273 | Sub_sector | Transport | Freight trains | Transport (trains) | Energetic | transport_trains_final_demand_hydrogen | Hydrogen | EU | Energy demand | 0 | FEC
CY | TYNDP2026 | LEV | 2035 | TWh | 274 | Sub_sector | Transport | Freight trains | Transport (trains) | Energetic | transport_trains_final_demand_methane | Methane | EU | Energy demand | 0 | FEC
CY | TYNDP2026 | LEV | 2035 | TWh | 275 | Sub_sector | Transport | Freight trains | Transport (trains) | Energetic | transport_trains_final_demand_heat | Heat | EU | Energy demand | 0 | FEC
CY | TYNDP2026 | LEV | 2035 | TWh | 276 | Sub_sector | Transport | Freight trains | Transport (trains) | Energetic | transport_trains_final_demand_biomass | Biomass | EU | Energy demand | 0 | FEC
CY | TYNDP2026 | LEV | 2035 | TWh | 277 | Sub_sector | Transport | Freight trains | Transport (trains) | Energetic | transport_trains_final_demand_coal | Solids | EU | Energy demand | 0 | FEC
CY | TYNDP2026 | LEV | 2035 | TWh | 278 | Sub_sector | Transport | Freight trains | Transport (trains) | Energetic | transport_trains_final_demand_oil | Liquids | EU | Energy demand | 0 | FEC
CY | TYNDP2026 | LEV | 2035 | TWh | 279 | Sub_sector | Transport | Freight trains | Transport (trains) | Energetic | transport_trains_final_demand_other | Others | EU | Energy demand | 0 | FEC
CY | TYNDP2026 | LEV | 2035 | TWh | 280 | Sub_sector | Transport | Freight trains | Transport (trains) | Energetic | transport_trains_final_demand_ammonia | Ammonia | EU | Energy demand | 0 | FEC
CY | TYNDP2026 | LEV | 2035 | TWh | 282 | Sub_sector | Transport | Ships | Transport (ships) | Energetic | transport_ships_final_demand_electricity | Electricity | EU | Energy demand | 0.00227 | FEC
CY | TYNDP2026 | LEV | 2035 | TWh | 283 | Sub_sector | Transport | Ships | Transport (ships) | Energetic | transport_ships_final_demand_hydrogen | Hydrogen | EU | Energy demand | 0 | FEC
CY | TYNDP2026 | LEV | 2035 | TWh | 284 | Sub_sector | Transport | Ships | Transport (ships) | Energetic | transport_ships_final_demand_methane | Methane | EU | Energy demand | 0 | FEC
CY | TYNDP2026 | LEV | 2035 | TWh | 285 | Sub_sector | Transport | Ships | Transport (ships) | Energetic | transport_ships_final_demand_heat | Heat | EU | Energy demand | 0 | FEC
CY | TYNDP2026 | LEV | 2035 | TWh | 286 | Sub_sector | Transport | Ships | Transport (ships) | Energetic | transport_ships_final_demand_biomass | Biomass | EU | Energy demand | 0 | FEC
CY | TYNDP2026 | LEV | 2035 | TWh | 287 | Sub_sector | Transport | Ships | Transport (ships) | Energetic | transport_ships_final_demand_coal | Solids | EU | Energy demand | 0 | FEC
CY | TYNDP2026 | LEV | 2035 | TWh | 288 | Sub_sector | Transport | Ships | Transport (ships) | Energetic | transport_ships_final_demand_oil | Liquids | EU | Energy demand | 0.046906 | FEC
CY | TYNDP2026 | LEV | 2035 | TWh | 289 | Sub_sector | Transport | Ships | Transport (ships) | Energetic | transport_ships_final_demand_other | Others | EU | Energy demand | 0 | FEC
CY | TYNDP2026 | LEV | 2035 | TWh | 290 | Sub_sector | Transport | Ships | Transport (ships) | Energetic | transport_ships_final_demand_ammonia | Ammonia | EU | Energy demand | 0 | FEC
CY | TYNDP2026 | LEV | 2035 | TWh | 292 | Sub_sector | Transport | Planes | Transport (planes) | Energetic | transport_planes_final_demand_electricity | Electricity | EU | Energy demand | 0 | FEC
CY | TYNDP2026 | LEV | 2035 | TWh | 293 | Sub_sector | Transport | Planes | Transport (planes) | Energetic | transport_planes_final_demand_hydrogen | Hydrogen | EU | Energy demand | 0 | FEC
CY | TYNDP2026 | LEV | 2035 | TWh | 294 | Sub_sector | Transport | Planes | Transport (planes) | Energetic | transport_planes_final_demand_methane | Methane | EU | Energy demand | 0 | FEC
CY | TYNDP2026 | LEV | 2035 | TWh | 295 | Sub_sector | Transport | Planes | Transport (planes) | Energetic | transport_planes_final_demand_heat | Heat | EU | Energy demand | 0 | FEC
CY | TYNDP2026 | LEV | 2035 | TWh | 296 | Sub_sector | Transport | Planes | Transport (planes) | Energetic | transport_planes_final_demand_biomass | Biomass | EU | Energy demand | 0 | FEC
CY | TYNDP2026 | LEV | 2035 | TWh | 297 | Sub_sector | Transport | Planes | Transport (planes) | Energetic | transport_planes_final_demand_coal | Solids | EU | Energy demand | 0 | FEC
CY | TYNDP2026 | LEV | 2035 | TWh | 298 | Sub_sector | Transport | Planes | Transport (planes) | Energetic | transport_planes_final_demand_oil | Liquids | EU | Energy demand | 0 | FEC
CY | TYNDP2026 | LEV | 2035 | TWh | 299 | Sub_sector | Transport | Planes | Transport (planes) | Energetic | transport_planes_final_demand_other | Others | EU | Energy demand | 0 | FEC
CY | TYNDP2026 | LEV | 2035 | TWh | 300 | Sub_sector | Transport | Planes | Transport (planes) | Energetic | transport_planes_final_demand_ammonia | Ammonia | EU | Energy demand | 0 | FEC
CY | TYNDP2026 | LEV | 2035 | TWh | 302 | Sub_sector | Transport | Others | Transport (others) | Energetic | transport_other_final_demand_electricity | Electricity | EU | Energy demand | 0 | FEC
CY | TYNDP2026 | LEV | 2035 | TWh | 303 | Sub_sector | Transport | Others | Transport (others) | Energetic | transport_other_final_demand_hydrogen | Hydrogen | EU | Energy demand | 0 | FEC
CY | TYNDP2026 | LEV | 2035 | TWh | 304 | Sub_sector | Transport | Others | Transport (others) | Energetic | transport_other_final_demand_methane | Methane | EU | Energy demand | 0 | FEC
CY | TYNDP2026 | LEV | 2035 | TWh | 305 | Sub_sector | Transport | Others | Transport (others) | Energetic | transport_other_final_demand_heat | Heat | EU | Energy demand | 0 | FEC
CY | TYNDP2026 | LEV | 2035 | TWh | 306 | Sub_sector | Transport | Others | Transport (others) | Energetic | transport_other_final_demand_biomass | Biomass | EU | Energy demand | 0 | FEC
CY | TYNDP2026 | LEV | 2035 | TWh | 307 | Sub_sector | Transport | Others | Transport (others) | Energetic | transport_other_final_demand_coal | Solids | EU | Energy demand | 0 | FEC
CY | TYNDP2026 | LEV | 2035 | TWh | 308 | Sub_sector | Transport | Others | Transport (others) | Energetic | transport_other_final_demand_oil | Liquids | EU | Energy demand | 0 | FEC
CY | TYNDP2026 | LEV | 2035 | TWh | 309 | Sub_sector | Transport | Others | Transport (others) | Energetic | transport_other_final_demand_other | Others | EU | Energy demand | 0 | FEC
CY | TYNDP2026 | LEV | 2035 | TWh | 310 | Sub_sector | Transport | Others | Transport (others) | Energetic | transport_other_final_demand_ammonia | Ammonia | EU | Energy demand | 0 | FEC
CY | TYNDP2026 | LEV | 2035 | TWh | 312 | Sub_sector | International transport | International aviation | Transport (int. aviation) | Energetic | transport_int_aviation_final_demand_electricity | Electricity | EU | Energy demand | 0 | FEC
CY | TYNDP2026 | LEV | 2035 | TWh | 313 | Sub_sector | International transport | International aviation | Transport (int. aviation) | Energetic | transport_int_aviation_final_demand_hydrogen | Hydrogen | EU | Energy demand | 0 | FEC
CY | TYNDP2026 | LEV | 2035 | TWh | 314 | Sub_sector | International transport | International aviation | Transport (int. aviation) | Energetic | transport_int_aviation_final_demand_methane | Methane | EU | Energy demand | 0 | FEC
CY | TYNDP2026 | LEV | 2035 | TWh | 315 | Sub_sector | International transport | International aviation | Transport (int. aviation) | Energetic | transport_int_aviation_final_demand_heat | Heat | EU | Energy demand | 0 | FEC
CY | TYNDP2026 | LEV | 2035 | TWh | 316 | Sub_sector | International transport | International aviation | Transport (int. aviation) | Energetic | transport_int_aviation_final_demand_biofuels | Biomass | EU | Energy demand | 0 | FEC
CY | TYNDP2026 | LEV | 2035 | TWh | 317 | Sub_sector | International transport | International aviation | Transport (int. aviation) | Energetic | transport_int_aviation_final_demand_coal | Solids | EU | Energy demand | 0 | FEC
CY | TYNDP2026 | LEV | 2035 | TWh | 318 | Sub_sector | International transport | International aviation | Transport (int. aviation) | Energetic | transport_int_aviation_final_demand_oil | Liquids | EU | Energy demand | 3.3246 | FEC
CY | TYNDP2026 | LEV | 2035 | TWh | 319 | Sub_sector | International transport | International aviation | Transport (int. aviation) | Energetic | transport_int_aviation_final_demand_other | Others | EU | Energy demand | 0 | FEC
CY | TYNDP2026 | LEV | 2035 | TWh | 320 | Sub_sector | International transport | International aviation | Transport (int. aviation) | Energetic | transport_int_aviation_final_demand_ammonia | Ammonia | EU | Energy demand | 0 | FEC
CY | TYNDP2026 | LEV | 2035 | TWh | 322 | Sub_sector | International transport | International shipping | Transport (int. shipping) | Energetic | transport_int_shipping_final_demand_electricity | Electricity | EU | Energy demand | 0 | not_included_in_FEC
CY | TYNDP2026 | LEV | 2035 | TWh | 323 | Sub_sector | International transport | International shipping | Transport (int. shipping) | Energetic | transport_int_shipping_final_demand_hydrogen | Hydrogen | EU | Energy demand | 0 | not_included_in_FEC
CY | TYNDP2026 | LEV | 2035 | TWh | 324 | Sub_sector | International transport | International shipping | Transport (int. shipping) | Energetic | transport_int_shipping_final_demand_methane | Methane | EU | Energy demand | 0 | not_included_in_FEC
CY | TYNDP2026 | LEV | 2035 | TWh | 325 | Sub_sector | International transport | International shipping | Transport (int. shipping) | Energetic | transport_int_shipping_final_demand_heat | Heat | EU | Energy demand | 0 | not_included_in_FEC
CY | TYNDP2026 | LEV | 2035 | TWh | 326 | Sub_sector | International transport | International shipping | Transport (int. shipping) | Energetic | transport_int_shipping_final_demand_biofuels | Biomass | EU | Energy demand | 0 | not_included_in_FEC
CY | TYNDP2026 | LEV | 2035 | TWh | 327 | Sub_sector | International transport | International shipping | Transport (int. shipping) | Energetic | transport_int_shipping_final_demand_coal | Solids | EU | Energy demand | 0 | not_included_in_FEC
CY | TYNDP2026 | LEV | 2035 | TWh | 328 | Sub_sector | International transport | International shipping | Transport (int. shipping) | Energetic | transport_int_shipping_final_demand_oil | Liquids | EU | Energy demand | 0 | not_included_in_FEC
CY | TYNDP2026 | LEV | 2035 | TWh | 329 | Sub_sector | International transport | International shipping | Transport (int. shipping) | Energetic | transport_int_shipping_final_demand_other | Others | EU | Energy demand | 0 | not_included_in_FEC
CY | TYNDP2026 | LEV | 2035 | TWh | 330 | Sub_sector | International transport | International shipping | Transport (int. shipping) | Energetic | transport_int_shipping_final_demand_ammonia | Ammonia | EU | Energy demand | 0 | not_included_in_FEC
CY | TYNDP2026 | LEV | 2035 | TWh | 332 | Sub_sector | Households | Space heating | Households (heating) | Energetic | households_heating_final_demand_electricity | Electricity | EU | Energy demand | 0.83173 | FEC
CY | TYNDP2026 | LEV | 2035 | TWh | 333 | Sub_sector | Households | Space heating | Households (heating) | Energetic | households_heating_final_demand_hydrogen | Hydrogen | EU | Energy demand | 0 | FEC
CY | TYNDP2026 | LEV | 2035 | TWh | 334 | Sub_sector | Households | Space heating | Households (heating) | Energetic | households_heating_final_demand_methane | Methane | EU | Energy demand | 0 | FEC
CY | TYNDP2026 | LEV | 2035 | TWh | 335 | Sub_sector | Households | Space heating | Households (heating) | Energetic | households_heating_final_demand_heat | Heat | EU | Energy demand | 0 | FEC
CY | TYNDP2026 | LEV | 2035 | TWh | 336 | Sub_sector | Households | Space heating | Households (heating) | Energetic | households_heating_final_demand_biomass | Biomass | EU | Energy demand | 0.14355 | FEC
CY | TYNDP2026 | LEV | 2035 | TWh | 337 | Sub_sector | Households | Space heating | Households (heating) | Energetic | households_heating_final_demand_coal | Solids | EU | Energy demand | 0 | FEC
CY | TYNDP2026 | LEV | 2035 | TWh | 338 | Sub_sector | Households | Space heating | Households (heating) | Energetic | households_heating_final_demand_oil | Liquids | EU | Energy demand | 0.75791 | FEC
CY | TYNDP2026 | LEV | 2035 | TWh | 339 | Sub_sector | Households | Space heating | Households (heating) | Energetic | households_heating_final_demand_other | Others | EU | Energy demand | 0 | FEC
CY | TYNDP2026 | LEV | 2035 | TWh | 340 | Sub_sector | Households | Space heating | Households (heating) | Energetic | households_heating_final_demand_ammonia | Ammonia | EU | Energy demand | 0 | FEC
CY | TYNDP2026 | LEV | 2035 | TWh | 343 | Sub_sector | Households | Cooling | Households (cooling) | Energetic | households_cooling_final_demand_electricity | Electricity | EU | Energy demand | 0.48366 | FEC
CY | TYNDP2026 | LEV | 2035 | TWh | 344 | Sub_sector | Households | Cooling | Households (cooling) | Energetic | households_cooling_final_demand_hydrogen | Hydrogen | EU | Energy demand | 0 | FEC
CY | TYNDP2026 | LEV | 2035 | TWh | 345 | Sub_sector | Households | Cooling | Households (cooling) | Energetic | households_cooling_final_demand_methane | Methane | EU | Energy demand | 0 | FEC
CY | TYNDP2026 | LEV | 2035 | TWh | 346 | Sub_sector | Households | Cooling | Households (cooling) | Energetic | households_cooling_final_demand_heat | Heat | EU | Energy demand | 0 | FEC
CY | TYNDP2026 | LEV | 2035 | TWh | 347 | Sub_sector | Households | Cooling | Households (cooling) | Energetic | households_cooling_final_demand_biomass | Biomass | EU | Energy demand | 0 | FEC
CY | TYNDP2026 | LEV | 2035 | TWh | 348 | Sub_sector | Households | Cooling | Households (cooling) | Energetic | households_cooling_final_demand_coal | Solids | EU | Energy demand | 0 | FEC
CY | TYNDP2026 | LEV | 2035 | TWh | 349 | Sub_sector | Households | Cooling | Households (cooling) | Energetic | households_cooling_final_demand_oil | Liquids | EU | Energy demand | 0 | FEC
CY | TYNDP2026 | LEV | 2035 | TWh | 350 | Sub_sector | Households | Cooling | Households (cooling) | Energetic | households_cooling_final_demand_other | Others | EU | Energy demand | 0 | FEC
CY | TYNDP2026 | LEV | 2035 | TWh | 351 | Sub_sector | Households | Cooling | Households (cooling) | Energetic | households_cooling_final_demand_ammonia | Ammonia | EU | Energy demand | 0 | FEC
CY | TYNDP2026 | LEV | 2035 | TWh | 354 | Sub_sector | Households | Hot water | Households (hot water) | Energetic | households_hot_water_final_demand_electricity | Electricity | EU | Energy demand | 0.22119 | FEC
CY | TYNDP2026 | LEV | 2035 | TWh | 355 | Sub_sector | Households | Hot water | Households (hot water) | Energetic | households_hot_water_final_demand_hydrogen | Hydrogen | EU | Energy demand | 0 | FEC
CY | TYNDP2026 | LEV | 2035 | TWh | 356 | Sub_sector | Households | Hot water | Households (hot water) | Energetic | households_hot_water_final_demand_methane | Methane | EU | Energy demand | 0 | FEC
CY | TYNDP2026 | LEV | 2035 | TWh | 357 | Sub_sector | Households | Hot water | Households (hot water) | Energetic | households_hot_water_final_demand_heat | Heat | EU | Energy demand | 0 | FEC
CY | TYNDP2026 | LEV | 2035 | TWh | 358 | Sub_sector | Households | Hot water | Households (hot water) | Energetic | households_hot_water_final_demand_biomass | Biomass | EU | Energy demand | 0.025894 | FEC
CY | TYNDP2026 | LEV | 2035 | TWh | 359 | Sub_sector | Households | Hot water | Households (hot water) | Energetic | households_hot_water_final_demand_coal | Solids | EU | Energy demand | 0 | FEC
CY | TYNDP2026 | LEV | 2035 | TWh | 360 | Sub_sector | Households | Hot water | Households (hot water) | Energetic | households_hot_water_final_demand_oil | Liquids | EU | Energy demand | 0.17094 | FEC
CY | TYNDP2026 | LEV | 2035 | TWh | 361 | Sub_sector | Households | Hot water | Households (hot water) | Energetic | households_hot_water_final_demand_other | Others | EU | Energy demand | 0.84394 | FEC
CY | TYNDP2026 | LEV | 2035 | TWh | 362 | Sub_sector | Households | Hot water | Households (hot water) | Energetic | households_hot_water_final_demand_ammonia | Ammonia | EU | Energy demand | 0 | FEC
CY | TYNDP2026 | LEV | 2035 | TWh | 365 | Sub_sector | Households | Appliances | Households (appliances) | Energetic | households_appliances_final_demand_electricity | Electricity | EU | Energy demand | 0.9005 | FEC
CY | TYNDP2026 | LEV | 2035 | TWh | 366 | Sub_sector | Households | Appliances | Households (appliances) | Energetic | households_appliances_final_demand_hydrogen | Hydrogen | EU | Energy demand | 0 | FEC
CY | TYNDP2026 | LEV | 2035 | TWh | 367 | Sub_sector | Households | Appliances | Households (appliances) | Energetic | households_appliances_final_demand_methane | Methane | EU | Energy demand | 0 | FEC
CY | TYNDP2026 | LEV | 2035 | TWh | 368 | Sub_sector | Households | Appliances | Households (appliances) | Energetic | households_appliances_final_demand_heat | Heat | EU | Energy demand | 0 | FEC
CY | TYNDP2026 | LEV | 2035 | TWh | 369 | Sub_sector | Households | Appliances | Households (appliances) | Energetic | households_appliances_final_demand_biomass | Biomass | EU | Energy demand | 0 | FEC
CY | TYNDP2026 | LEV | 2035 | TWh | 370 | Sub_sector | Households | Appliances | Households (appliances) | Energetic | households_appliances_final_demand_coal | Solids | EU | Energy demand | 0 | FEC
CY | TYNDP2026 | LEV | 2035 | TWh | 371 | Sub_sector | Households | Appliances | Households (appliances) | Energetic | households_appliances_final_demand_oil | Liquids | EU | Energy demand | 0 | FEC
CY | TYNDP2026 | LEV | 2035 | TWh | 372 | Sub_sector | Households | Appliances | Households (appliances) | Energetic | households_appliances_final_demand_other | Others | EU | Energy demand | 0 | FEC
CY | TYNDP2026 | LEV | 2035 | TWh | 373 | Sub_sector | Households | Appliances | Households (appliances) | Energetic | households_appliances_final_demand_ammonia | Ammonia | EU | Energy demand | 0 | FEC
CY | TYNDP2026 | LEV | 2035 | TWh | 375 | Sub_sector | Buildings | Space heating | Buildings (heat) | Energetic | buildings_heat_final_demand_electricity | Electricity | EU | Energy demand | 0.58963 | FEC
CY | TYNDP2026 | LEV | 2035 | TWh | 376 | Sub_sector | Buildings | Space heating | Buildings (heat) | Energetic | buildings_heat_final_demand_hydrogen | Hydrogen | EU | Energy demand | 0 | FEC
CY | TYNDP2026 | LEV | 2035 | TWh | 377 | Sub_sector | Buildings | Space heating | Buildings (heat) | Energetic | buildings_heat_final_demand_methane | Methane | EU | Energy demand | 0 | FEC
CY | TYNDP2026 | LEV | 2035 | TWh | 378 | Sub_sector | Buildings | Space heating | Buildings (heat) | Energetic | buildings_heat_final_demand_heat | Heat | EU | Energy demand | 0.19372 | FEC
CY | TYNDP2026 | LEV | 2035 | TWh | 379 | Sub_sector | Buildings | Space heating | Buildings (heat) | Energetic | buildings_heat_final_demand_biomass | Biomass | EU | Energy demand | 0.25494 | FEC
CY | TYNDP2026 | LEV | 2035 | TWh | 380 | Sub_sector | Buildings | Space heating | Buildings (heat) | Energetic | buildings_heat_final_demand_coal | Solids | EU | Energy demand | 0 | FEC
CY | TYNDP2026 | LEV | 2035 | TWh | 381 | Sub_sector | Buildings | Space heating | Buildings (heat) | Energetic | buildings_heat_final_demand_oil | Liquids | EU | Energy demand | 0.29452 | FEC
CY | TYNDP2026 | LEV | 2035 | TWh | 382 | Sub_sector | Buildings | Space heating | Buildings (heat) | Energetic | buildings_heat_final_demand_other | Others | EU | Energy demand | 0.20825 | FEC
CY | TYNDP2026 | LEV | 2035 | TWh | 383 | Sub_sector | Buildings | Space heating | Buildings (heat) | Energetic | buildings_heat_final_demand_ammonia | Ammonia | EU | Energy demand | 0 | FEC
CY | TYNDP2026 | LEV | 2035 | TWh | 386 | Sub_sector | Buildings | Cooling | Buildings (cooling) | Energetic | buildings_cooling_final_demand_electricity | Electricity | EU | Energy demand | 0.46659 | FEC
CY | TYNDP2026 | LEV | 2035 | TWh | 387 | Sub_sector | Buildings | Cooling | Buildings (cooling) | Energetic | buildings_cooling_final_demand_hydrogen | Hydrogen | EU | Energy demand | 0 | FEC
CY | TYNDP2026 | LEV | 2035 | TWh | 388 | Sub_sector | Buildings | Cooling | Buildings (cooling) | Energetic | buildings_cooling_final_demand_methane | Methane | EU | Energy demand | 0 | FEC
CY | TYNDP2026 | LEV | 2035 | TWh | 389 | Sub_sector | Buildings | Cooling | Buildings (cooling) | Energetic | buildings_cooling_final_demand_heat | Heat | EU | Energy demand | 0 | FEC
CY | TYNDP2026 | LEV | 2035 | TWh | 390 | Sub_sector | Buildings | Cooling | Buildings (cooling) | Energetic | buildings_cooling_final_demand_biomass | Biomass | EU | Energy demand | 0 | FEC
CY | TYNDP2026 | LEV | 2035 | TWh | 391 | Sub_sector | Buildings | Cooling | Buildings (cooling) | Energetic | buildings_cooling_final_demand_coal | Solids | EU | Energy demand | 0 | FEC
CY | TYNDP2026 | LEV | 2035 | TWh | 392 | Sub_sector | Buildings | Cooling | Buildings (cooling) | Energetic | buildings_cooling_final_demand_oil | Liquids | EU | Energy demand | 0 | FEC
CY | TYNDP2026 | LEV | 2035 | TWh | 393 | Sub_sector | Buildings | Cooling | Buildings (cooling) | Energetic | buildings_cooling_final_demand_other | Others | EU | Energy demand | 0 | FEC
CY | TYNDP2026 | LEV | 2035 | TWh | 394 | Sub_sector | Buildings | Cooling | Buildings (cooling) | Energetic | buildings_cooling_final_demand_ammonia | Ammonia | EU | Energy demand | 0 | FEC
CY | TYNDP2026 | LEV | 2035 | TWh | 397 | Sub_sector | Buildings | Appliances | Buildings (appliances) | Energetic | buildings_appliances_final_demand_electricity | Electricity | EU | Energy demand | 1.5328 | FEC
CY | TYNDP2026 | LEV | 2035 | TWh | 398 | Sub_sector | Buildings | Appliances | Buildings (appliances) | Energetic | buildings_appliances_final_demand_hydrogen | Hydrogen | EU | Energy demand | 0 | FEC
CY | TYNDP2026 | LEV | 2035 | TWh | 399 | Sub_sector | Buildings | Appliances | Buildings (appliances) | Energetic | buildings_appliances_final_demand_methane | Methane | EU | Energy demand | 0.012041 | FEC
CY | TYNDP2026 | LEV | 2035 | TWh | 400 | Sub_sector | Buildings | Appliances | Buildings (appliances) | Energetic | buildings_appliances_final_demand_heat | Heat | EU | Energy demand | 0 | FEC
CY | TYNDP2026 | LEV | 2035 | TWh | 401 | Sub_sector | Buildings | Appliances | Buildings (appliances) | Energetic | buildings_appliances_final_demand_biomass | Biomass | EU | Energy demand | 0 | FEC
CY | TYNDP2026 | LEV | 2035 | TWh | 402 | Sub_sector | Buildings | Appliances | Buildings (appliances) | Energetic | buildings_appliances_final_demand_coal | Solids | EU | Energy demand | 0 | FEC
CY | TYNDP2026 | LEV | 2035 | TWh | 403 | Sub_sector | Buildings | Appliances | Buildings (appliances) | Energetic | buildings_appliances_final_demand_oil | Liquids | EU | Energy demand | 0 | FEC
CY | TYNDP2026 | LEV | 2035 | TWh | 404 | Sub_sector | Buildings | Appliances | Buildings (appliances) | Energetic | buildings_appliances_final_demand_other | Others | EU | Energy demand | 0 | FEC
CY | TYNDP2026 | LEV | 2035 | TWh | 405 | Sub_sector | Buildings | Appliances | Buildings (appliances) | Energetic | buildings_appliances_final_demand_ammonia | Ammonia | EU | Energy demand | 0 | FEC
CY | TYNDP2026 | LEV | 2035 | TWh | 407 | Sub_sector | Buildings | Datacenters | Datacenters & ICT | Energetic | datacentres_final_demand_electricity_energetic | Electricity | EU | Energy demand | 0 | FEC
CY | TYNDP2026 | LEV | 2035 | TWh | 408 | Sub_sector | Buildings | Datacenters | Datacenters & ICT | Energetic | datacentres_final_demand_hydrogen_energetic | Hydrogen | EU | Energy demand | 0 | FEC
CY | TYNDP2026 | LEV | 2035 | TWh | 409 | Sub_sector | Buildings | Datacenters | Datacenters & ICT | Energetic | datacentres_final_demand_methane_energetic | Methane | EU | Energy demand | 0 | FEC
CY | TYNDP2026 | LEV | 2035 | TWh | 410 | Sub_sector | Buildings | Datacenters | Datacenters & ICT | Energetic | datacentres_final_demand_heat_energetic | Heat | EU | Energy demand | 0 | FEC
CY | TYNDP2026 | LEV | 2035 | TWh | 411 | Sub_sector | Buildings | Datacenters | Datacenters & ICT | Energetic | datacentres_final_demand_biomass_energetic | Biomass | EU | Energy demand | 0 | FEC
CY | TYNDP2026 | LEV | 2035 | TWh | 412 | Sub_sector | Buildings | Datacenters | Datacenters & ICT | Energetic | datacentres_final_demand_coal_energetic | Solids | EU | Energy demand | 0 | FEC
CY | TYNDP2026 | LEV | 2035 | TWh | 413 | Sub_sector | Buildings | Datacenters | Datacenters & ICT | Energetic | datacentres_final_demand_oil_energetic | Liquids | EU | Energy demand | 0 | FEC
CY | TYNDP2026 | LEV | 2035 | TWh | 414 | Sub_sector | Buildings | Datacenters | Datacenters & ICT | Energetic | datacentres_final_demand_other_energetic | Others | EU | Energy demand | 0 | FEC
CY | TYNDP2026 | LEV | 2035 | TWh | 415 | Sub_sector | Buildings | Datacenters | Datacenters & ICT | Energetic | datacentres_final_demand_ammonia_energetic | Ammonia | EU | Energy demand | 0 | FEC
CY | TYNDP2026 | LEV | 2035 | TWh | 417 | Sub_sector | Transport | Others_Sector | Others_Sector | Energetic | other_final_demand_electricity_energetic | Electricity | EU | Energy demand | 0.1023 | FEC
CY | TYNDP2026 | LEV | 2035 | TWh | 418 | Sub_sector | Transport | Others_Sector | Others_Sector | Energetic | other_final_demand_hydrogen_energetic | Hydrogen | EU | Energy demand | 0 | FEC
CY | TYNDP2026 | LEV | 2035 | TWh | 419 | Sub_sector | Transport | Pipeline Transport | Others_Sector | Energetic | other_final_demand_methane_energetic | Methane | EU | Energy demand | 0 | FEC
CY | TYNDP2026 | LEV | 2035 | TWh | 420 | Sub_sector | Transport | Others_Sector | Others_Sector | Energetic | other_final_demand_heat_energetic | Heat | EU | Energy demand | 0 | FEC
CY | TYNDP2026 | LEV | 2035 | TWh | 421 | Sub_sector | Transport | Others_Sector | Others_Sector | Energetic | other_final_demand_biomass_energetic | Biomass | EU | Energy demand | 0 | FEC
CY | TYNDP2026 | LEV | 2035 | TWh | 422 | Sub_sector | Transport | Others_Sector | Others_Sector | Energetic | other_final_demand_coal_energetic | Solids | EU | Energy demand | 0 | FEC
CY | TYNDP2026 | LEV | 2035 | TWh | 423 | Sub_sector | Transport | Others_Sector | Others_Sector | Energetic | other_final_demand_oil_energetic | Liquids | EU | Energy demand | 0.099789 | FEC
CY | TYNDP2026 | LEV | 2035 | TWh | 424 | Sub_sector | Others_Sector | Others_Sector | Others_Sector | Non-energetic | other_final_demand_oil_non_energetic | Liquids | EU | Energy demand | 0.027101 | not_included_in_FEC
CY | TYNDP2026 | LEV | 2035 | TWh | 425 | Sub_sector | Transport | Others_Sector | Others_Sector | Energetic | other_final_demand_other_energetic | Others | EU | Energy demand | 0 | FEC
CY | TYNDP2026 | LEV | 2035 | TWh | 426 | Sub_sector | Transport | Others_Sector | Others_Sector | Energetic | other_final_demand_ammonia_energetic | Ammonia | EU | Energy demand | 0 | FEC
CY | TYNDP2026 | LEV | 2035 | TWh | 427 | Sub_sector | Industry | Surplus_Heat_in_Industry | Surplus_Heat_in_Industry | Energetic | final_demand_of_industry_unused_local_production_steam_hot_water | Heat | EU | Energy demand | 0 | FEC
CY | TYNDP2026 | LEV | 2035 | TWh | 429 | Sub_sector | Agriculture | Total | Agriculture | Energetic | agriculture_final_demand_electricity_energetic | Electricity | EU | Energy demand | 0 | FEC
CY | TYNDP2026 | LEV | 2035 | TWh | 430 | Sub_sector | Agriculture | Total | Agriculture | Energetic | agriculture_final_demand_hydrogen_energetic | Hydrogen | EU | Energy demand | 0 | FEC
CY | TYNDP2026 | LEV | 2035 | TWh | 431 | Sub_sector | Agriculture | Total | Agriculture | Energetic | agriculture_final_demand_methane_energetic | Methane | EU | Energy demand | 0 | FEC
CY | TYNDP2026 | LEV | 2035 | TWh | 432 | Sub_sector | Agriculture | Total | Agriculture | Energetic | agriculture_final_demand_heat_energetic | Heat | EU | Energy demand | 0.010226 | FEC
CY | TYNDP2026 | LEV | 2035 | TWh | 433 | Sub_sector | Agriculture | Total | Agriculture | Energetic | agriculture_final_demand_biomass_energetic | Biomass | EU | Energy demand | 0.029569 | FEC
CY | TYNDP2026 | LEV | 2035 | TWh | 434 | Sub_sector | Agriculture | Total | Agriculture | Energetic | agriculture_final_demand_coal_energetic | Solids | EU | Energy demand | 0 | FEC
CY | TYNDP2026 | LEV | 2035 | TWh | 435 | Sub_sector | Agriculture | Total | Agriculture | Energetic | agriculture_final_demand_oil_energetic | Liquids | EU | Energy demand | 0.16597 | FEC
CY | TYNDP2026 | LEV | 2035 | TWh | 436 | Sub_sector | Agriculture | Total | Agriculture | Energetic | agriculture_final_demand_other_energetic | Others | EU | Energy demand | 0 | FEC
CY | TYNDP2026 | LEV | 2035 | TWh | 437 | Sub_sector | Agriculture | Total | Agriculture | Energetic | agriculture_final_demand_ammonia_energetic | Ammonia | EU | Energy demand | 0 | FEC
CY | TYNDP2026 | LEV | 2035 | TWh | 447 | Sub_sector | Buildings | Surplus Energy | Buildings | Energetic | GAP | Electricity | EU | Energy demand | 0 | FEC
CY | TYNDP2026 | LEV | 2035 | TWh | 448 | Sub_sector | Buildings | Surplus Energy | Buildings | Energetic | GAP | Hydrogen | EU | Energy demand | 0 | FEC
CY | TYNDP2026 | LEV | 2035 | TWh | 449 | Sub_sector | Buildings | Surplus Energy | Buildings | Energetic | GAP | Methane | EU | Energy demand | 0 | FEC
CY | TYNDP2026 | LEV | 2035 | TWh | 450 | Sub_sector | Buildings | Surplus Energy | Buildings | Energetic | GAP | Heat | EU | Energy demand | 0 | FEC
CY | TYNDP2026 | LEV | 2035 | TWh | 451 | Sub_sector | Buildings | Surplus Energy | Buildings | Energetic | GAP | Biomass | EU | Energy demand | 0.0033365 | FEC
CY | TYNDP2026 | LEV | 2035 | TWh | 452 | Sub_sector | Buildings | Surplus Energy | Buildings | Energetic | GAP | Solids | EU | Energy demand | 0 | FEC
CY | TYNDP2026 | LEV | 2035 | TWh | 453 | Sub_sector | Buildings | Surplus Energy | Buildings | Energetic | GAP | Liquids | EU | Energy demand | 0.070854 | FEC
CY | TYNDP2026 | LEV | 2035 | TWh | 454 | Sub_sector | Buildings | Surplus Energy | Buildings | Energetic | GAP | Others | EU | Energy demand | 0 | FEC
CY | TYNDP2026 | LEV | 2035 | TWh | 455 | Sub_sector | Buildings | Surplus Energy | Buildings | Energetic | GAP | Ammonia | EU | Energy demand | 0 | FEC
CY | TYNDP2026 | LEV | 2035 | TWh | 456 | Sub_sector | Households | Surplus Energy | Households | Energetic | GAP | Electricity | EU | Energy demand | 0 | FEC
CY | TYNDP2026 | LEV | 2035 | TWh | 457 | Sub_sector | Households | Surplus Energy | Households | Energetic | GAP | Hydrogen | EU | Energy demand | 0 | FEC
CY | TYNDP2026 | LEV | 2035 | TWh | 458 | Sub_sector | Households | Surplus Energy | Households | Energetic | GAP | Methane | EU | Energy demand | 0 | FEC
CY | TYNDP2026 | LEV | 2035 | TWh | 459 | Sub_sector | Households | Surplus Energy | Households | Energetic | GAP | Heat | EU | Energy demand | 0 | FEC
CY | TYNDP2026 | LEV | 2035 | TWh | 460 | Sub_sector | Households | Surplus Energy | Households | Energetic | GAP | Biomass | EU | Energy demand | 0 | FEC
CY | TYNDP2026 | LEV | 2035 | TWh | 461 | Sub_sector | Households | Surplus Energy | Households | Energetic | GAP | Solids | EU | Energy demand | 0 | FEC
CY | TYNDP2026 | LEV | 2035 | TWh | 462 | Sub_sector | Households | Surplus Energy | Households | Energetic | GAP | Liquids | EU | Energy demand | 0 | FEC
CY | TYNDP2026 | LEV | 2035 | TWh | 463 | Sub_sector | Households | Surplus Energy | Households | Energetic | GAP | Others | EU | Energy demand | 0 | FEC
CY | TYNDP2026 | LEV | 2035 | TWh | 464 | Sub_sector | Households | Surplus Energy | Households | Energetic | GAP | Ammonia | EU | Energy demand | 0 | FEC
CY | TYNDP2026 | LEV | 2040 | TWh | 102 | Sub_sector | Industry | Aluminium | Industry (aluminium) | Energetic | industry_aluminium_demand_electricity_energetic | Electricity | EU | Energy demand | 0 | FEC
CY | TYNDP2026 | LEV | 2040 | TWh | 103 | Sub_sector | Industry | Aluminium | Industry (aluminium) | Energetic | industry_aluminium_demand_hydrogen_energetic | Hydrogen | EU | Energy demand | 0 | FEC
CY | TYNDP2026 | LEV | 2040 | TWh | 104 | Sub_sector | Industry | Aluminium | Industry (aluminium) | Energetic | industry_aluminium_demand_methane_energetic | Methane | EU | Energy demand | 0 | FEC
CY | TYNDP2026 | LEV | 2040 | TWh | 105 | Sub_sector | Industry | Aluminium | Industry (aluminium) | Energetic | industry_aluminium_demand_heat_energetic | Heat | EU | Energy demand | 0 | FEC
CY | TYNDP2026 | LEV | 2040 | TWh | 106 | Sub_sector | Industry | Aluminium | Industry (aluminium) | Energetic | industry_aluminium_demand_biomass_energetic | Biomass | EU | Energy demand | 0 | FEC
CY | TYNDP2026 | LEV | 2040 | TWh | 107 | Sub_sector | Industry | Aluminium | Industry (aluminium) | Energetic | industry_aluminium_demand_coal_energetic | Solids | EU | Energy demand | 0 | FEC
CY | TYNDP2026 | LEV | 2040 | TWh | 108 | Sub_sector | Industry | Aluminium | Industry (aluminium) | Energetic | industry_aluminium_demand_oil_energetic | Liquids | EU | Energy demand | 0 | FEC
CY | TYNDP2026 | LEV | 2040 | TWh | 109 | Sub_sector | Industry | Aluminium | Industry (aluminium) | Energetic | industry_aluminium_demand_others_energetic | Others | EU | Energy demand | 0 | FEC
CY | TYNDP2026 | LEV | 2040 | TWh | 110 | Sub_sector | Industry | Aluminium | Industry (aluminium) | Energetic | industry_ammonia_demand_others_energetic | Ammonia | EU | Energy demand | 0 | FEC
CY | TYNDP2026 | LEV | 2040 | TWh | 112 | Sub_sector | Industry | Chemicals | Industry (chemicals, energetic) | Energetic | industry_chemical_demand_electricity_energetic | Electricity | EU | Energy demand | 0 | FEC
CY | TYNDP2026 | LEV | 2040 | TWh | 113 | Sub_sector | Industry | Chemicals | Industry (chemicals, energetic) | Energetic | industry_chemical_demand_hydrogen_energetic | Hydrogen | EU | Energy demand | 0 | FEC
CY | TYNDP2026 | LEV | 2040 | TWh | 114 | Sub_sector | Industry | Chemicals | Industry (chemicals, energetic) | Energetic | industry_chemical_demand_methane_energetic | Methane | EU | Energy demand | 0 | FEC
CY | TYNDP2026 | LEV | 2040 | TWh | 115 | Sub_sector | Industry | Chemicals | Industry (chemicals, energetic) | Energetic | industry_chemical_demand_heat_energetic | Heat | EU | Energy demand | 0 | FEC
CY | TYNDP2026 | LEV | 2040 | TWh | 116 | Sub_sector | Industry | Chemicals | Industry (chemicals, energetic) | Energetic | industry_chemical_demand_biomass_energetic | Biomass | EU | Energy demand | 0 | FEC
CY | TYNDP2026 | LEV | 2040 | TWh | 117 | Sub_sector | Industry | Chemicals | Industry (chemicals, energetic) | Energetic | industry_chemical_demand_coal_energetic | Solids | EU | Energy demand | 0 | FEC
CY | TYNDP2026 | LEV | 2040 | TWh | 118 | Sub_sector | Industry | Chemicals | Industry (chemicals, energetic) | Energetic | industry_chemical_demand_oil_energetic | Liquids | EU | Energy demand | 0 | FEC
CY | TYNDP2026 | LEV | 2040 | TWh | 119 | Sub_sector | Industry | Chemicals | Industry (chemicals, energetic) | Energetic | industry_chemical_demand_others_energetic | Others | EU | Energy demand | 0 | FEC
CY | TYNDP2026 | LEV | 2040 | TWh | 120 | Sub_sector | Industry | Chemicals | Industry (chemicals, energetic) | Energetic | industry_chemical_demand_ammonia_energetic | Ammonia | EU | Energy demand | 0 | FEC
CY | TYNDP2026 | LEV | 2040 | TWh | 122 | Sub_sector | Industry | Chemicals | Industry (chemicals, non-energetic) | Non-energetic | industry_chemical_demand_electricity_non_energetic | Electricity | EU | Energy demand | 0 | not_included_in_FEC
CY | TYNDP2026 | LEV | 2040 | TWh | 123 | Sub_sector | Industry | Chemicals | Industry (chemicals, non-energetic) | Non-energetic | industry_chemical_demand_hydrogen_non_energetic | Hydrogen | EU | Energy demand | 0 | not_included_in_FEC
CY | TYNDP2026 | LEV | 2040 | TWh | 124 | Sub_sector | Industry | Chemicals | Industry (chemicals, non-energetic) | Non-energetic | industry_chemical_demand_methane_non_energetic | Methane | EU | Energy demand | 0 | not_included_in_FEC
CY | TYNDP2026 | LEV | 2040 | TWh | 125 | Sub_sector | Industry | Chemicals | Industry (chemicals, non-energetic) | Non-energetic | industry_chemical_demand_heat_non_energetic | Heat | EU | Energy demand | 0 | not_included_in_FEC
CY | TYNDP2026 | LEV | 2040 | TWh | 126 | Sub_sector | Industry | Chemicals | Industry (chemicals, non-energetic) | Non-energetic | industry_chemical_demand_biomass_non_energetic | Biomass | EU | Energy demand | 0 | not_included_in_FEC
CY | TYNDP2026 | LEV | 2040 | TWh | 127 | Sub_sector | Industry | Chemicals | Industry (chemicals, non-energetic) | Non-energetic | industry_chemical_demand_coal_non_energetic | Solids | EU | Energy demand | 0 | not_included_in_FEC
CY | TYNDP2026 | LEV | 2040 | TWh | 128 | Sub_sector | Industry | Chemicals | Industry (chemicals, non-energetic) | Non-energetic | industry_chemical_demand_oil_non_energetic | Liquids | EU | Energy demand | 0 | not_included_in_FEC
CY | TYNDP2026 | LEV | 2040 | TWh | 129 | Sub_sector | Industry | Chemicals | Industry (chemicals, non-energetic) | Non-energetic | industry_chemical_demand_others_non_energetic | Others | EU | Energy demand | 0 | not_included_in_FEC
CY | TYNDP2026 | LEV | 2040 | TWh | 130 | Sub_sector | Industry | Chemicals | Industry (chemicals, non-energetic) | Non-energetic | industry_chemical_demand_ammonia_non_energetic | Ammonia | EU | Energy demand | 0 | not_included_in_FEC
CY | TYNDP2026 | LEV | 2040 | TWh | 132 | Sub_sector | Industry | Fertilizers | Industry (fertilizers, energetic) | Energetic | industry_fertilizers_demand_electricity_energetic | Electricity | EU | Energy demand | 0 | FEC
CY | TYNDP2026 | LEV | 2040 | TWh | 133 | Sub_sector | Industry | Fertilizers | Industry (fertilizers, energetic) | Energetic | industry_fertilizers_demand_hydrogen_energetic | Hydrogen | EU | Energy demand | 0 | FEC
CY | TYNDP2026 | LEV | 2040 | TWh | 134 | Sub_sector | Industry | Fertilizers | Industry (fertilizers, energetic) | Energetic | industry_fertilizers_demand_methane_energetic | Methane | EU | Energy demand | 0 | FEC
CY | TYNDP2026 | LEV | 2040 | TWh | 135 | Sub_sector | Industry | Fertilizers | Industry (fertilizers, energetic) | Energetic | industry_fertilizers_demand_heat_energetic | Heat | EU | Energy demand | 0 | FEC
CY | TYNDP2026 | LEV | 2040 | TWh | 136 | Sub_sector | Industry | Fertilizers | Industry (fertilizers, energetic) | Energetic | industry_fertilizers_demand_biomass_energetic | Biomass | EU | Energy demand | 0 | FEC
CY | TYNDP2026 | LEV | 2040 | TWh | 137 | Sub_sector | Industry | Fertilizers | Industry (fertilizers, energetic) | Energetic | industry_fertilizers_demand_coal_energetic | Solids | EU | Energy demand | 0 | FEC
CY | TYNDP2026 | LEV | 2040 | TWh | 138 | Sub_sector | Industry | Fertilizers | Industry (fertilizers, energetic) | Energetic | industry_fertilizers_demand_oil_energetic | Liquids | EU | Energy demand | 0 | FEC
CY | TYNDP2026 | LEV | 2040 | TWh | 139 | Sub_sector | Industry | Fertilizers | Industry (fertilizers, energetic) | Energetic | industry_fertilizers_demand_others_energetic | Others | EU | Energy demand | 0 | FEC
CY | TYNDP2026 | LEV | 2040 | TWh | 140 | Sub_sector | Industry | Fertilizers | Industry (fertilizers, energetic) | Energetic | industry_fertilizers_demand_ammonia_energetic | Ammonia | EU | Energy demand | 0 | FEC
CY | TYNDP2026 | LEV | 2040 | TWh | 142 | Sub_sector | Industry | Fertilizers | Industry (fertilizers, non-energetic) | Non-energetic | industry_fertilizers_demand_electricity_non_energetic | Electricity | EU | Energy demand | 0 | not_included_in_FEC
CY | TYNDP2026 | LEV | 2040 | TWh | 143 | Sub_sector | Industry | Fertilizers | Industry (fertilizers, non-energetic) | Non-energetic | industry_fertilizers_demand_hydrogen_non_energetic | Hydrogen | EU | Energy demand | 0 | not_included_in_FEC
CY | TYNDP2026 | LEV | 2040 | TWh | 144 | Sub_sector | Industry | Fertilizers | Industry (fertilizers, non-energetic) | Non-energetic | industry_fertilizers_demand_methane_non_energetic | Methane | EU | Energy demand | 0 | not_included_in_FEC
CY | TYNDP2026 | LEV | 2040 | TWh | 145 | Sub_sector | Industry | Fertilizers | Industry (fertilizers, non-energetic) | Non-energetic | industry_fertilizers_demand_heat_non_energetic | Heat | EU | Energy demand | 0 | not_included_in_FEC
CY | TYNDP2026 | LEV | 2040 | TWh | 146 | Sub_sector | Industry | Fertilizers | Industry (fertilizers, non-energetic) | Non-energetic | industry_fertilizers_demand_biomass_non_energetic | Biomass | EU | Energy demand | 0 | not_included_in_FEC
CY | TYNDP2026 | LEV | 2040 | TWh | 147 | Sub_sector | Industry | Fertilizers | Industry (fertilizers, non-energetic) | Non-energetic | industry_fertilizers_demand_coal_non_energetic | Solids | EU | Energy demand | 0 | not_included_in_FEC
CY | TYNDP2026 | LEV | 2040 | TWh | 148 | Sub_sector | Industry | Fertilizers | Industry (fertilizers, non-energetic) | Non-energetic | industry_fertilizers_demand_oil_non_energetic | Liquids | EU | Energy demand | 0 | not_included_in_FEC
CY | TYNDP2026 | LEV | 2040 | TWh | 149 | Sub_sector | Industry | Fertilizers | Industry (fertilizers, non-energetic) | Non-energetic | industry_fertilizers_demand_others_non_energetic | Others | EU | Energy demand | 0 | not_included_in_FEC
CY | TYNDP2026 | LEV | 2040 | TWh | 150 | Sub_sector | Industry | Fertilizers | Industry (fertilizers, non-energetic) | Non-energetic | industry_fertilizers_demand_ammonia_non_energetic | Ammonia | EU | Energy demand | 0 | not_included_in_FEC
CY | TYNDP2026 | LEV | 2040 | TWh | 152 | Sub_sector | Industry | Food | Industry (food) | Energetic | industry_food_demand_electricity_energetic | Electricity | EU | Energy demand | 0 | FEC
CY | TYNDP2026 | LEV | 2040 | TWh | 153 | Sub_sector | Industry | Food | Industry (food) | Energetic | industry_food_demand_hydrogen_energetic | Hydrogen | EU | Energy demand | 0 | FEC
CY | TYNDP2026 | LEV | 2040 | TWh | 154 | Sub_sector | Industry | Food | Industry (food) | Energetic | industry_food_demand_methane_energetic | Methane | EU | Energy demand | 0 | FEC
CY | TYNDP2026 | LEV | 2040 | TWh | 155 | Sub_sector | Industry | Food | Industry (food) | Energetic | industry_food_demand_heat_energetic | Heat | EU | Energy demand | 0 | FEC
CY | TYNDP2026 | LEV | 2040 | TWh | 156 | Sub_sector | Industry | Food | Industry (food) | Energetic | industry_food_demand_biomass_energetic | Biomass | EU | Energy demand | 0 | FEC
CY | TYNDP2026 | LEV | 2040 | TWh | 157 | Sub_sector | Industry | Food | Industry (food) | Energetic | industry_food_demand_coal_energetic | Solids | EU | Energy demand | 0 | FEC
CY | TYNDP2026 | LEV | 2040 | TWh | 158 | Sub_sector | Industry | Food | Industry (food) | Energetic | industry_food_demand_oil_energetic | Liquids | EU | Energy demand | 0 | FEC
CY | TYNDP2026 | LEV | 2040 | TWh | 159 | Sub_sector | Industry | Food | Industry (food) | Energetic | industry_food_demand_others_energetic | Others | EU | Energy demand | 0 | FEC
CY | TYNDP2026 | LEV | 2040 | TWh | 160 | Sub_sector | Industry | Food | Industry (food) | Energetic | industry_food_demand_ammonia_energetic | Ammonia | EU | Energy demand | 0 | FEC
CY | TYNDP2026 | LEV | 2040 | TWh | 162 | Sub_sector | Industry | Metals | Industry (metal) | Energetic | industry_metal_demand_electricity_energetic | Electricity | EU | Energy demand | 0 | FEC
CY | TYNDP2026 | LEV | 2040 | TWh | 163 | Sub_sector | Industry | Metals | Industry (metal) | Energetic | industry_metal_demand_hydrogen_energetic | Hydrogen | EU | Energy demand | 0 | FEC
CY | TYNDP2026 | LEV | 2040 | TWh | 164 | Sub_sector | Industry | Metals | Industry (metal) | Energetic | industry_metal_demand_methane_energetic | Methane | EU | Energy demand | 0 | FEC
CY | TYNDP2026 | LEV | 2040 | TWh | 165 | Sub_sector | Industry | Metals | Industry (metal) | Energetic | industry_metal_demand_heat_energetic | Heat | EU | Energy demand | 0 | FEC
CY | TYNDP2026 | LEV | 2040 | TWh | 166 | Sub_sector | Industry | Metals | Industry (metal) | Energetic | industry_metal_demand_biomass_energetic | Biomass | EU | Energy demand | 0 | FEC
CY | TYNDP2026 | LEV | 2040 | TWh | 167 | Sub_sector | Industry | Metals | Industry (metal) | Energetic | industry_metal_demand_coal_energetic | Solids | EU | Energy demand | 0 | FEC
CY | TYNDP2026 | LEV | 2040 | TWh | 168 | Sub_sector | Industry | Metals | Industry (metal) | Energetic | industry_metal_demand_oil_energetic | Liquids | EU | Energy demand | 0 | FEC
CY | TYNDP2026 | LEV | 2040 | TWh | 169 | Sub_sector | Industry | Metals | Industry (metal) | Energetic | industry_metal_demand_others_energetic | Others | EU | Energy demand | 0 | FEC
CY | TYNDP2026 | LEV | 2040 | TWh | 170 | Sub_sector | Industry | Metals | Industry (metal) | Energetic | industry_metal_demand_ammonia_energetic | Ammonia | EU | Energy demand | 0 | FEC
CY | TYNDP2026 | LEV | 2040 | TWh | 172 | Sub_sector | Industry | Others | Industry (other, energetic) | Energetic | industry_other_demand_electricity_energetic | Electricity | EU | Energy demand | 1.3547 | FEC
CY | TYNDP2026 | LEV | 2040 | TWh | 173 | Sub_sector | Industry | Others | Industry (other, energetic) | Energetic | industry_other_demand_hydrogen_energetic | Hydrogen | EU | Energy demand | 0 | FEC
CY | TYNDP2026 | LEV | 2040 | TWh | 174 | Sub_sector | Industry | Others | Industry (other, energetic) | Energetic | industry_other_demand_methane_energetic | Methane | EU | Energy demand | 0 | FEC
CY | TYNDP2026 | LEV | 2040 | TWh | 175 | Sub_sector | Industry | Others | Industry (other, energetic) | Energetic | industry_other_demand_heat_energetic | Heat | EU | Energy demand | 0.099164 | FEC
CY | TYNDP2026 | LEV | 2040 | TWh | 176 | Sub_sector | Industry | Others | Industry (other, energetic) | Energetic | industry_other_demand_biomass_energetic | Biomass | EU | Energy demand | 0.26249 | FEC
CY | TYNDP2026 | LEV | 2040 | TWh | 177 | Sub_sector | Industry | Others | Industry (other, energetic) | Energetic | industry_other_demand_coal_energetic | Solids | EU | Energy demand | 0.10887 | FEC
CY | TYNDP2026 | LEV | 2040 | TWh | 178 | Sub_sector | Industry | Others | Industry (other, energetic) | Energetic | industry_other_demand_oil_energetic | Liquids | EU | Energy demand | 0.16249 | FEC
CY | TYNDP2026 | LEV | 2040 | TWh | 179 | Sub_sector | Industry | Others | Industry (other, energetic) | Energetic | industry_other_demand_others_energetic | Others | EU | Energy demand | 0 | FEC
CY | TYNDP2026 | LEV | 2040 | TWh | 180 | Sub_sector | Industry | Others | Industry (other, energetic) | Energetic | industry_other_demand_ammonia_energetic | Ammonia | EU | Energy demand | 0 | FEC
CY | TYNDP2026 | LEV | 2040 | TWh | 182 | Sub_sector | Industry | Others | Industry (other, non-energetic) | Non-energetic | industry_other_demand_electricity_non_energetic | Electricity | EU | Energy demand | 0 | not_included_in_FEC
CY | TYNDP2026 | LEV | 2040 | TWh | 183 | Sub_sector | Industry | Others | Industry (other, non-energetic) | Non-energetic | industry_other_demand_hydrogen_non_energetic | Hydrogen | EU | Energy demand | 0 | not_included_in_FEC
CY | TYNDP2026 | LEV | 2040 | TWh | 184 | Sub_sector | Industry | Others | Industry (other, non-energetic) | Non-energetic | industry_other_demand_methane_non_energetic | Methane | EU | Energy demand | 0 | not_included_in_FEC
CY | TYNDP2026 | LEV | 2040 | TWh | 185 | Sub_sector | Industry | Others | Industry (other, non-energetic) | Non-energetic | industry_other_demand_heat_non_energetic | Heat | EU | Energy demand | 0 | not_included_in_FEC
CY | TYNDP2026 | LEV | 2040 | TWh | 186 | Sub_sector | Industry | Others | Industry (other, non-energetic) | Non-energetic | industry_other_demand_biomass_non_energetic | Biomass | EU | Energy demand | 0 | not_included_in_FEC
CY | TYNDP2026 | LEV | 2040 | TWh | 187 | Sub_sector | Industry | Others | Industry (other, non-energetic) | Non-energetic | industry_other_demand_coal_non_energetic | Solids | EU | Energy demand | 0 | not_included_in_FEC
CY | TYNDP2026 | LEV | 2040 | TWh | 188 | Sub_sector | Industry | Others | Industry (other, non-energetic) | Non-energetic | industry_other_demand_oil_non_energetic | Liquids | EU | Energy demand | 0 | not_included_in_FEC
CY | TYNDP2026 | LEV | 2040 | TWh | 189 | Sub_sector | Industry | Others | Industry (other, non-energetic) | Non-energetic | industry_other_demand_others_non_energetic | Others | EU | Energy demand | 0 | not_included_in_FEC
CY | TYNDP2026 | LEV | 2040 | TWh | 190 | Sub_sector | Industry | Others | Industry (other, non-energetic) | Non-energetic | industry_other_demand_ammonia_non_energetic | Ammonia | EU | Energy demand | 0 | not_included_in_FEC
CY | TYNDP2026 | LEV | 2040 | TWh | 192 | Sub_sector | Industry | Paper | Industry (paper) | Energetic | industry_paper_demand_electricity_energetic | Electricity | EU | Energy demand | 0 | FEC
CY | TYNDP2026 | LEV | 2040 | TWh | 193 | Sub_sector | Industry | Paper | Industry (paper) | Energetic | industry_paper_demand_hydrogen_energetic | Hydrogen | EU | Energy demand | 0 | FEC
CY | TYNDP2026 | LEV | 2040 | TWh | 194 | Sub_sector | Industry | Paper | Industry (paper) | Energetic | industry_paper_demand_methane_energetic | Methane | EU | Energy demand | 0 | FEC
CY | TYNDP2026 | LEV | 2040 | TWh | 195 | Sub_sector | Industry | Paper | Industry (paper) | Energetic | industry_paper_demand_heat_energetic | Heat | EU | Energy demand | 0 | FEC
CY | TYNDP2026 | LEV | 2040 | TWh | 196 | Sub_sector | Industry | Paper | Industry (paper) | Energetic | industry_paper_demand_biomass_energetic | Biomass | EU | Energy demand | 0 | FEC
CY | TYNDP2026 | LEV | 2040 | TWh | 197 | Sub_sector | Industry | Paper | Industry (paper) | Energetic | industry_paper_demand_coal_energetic | Solids | EU | Energy demand | 0 | FEC
CY | TYNDP2026 | LEV | 2040 | TWh | 198 | Sub_sector | Industry | Paper | Industry (paper) | Energetic | industry_paper_demand_oil_energetic | Liquids | EU | Energy demand | 0 | FEC
CY | TYNDP2026 | LEV | 2040 | TWh | 199 | Sub_sector | Industry | Paper | Industry (paper) | Energetic | industry_paper_demand_others_energetic | Others | EU | Energy demand | 0 | FEC
CY | TYNDP2026 | LEV | 2040 | TWh | 200 | Sub_sector | Industry | Paper | Industry (paper) | Energetic | industry_paper_demand_ammonia_energetic | Ammonia | EU | Energy demand | 0 | FEC
CY | TYNDP2026 | LEV | 2040 | TWh | 202 | Sub_sector | Industry | Refineries | Industry (refineries, energetic) | Energetic | industry_refinery_demand_electricity_energetic | Electricity | EU | Energy demand | 0 | not_included_in_FEC
CY | TYNDP2026 | LEV | 2040 | TWh | 203 | Sub_sector | Industry | Refineries | Industry (refineries, energetic) | Energetic | industry_refinery_demand_hydrogen_energetic | Hydrogen | EU | Energy demand | 0 | not_included_in_FEC
CY | TYNDP2026 | LEV | 2040 | TWh | 204 | Sub_sector | Industry | Refineries | Industry (refineries, energetic) | Energetic | industry_refinery_demand_methane_energetic | Methane | EU | Energy demand | 0 | not_included_in_FEC
CY | TYNDP2026 | LEV | 2040 | TWh | 205 | Sub_sector | Industry | Refineries | Industry (refineries, energetic) | Energetic | industry_refinery_demand_heat_energetic | Heat | EU | Energy demand | 0 | not_included_in_FEC
CY | TYNDP2026 | LEV | 2040 | TWh | 206 | Sub_sector | Industry | Refineries | Industry (refineries, energetic) | Energetic | industry_refinery_demand_biomass_energetic | Biomass | EU | Energy demand | 0 | not_included_in_FEC
CY | TYNDP2026 | LEV | 2040 | TWh | 207 | Sub_sector | Industry | Refineries | Industry (refineries, energetic) | Energetic | industry_refinery_demand_coal_energetic | Solids | EU | Energy demand | 0 | not_included_in_FEC
CY | TYNDP2026 | LEV | 2040 | TWh | 208 | Sub_sector | Industry | Refineries | Industry (refineries, energetic) | Energetic | industry_refinery_demand_oil_energetic | Liquids | EU | Energy demand | 0 | not_included_in_FEC
CY | TYNDP2026 | LEV | 2040 | TWh | 209 | Sub_sector | Industry | Refineries | Industry (refineries, energetic) | Energetic | industry_refinery_demand_others_energetic | Others | EU | Energy demand | 0 | not_included_in_FEC
CY | TYNDP2026 | LEV | 2040 | TWh | 210 | Sub_sector | Industry | Refineries | Industry (refineries, energetic) | Energetic | industry_refinery_demand_ammonia_energetic | Ammonia | EU | Energy demand | 0 | not_included_in_FEC
CY | TYNDP2026 | LEV | 2040 | TWh | 212 | Sub_sector | Industry | Refineries | Industry (refineries, non-energetic) | Non-energetic | industry_refinery_demand_electricity_non_energetic | Electricity | EU | Energy demand | 0 | not_included_in_FEC
CY | TYNDP2026 | LEV | 2040 | TWh | 213 | Sub_sector | Industry | Refineries | Industry (refineries, non-energetic) | Non-energetic | industry_refinery_demand_hydrogen_non_energetic | Hydrogen | EU | Energy demand | 0 | not_included_in_FEC
CY | TYNDP2026 | LEV | 2040 | TWh | 214 | Sub_sector | Industry | Refineries | Industry (refineries, non-energetic) | Non-energetic | industry_refinery_demand_methane_non_energetic | Methane | EU | Energy demand | 0 | not_included_in_FEC
CY | TYNDP2026 | LEV | 2040 | TWh | 215 | Sub_sector | Industry | Refineries | Industry (refineries, non-energetic) | Non-energetic | industry_refinery_demand_heat_non_energetic | Heat | EU | Energy demand | 0 | not_included_in_FEC
CY | TYNDP2026 | LEV | 2040 | TWh | 216 | Sub_sector | Industry | Refineries | Industry (refineries, non-energetic) | Non-energetic | industry_refinery_demand_biomass_non_energetic | Biomass | EU | Energy demand | 0 | not_included_in_FEC
CY | TYNDP2026 | LEV | 2040 | TWh | 217 | Sub_sector | Industry | Refineries | Industry (refineries, non-energetic) | Non-energetic | industry_refinery_demand_coal_non_energetic | Solids | EU | Energy demand | 0 | not_included_in_FEC
CY | TYNDP2026 | LEV | 2040 | TWh | 218 | Sub_sector | Industry | Refineries | Industry (refineries, non-energetic) | Non-energetic | industry_refinery_demand_oil_non_energetic | Liquids | EU | Energy demand | 0 | not_included_in_FEC
CY | TYNDP2026 | LEV | 2040 | TWh | 219 | Sub_sector | Industry | Refineries | Industry (refineries, non-energetic) | Non-energetic | industry_refinery_demand_others_non_energetic | Others | EU | Energy demand | 0 | not_included_in_FEC
CY | TYNDP2026 | LEV | 2040 | TWh | 220 | Sub_sector | Industry | Refineries | Industry (refineries, non-energetic) | Non-energetic | industry_refinery_demand_ammonia_non_energetic | Ammonia | EU | Energy demand | 0 | not_included_in_FEC
CY | TYNDP2026 | LEV | 2040 | TWh | 222 | Sub_sector | Industry | Steel | Industry (steel) | Energetic | industry_steel_demand_electricity_energetic | Electricity | EU | Energy demand | 0 | FEC
CY | TYNDP2026 | LEV | 2040 | TWh | 223 | Sub_sector | Industry | Steel | Industry (steel) | Energetic | industry_steel_demand_hydrogen_energetic | Hydrogen | EU | Energy demand | 0 | FEC
CY | TYNDP2026 | LEV | 2040 | TWh | 224 | Sub_sector | Industry | Steel | Industry (steel) | Energetic | industry_steel_demand_methane_energetic | Methane | EU | Energy demand | 0 | FEC
CY | TYNDP2026 | LEV | 2040 | TWh | 225 | Sub_sector | Industry | Steel | Industry (steel) | Energetic | industry_steel_demand_heat_energetic | Heat | EU | Energy demand | 0 | FEC
CY | TYNDP2026 | LEV | 2040 | TWh | 226 | Sub_sector | Industry | Steel | Industry (steel) | Energetic | industry_steel_demand_biomass_energetic | Biomass | EU | Energy demand | 0 | FEC
CY | TYNDP2026 | LEV | 2040 | TWh | 227 | Sub_sector | Industry | Steel | Industry (steel) | Energetic | industry_steel_demand_coal_energetic | Solids | EU | Energy demand | 0 | FEC
CY | TYNDP2026 | LEV | 2040 | TWh | 228 | Sub_sector | Industry | Steel | Industry (steel) | Energetic | industry_steel_demand_oil_energetic | Liquids | EU | Energy demand | 0 | FEC
CY | TYNDP2026 | LEV | 2040 | TWh | 229 | Sub_sector | Industry | Steel | Industry (steel) | Energetic | industry_steel_demand_others_energetic | Others | EU | Energy demand | 0 | FEC
CY | TYNDP2026 | LEV | 2040 | TWh | 230 | Sub_sector | Industry | Steel | Industry (steel) | Energetic | industry_steel_demand_ammonia_energetic | Ammonia | EU | Energy demand | 0 | FEC
CY | TYNDP2026 | LEV | 2040 | TWh | 232 | Sub_sector | Transport | Cars | Transport (cars) | Energetic | transport_cars_final_demand_electricity | Electricity | EU | Energy demand | 1.6731 | FEC
CY | TYNDP2026 | LEV | 2040 | TWh | 233 | Sub_sector | Transport | Cars | Transport (cars) | Energetic | transport_cars_final_demand_hydrogen | Hydrogen | EU | Energy demand | 0.0033572 | FEC
CY | TYNDP2026 | LEV | 2040 | TWh | 234 | Sub_sector | Transport | Cars | Transport (cars) | Energetic | transport_cars_final_demand_methane | Methane | EU | Energy demand | 0 | FEC
CY | TYNDP2026 | LEV | 2040 | TWh | 235 | Sub_sector | Transport | Cars | Transport (cars) | Energetic | transport_cars_final_demand_heat | Heat | EU | Energy demand | 0 | FEC
CY | TYNDP2026 | LEV | 2040 | TWh | 236 | Sub_sector | Transport | Cars | Transport (cars) | Energetic | transport_cars_final_demand_biomass | Biomass | EU | Energy demand | 0 | FEC
CY | TYNDP2026 | LEV | 2040 | TWh | 237 | Sub_sector | Transport | Cars | Transport (cars) | Energetic | transport_cars_final_demand_coal | Solids | EU | Energy demand | 0 | FEC
CY | TYNDP2026 | LEV | 2040 | TWh | 238 | Sub_sector | Transport | Cars | Transport (cars) | Energetic | transport_cars_final_demand_oil | Liquids | EU | Energy demand | 2.4361 | FEC
CY | TYNDP2026 | LEV | 2040 | TWh | 239 | Sub_sector | Transport | Cars | Transport (cars) | Energetic | transport_cars_final_demand_other | Others | EU | Energy demand | 0 | FEC
CY | TYNDP2026 | LEV | 2040 | TWh | 240 | Sub_sector | Transport | Cars | Transport (cars) | Energetic | transport_cars_final_demand_ammonia | Ammonia | EU | Energy demand | 0 | FEC
CY | TYNDP2026 | LEV | 2040 | TWh | 242 | Sub_sector | Transport | Busses | Transport (busses) | Energetic | transport_busses_final_demand_electricity | Electricity | EU | Energy demand | 0 | FEC
CY | TYNDP2026 | LEV | 2040 | TWh | 243 | Sub_sector | Transport | Busses | Transport (busses) | Energetic | transport_busses_final_demand_hydrogen | Hydrogen | EU | Energy demand | 0 | FEC
CY | TYNDP2026 | LEV | 2040 | TWh | 244 | Sub_sector | Transport | Busses | Transport (busses) | Energetic | transport_busses_final_demand_methane | Methane | EU | Energy demand | 0 | FEC
CY | TYNDP2026 | LEV | 2040 | TWh | 245 | Sub_sector | Transport | Busses | Transport (busses) | Energetic | transport_busses_final_demand_heat | Heat | EU | Energy demand | 0 | FEC
CY | TYNDP2026 | LEV | 2040 | TWh | 246 | Sub_sector | Transport | Busses | Transport (busses) | Energetic | transport_busses_final_demand_biomass | Biomass | EU | Energy demand | 0 | FEC
CY | TYNDP2026 | LEV | 2040 | TWh | 247 | Sub_sector | Transport | Busses | Transport (busses) | Energetic | transport_busses_final_demand_coal | Solids | EU | Energy demand | 0 | FEC
CY | TYNDP2026 | LEV | 2040 | TWh | 248 | Sub_sector | Transport | Busses | Transport (busses) | Energetic | transport_busses_final_demand_oil | Liquids | EU | Energy demand | 0 | FEC
CY | TYNDP2026 | LEV | 2040 | TWh | 249 | Sub_sector | Transport | Busses | Transport (busses) | Energetic | transport_busses_final_demand_other | Others | EU | Energy demand | 0 | FEC
CY | TYNDP2026 | LEV | 2040 | TWh | 250 | Sub_sector | Transport | Busses | Transport (busses) | Energetic | transport_busses_final_demand_ammonia | Ammonia | EU | Energy demand | 0 | FEC
CY | TYNDP2026 | LEV | 2040 | TWh | 252 | Sub_sector | Transport | Trucks | Transport (trucks) | Energetic | transport_trucks_final_demand_electricity | Electricity | EU | Energy demand | 0 | FEC
CY | TYNDP2026 | LEV | 2040 | TWh | 253 | Sub_sector | Transport | Trucks | Transport (trucks) | Energetic | transport_trucks_final_demand_hydrogen | Hydrogen | EU | Energy demand | 0 | FEC
CY | TYNDP2026 | LEV | 2040 | TWh | 254 | Sub_sector | Transport | Trucks | Transport (trucks) | Energetic | transport_trucks_final_demand_methane | Methane | EU | Energy demand | 0 | FEC
CY | TYNDP2026 | LEV | 2040 | TWh | 255 | Sub_sector | Transport | Trucks | Transport (trucks) | Energetic | transport_trucks_final_demand_heat | Heat | EU | Energy demand | 0 | FEC
CY | TYNDP2026 | LEV | 2040 | TWh | 256 | Sub_sector | Transport | Trucks | Transport (trucks) | Energetic | transport_trucks_final_demand_biomass | Biomass | EU | Energy demand | 0 | FEC
CY | TYNDP2026 | LEV | 2040 | TWh | 257 | Sub_sector | Transport | Trucks | Transport (trucks) | Energetic | transport_trucks_final_demand_coal | Solids | EU | Energy demand | 0 | FEC
CY | TYNDP2026 | LEV | 2040 | TWh | 258 | Sub_sector | Transport | Trucks | Transport (trucks) | Energetic | transport_trucks_final_demand_oil | Liquids | EU | Energy demand | 0 | FEC
CY | TYNDP2026 | LEV | 2040 | TWh | 259 | Sub_sector | Transport | Trucks | Transport (trucks) | Energetic | transport_trucks_final_demand_other | Others | EU | Energy demand | 0 | FEC
CY | TYNDP2026 | LEV | 2040 | TWh | 260 | Sub_sector | Transport | Trucks | Transport (trucks) | Energetic | transport_trucks_final_demand_ammonia | Ammonia | EU | Energy demand | 0 | FEC
CY | TYNDP2026 | LEV | 2040 | TWh | 262 | Sub_sector | Transport | Vans | Transport (vans) | Energetic | transport_vans_final_demand_electricity | Electricity | EU | Energy demand | 0 | FEC
CY | TYNDP2026 | LEV | 2040 | TWh | 263 | Sub_sector | Transport | Vans | Transport (vans) | Energetic | transport_vans_final_demand_hydrogen | Hydrogen | EU | Energy demand | 0 | FEC
CY | TYNDP2026 | LEV | 2040 | TWh | 264 | Sub_sector | Transport | Vans | Transport (vans) | Energetic | transport_vans_final_demand_methane | Methane | EU | Energy demand | 0 | FEC
CY | TYNDP2026 | LEV | 2040 | TWh | 265 | Sub_sector | Transport | Vans | Transport (vans) | Energetic | transport_vans_final_demand_heat | Heat | EU | Energy demand | 0 | FEC
CY | TYNDP2026 | LEV | 2040 | TWh | 266 | Sub_sector | Transport | Vans | Transport (vans) | Energetic | transport_vans_final_demand_biomass | Biomass | EU | Energy demand | 0 | FEC
CY | TYNDP2026 | LEV | 2040 | TWh | 267 | Sub_sector | Transport | Vans | Transport (vans) | Energetic | transport_vans_final_demand_coal | Solids | EU | Energy demand | 0 | FEC
CY | TYNDP2026 | LEV | 2040 | TWh | 268 | Sub_sector | Transport | Vans | Transport (vans) | Energetic | transport_vans_final_demand_oil | Liquids | EU | Energy demand | 0 | FEC
CY | TYNDP2026 | LEV | 2040 | TWh | 269 | Sub_sector | Transport | Vans | Transport (vans) | Energetic | transport_vans_final_demand_other | Others | EU | Energy demand | 0 | FEC
CY | TYNDP2026 | LEV | 2040 | TWh | 270 | Sub_sector | Transport | Vans | Transport (vans) | Energetic | transport_vans_final_demand_ammonia | Ammonia | EU | Energy demand | 0 | FEC
CY | TYNDP2026 | LEV | 2040 | TWh | 272 | Sub_sector | Transport | Freight trains | Transport (trains) | Energetic | transport_trains_final_demand_electricity | Electricity | EU | Energy demand | 0 | FEC
CY | TYNDP2026 | LEV | 2040 | TWh | 273 | Sub_sector | Transport | Freight trains | Transport (trains) | Energetic | transport_trains_final_demand_hydrogen | Hydrogen | EU | Energy demand | 0 | FEC
CY | TYNDP2026 | LEV | 2040 | TWh | 274 | Sub_sector | Transport | Freight trains | Transport (trains) | Energetic | transport_trains_final_demand_methane | Methane | EU | Energy demand | 0 | FEC
CY | TYNDP2026 | LEV | 2040 | TWh | 275 | Sub_sector | Transport | Freight trains | Transport (trains) | Energetic | transport_trains_final_demand_heat | Heat | EU | Energy demand | 0 | FEC
CY | TYNDP2026 | LEV | 2040 | TWh | 276 | Sub_sector | Transport | Freight trains | Transport (trains) | Energetic | transport_trains_final_demand_biomass | Biomass | EU | Energy demand | 0 | FEC
CY | TYNDP2026 | LEV | 2040 | TWh | 277 | Sub_sector | Transport | Freight trains | Transport (trains) | Energetic | transport_trains_final_demand_coal | Solids | EU | Energy demand | 0 | FEC
CY | TYNDP2026 | LEV | 2040 | TWh | 278 | Sub_sector | Transport | Freight trains | Transport (trains) | Energetic | transport_trains_final_demand_oil | Liquids | EU | Energy demand | 0 | FEC
CY | TYNDP2026 | LEV | 2040 | TWh | 279 | Sub_sector | Transport | Freight trains | Transport (trains) | Energetic | transport_trains_final_demand_other | Others | EU | Energy demand | 0 | FEC
CY | TYNDP2026 | LEV | 2040 | TWh | 280 | Sub_sector | Transport | Freight trains | Transport (trains) | Energetic | transport_trains_final_demand_ammonia | Ammonia | EU | Energy demand | 0 | FEC
CY | TYNDP2026 | LEV | 2040 | TWh | 282 | Sub_sector | Transport | Ships | Transport (ships) | Energetic | transport_ships_final_demand_electricity | Electricity | EU | Energy demand | 0.0012078 | FEC
CY | TYNDP2026 | LEV | 2040 | TWh | 283 | Sub_sector | Transport | Ships | Transport (ships) | Energetic | transport_ships_final_demand_hydrogen | Hydrogen | EU | Energy demand | 0 | FEC
CY | TYNDP2026 | LEV | 2040 | TWh | 284 | Sub_sector | Transport | Ships | Transport (ships) | Energetic | transport_ships_final_demand_methane | Methane | EU | Energy demand | 0 | FEC
CY | TYNDP2026 | LEV | 2040 | TWh | 285 | Sub_sector | Transport | Ships | Transport (ships) | Energetic | transport_ships_final_demand_heat | Heat | EU | Energy demand | 0 | FEC
CY | TYNDP2026 | LEV | 2040 | TWh | 286 | Sub_sector | Transport | Ships | Transport (ships) | Energetic | transport_ships_final_demand_biomass | Biomass | EU | Energy demand | 0 | FEC
CY | TYNDP2026 | LEV | 2040 | TWh | 287 | Sub_sector | Transport | Ships | Transport (ships) | Energetic | transport_ships_final_demand_coal | Solids | EU | Energy demand | 0 | FEC
CY | TYNDP2026 | LEV | 2040 | TWh | 288 | Sub_sector | Transport | Ships | Transport (ships) | Energetic | transport_ships_final_demand_oil | Liquids | EU | Energy demand | 0.036361 | FEC
CY | TYNDP2026 | LEV | 2040 | TWh | 289 | Sub_sector | Transport | Ships | Transport (ships) | Energetic | transport_ships_final_demand_other | Others | EU | Energy demand | 0 | FEC
CY | TYNDP2026 | LEV | 2040 | TWh | 290 | Sub_sector | Transport | Ships | Transport (ships) | Energetic | transport_ships_final_demand_ammonia | Ammonia | EU | Energy demand | 0 | FEC
CY | TYNDP2026 | LEV | 2040 | TWh | 292 | Sub_sector | Transport | Planes | Transport (planes) | Energetic | transport_planes_final_demand_electricity | Electricity | EU | Energy demand | 0 | FEC
CY | TYNDP2026 | LEV | 2040 | TWh | 293 | Sub_sector | Transport | Planes | Transport (planes) | Energetic | transport_planes_final_demand_hydrogen | Hydrogen | EU | Energy demand | 0 | FEC
CY | TYNDP2026 | LEV | 2040 | TWh | 294 | Sub_sector | Transport | Planes | Transport (planes) | Energetic | transport_planes_final_demand_methane | Methane | EU | Energy demand | 0 | FEC
CY | TYNDP2026 | LEV | 2040 | TWh | 295 | Sub_sector | Transport | Planes | Transport (planes) | Energetic | transport_planes_final_demand_heat | Heat | EU | Energy demand | 0 | FEC
CY | TYNDP2026 | LEV | 2040 | TWh | 296 | Sub_sector | Transport | Planes | Transport (planes) | Energetic | transport_planes_final_demand_biomass | Biomass | EU | Energy demand | 0 | FEC
CY | TYNDP2026 | LEV | 2040 | TWh | 297 | Sub_sector | Transport | Planes | Transport (planes) | Energetic | transport_planes_final_demand_coal | Solids | EU | Energy demand | 0 | FEC
CY | TYNDP2026 | LEV | 2040 | TWh | 298 | Sub_sector | Transport | Planes | Transport (planes) | Energetic | transport_planes_final_demand_oil | Liquids | EU | Energy demand | 0 | FEC
CY | TYNDP2026 | LEV | 2040 | TWh | 299 | Sub_sector | Transport | Planes | Transport (planes) | Energetic | transport_planes_final_demand_other | Others | EU | Energy demand | 0 | FEC
CY | TYNDP2026 | LEV | 2040 | TWh | 300 | Sub_sector | Transport | Planes | Transport (planes) | Energetic | transport_planes_final_demand_ammonia | Ammonia | EU | Energy demand | 0 | FEC
CY | TYNDP2026 | LEV | 2040 | TWh | 302 | Sub_sector | Transport | Others | Transport (others) | Energetic | transport_other_final_demand_electricity | Electricity | EU | Energy demand | 0 | FEC
CY | TYNDP2026 | LEV | 2040 | TWh | 303 | Sub_sector | Transport | Others | Transport (others) | Energetic | transport_other_final_demand_hydrogen | Hydrogen | EU | Energy demand | 0 | FEC
CY | TYNDP2026 | LEV | 2040 | TWh | 304 | Sub_sector | Transport | Others | Transport (others) | Energetic | transport_other_final_demand_methane | Methane | EU | Energy demand | 0 | FEC
CY | TYNDP2026 | LEV | 2040 | TWh | 305 | Sub_sector | Transport | Others | Transport (others) | Energetic | transport_other_final_demand_heat | Heat | EU | Energy demand | 0 | FEC
CY | TYNDP2026 | LEV | 2040 | TWh | 306 | Sub_sector | Transport | Others | Transport (others) | Energetic | transport_other_final_demand_biomass | Biomass | EU | Energy demand | 0 | FEC
CY | TYNDP2026 | LEV | 2040 | TWh | 307 | Sub_sector | Transport | Others | Transport (others) | Energetic | transport_other_final_demand_coal | Solids | EU | Energy demand | 0 | FEC
CY | TYNDP2026 | LEV | 2040 | TWh | 308 | Sub_sector | Transport | Others | Transport (others) | Energetic | transport_other_final_demand_oil | Liquids | EU | Energy demand | 0 | FEC
CY | TYNDP2026 | LEV | 2040 | TWh | 309 | Sub_sector | Transport | Others | Transport (others) | Energetic | transport_other_final_demand_other | Others | EU | Energy demand | 0 | FEC
CY | TYNDP2026 | LEV | 2040 | TWh | 310 | Sub_sector | Transport | Others | Transport (others) | Energetic | transport_other_final_demand_ammonia | Ammonia | EU | Energy demand | 0 | FEC
CY | TYNDP2026 | LEV | 2040 | TWh | 312 | Sub_sector | International transport | International aviation | Transport (int. aviation) | Energetic | transport_int_aviation_final_demand_electricity | Electricity | EU | Energy demand | 0 | FEC
CY | TYNDP2026 | LEV | 2040 | TWh | 313 | Sub_sector | International transport | International aviation | Transport (int. aviation) | Energetic | transport_int_aviation_final_demand_hydrogen | Hydrogen | EU | Energy demand | 0 | FEC
CY | TYNDP2026 | LEV | 2040 | TWh | 314 | Sub_sector | International transport | International aviation | Transport (int. aviation) | Energetic | transport_int_aviation_final_demand_methane | Methane | EU | Energy demand | 0 | FEC
CY | TYNDP2026 | LEV | 2040 | TWh | 315 | Sub_sector | International transport | International aviation | Transport (int. aviation) | Energetic | transport_int_aviation_final_demand_heat | Heat | EU | Energy demand | 0 | FEC
CY | TYNDP2026 | LEV | 2040 | TWh | 316 | Sub_sector | International transport | International aviation | Transport (int. aviation) | Energetic | transport_int_aviation_final_demand_biofuels | Biomass | EU | Energy demand | 0 | FEC
CY | TYNDP2026 | LEV | 2040 | TWh | 317 | Sub_sector | International transport | International aviation | Transport (int. aviation) | Energetic | transport_int_aviation_final_demand_coal | Solids | EU | Energy demand | 0 | FEC
CY | TYNDP2026 | LEV | 2040 | TWh | 318 | Sub_sector | International transport | International aviation | Transport (int. aviation) | Energetic | transport_int_aviation_final_demand_oil | Liquids | EU | Energy demand | 3.115 | FEC
CY | TYNDP2026 | LEV | 2040 | TWh | 319 | Sub_sector | International transport | International aviation | Transport (int. aviation) | Energetic | transport_int_aviation_final_demand_other | Others | EU | Energy demand | 0 | FEC
CY | TYNDP2026 | LEV | 2040 | TWh | 320 | Sub_sector | International transport | International aviation | Transport (int. aviation) | Energetic | transport_int_aviation_final_demand_ammonia | Ammonia | EU | Energy demand | 0 | FEC
CY | TYNDP2026 | LEV | 2040 | TWh | 322 | Sub_sector | International transport | International shipping | Transport (int. shipping) | Energetic | transport_int_shipping_final_demand_electricity | Electricity | EU | Energy demand | 0 | not_included_in_FEC
CY | TYNDP2026 | LEV | 2040 | TWh | 323 | Sub_sector | International transport | International shipping | Transport (int. shipping) | Energetic | transport_int_shipping_final_demand_hydrogen | Hydrogen | EU | Energy demand | 0 | not_included_in_FEC
CY | TYNDP2026 | LEV | 2040 | TWh | 324 | Sub_sector | International transport | International shipping | Transport (int. shipping) | Energetic | transport_int_shipping_final_demand_methane | Methane | EU | Energy demand | 0 | not_included_in_FEC
CY | TYNDP2026 | LEV | 2040 | TWh | 325 | Sub_sector | International transport | International shipping | Transport (int. shipping) | Energetic | transport_int_shipping_final_demand_heat | Heat | EU | Energy demand | 0 | not_included_in_FEC
CY | TYNDP2026 | LEV | 2040 | TWh | 326 | Sub_sector | International transport | International shipping | Transport (int. shipping) | Energetic | transport_int_shipping_final_demand_biofuels | Biomass | EU | Energy demand | 0 | not_included_in_FEC
CY | TYNDP2026 | LEV | 2040 | TWh | 327 | Sub_sector | International transport | International shipping | Transport (int. shipping) | Energetic | transport_int_shipping_final_demand_coal | Solids | EU | Energy demand | 0 | not_included_in_FEC
CY | TYNDP2026 | LEV | 2040 | TWh | 328 | Sub_sector | International transport | International shipping | Transport (int. shipping) | Energetic | transport_int_shipping_final_demand_oil | Liquids | EU | Energy demand | 0 | not_included_in_FEC
CY | TYNDP2026 | LEV | 2040 | TWh | 329 | Sub_sector | International transport | International shipping | Transport (int. shipping) | Energetic | transport_int_shipping_final_demand_other | Others | EU | Energy demand | 0 | not_included_in_FEC
CY | TYNDP2026 | LEV | 2040 | TWh | 330 | Sub_sector | International transport | International shipping | Transport (int. shipping) | Energetic | transport_int_shipping_final_demand_ammonia | Ammonia | EU | Energy demand | 0 | not_included_in_FEC
CY | TYNDP2026 | LEV | 2040 | TWh | 332 | Sub_sector | Households | Space heating | Households (heating) | Energetic | households_heating_final_demand_electricity | Electricity | EU | Energy demand | 0.98309 | FEC
CY | TYNDP2026 | LEV | 2040 | TWh | 333 | Sub_sector | Households | Space heating | Households (heating) | Energetic | households_heating_final_demand_hydrogen | Hydrogen | EU | Energy demand | 0 | FEC
CY | TYNDP2026 | LEV | 2040 | TWh | 334 | Sub_sector | Households | Space heating | Households (heating) | Energetic | households_heating_final_demand_methane | Methane | EU | Energy demand | 0.0005803 | FEC
CY | TYNDP2026 | LEV | 2040 | TWh | 335 | Sub_sector | Households | Space heating | Households (heating) | Energetic | households_heating_final_demand_heat | Heat | EU | Energy demand | 0 | FEC
CY | TYNDP2026 | LEV | 2040 | TWh | 336 | Sub_sector | Households | Space heating | Households (heating) | Energetic | households_heating_final_demand_biomass | Biomass | EU | Energy demand | 0.27095 | FEC
CY | TYNDP2026 | LEV | 2040 | TWh | 337 | Sub_sector | Households | Space heating | Households (heating) | Energetic | households_heating_final_demand_coal | Solids | EU | Energy demand | 0 | FEC
CY | TYNDP2026 | LEV | 2040 | TWh | 338 | Sub_sector | Households | Space heating | Households (heating) | Energetic | households_heating_final_demand_oil | Liquids | EU | Energy demand | 0.49461 | FEC
CY | TYNDP2026 | LEV | 2040 | TWh | 339 | Sub_sector | Households | Space heating | Households (heating) | Energetic | households_heating_final_demand_other | Others | EU | Energy demand | 0 | FEC
CY | TYNDP2026 | LEV | 2040 | TWh | 340 | Sub_sector | Households | Space heating | Households (heating) | Energetic | households_heating_final_demand_ammonia | Ammonia | EU | Energy demand | 0 | FEC
CY | TYNDP2026 | LEV | 2040 | TWh | 343 | Sub_sector | Households | Cooling | Households (cooling) | Energetic | households_cooling_final_demand_electricity | Electricity | EU | Energy demand | 0.48362 | FEC
CY | TYNDP2026 | LEV | 2040 | TWh | 344 | Sub_sector | Households | Cooling | Households (cooling) | Energetic | households_cooling_final_demand_hydrogen | Hydrogen | EU | Energy demand | 0 | FEC
CY | TYNDP2026 | LEV | 2040 | TWh | 345 | Sub_sector | Households | Cooling | Households (cooling) | Energetic | households_cooling_final_demand_methane | Methane | EU | Energy demand | 0 | FEC
CY | TYNDP2026 | LEV | 2040 | TWh | 346 | Sub_sector | Households | Cooling | Households (cooling) | Energetic | households_cooling_final_demand_heat | Heat | EU | Energy demand | 0 | FEC
CY | TYNDP2026 | LEV | 2040 | TWh | 347 | Sub_sector | Households | Cooling | Households (cooling) | Energetic | households_cooling_final_demand_biomass | Biomass | EU | Energy demand | 0 | FEC
CY | TYNDP2026 | LEV | 2040 | TWh | 348 | Sub_sector | Households | Cooling | Households (cooling) | Energetic | households_cooling_final_demand_coal | Solids | EU | Energy demand | 0 | FEC
CY | TYNDP2026 | LEV | 2040 | TWh | 349 | Sub_sector | Households | Cooling | Households (cooling) | Energetic | households_cooling_final_demand_oil | Liquids | EU | Energy demand | 0 | FEC
CY | TYNDP2026 | LEV | 2040 | TWh | 350 | Sub_sector | Households | Cooling | Households (cooling) | Energetic | households_cooling_final_demand_other | Others | EU | Energy demand | 0 | FEC
CY | TYNDP2026 | LEV | 2040 | TWh | 351 | Sub_sector | Households | Cooling | Households (cooling) | Energetic | households_cooling_final_demand_ammonia | Ammonia | EU | Energy demand | 0 | FEC
CY | TYNDP2026 | LEV | 2040 | TWh | 354 | Sub_sector | Households | Hot water | Households (hot water) | Energetic | households_hot_water_final_demand_electricity | Electricity | EU | Energy demand | 0.24882 | FEC
CY | TYNDP2026 | LEV | 2040 | TWh | 355 | Sub_sector | Households | Hot water | Households (hot water) | Energetic | households_hot_water_final_demand_hydrogen | Hydrogen | EU | Energy demand | 0 | FEC
CY | TYNDP2026 | LEV | 2040 | TWh | 356 | Sub_sector | Households | Hot water | Households (hot water) | Energetic | households_hot_water_final_demand_methane | Methane | EU | Energy demand | 0.00011843 | FEC
CY | TYNDP2026 | LEV | 2040 | TWh | 357 | Sub_sector | Households | Hot water | Households (hot water) | Energetic | households_hot_water_final_demand_heat | Heat | EU | Energy demand | 0 | FEC
CY | TYNDP2026 | LEV | 2040 | TWh | 358 | Sub_sector | Households | Hot water | Households (hot water) | Energetic | households_hot_water_final_demand_biomass | Biomass | EU | Energy demand | 0.068751 | FEC
CY | TYNDP2026 | LEV | 2040 | TWh | 359 | Sub_sector | Households | Hot water | Households (hot water) | Energetic | households_hot_water_final_demand_coal | Solids | EU | Energy demand | 0 | FEC
CY | TYNDP2026 | LEV | 2040 | TWh | 360 | Sub_sector | Households | Hot water | Households (hot water) | Energetic | households_hot_water_final_demand_oil | Liquids | EU | Energy demand | 0.10186 | FEC
CY | TYNDP2026 | LEV | 2040 | TWh | 361 | Sub_sector | Households | Hot water | Households (hot water) | Energetic | households_hot_water_final_demand_other | Others | EU | Energy demand | 1.0162 | FEC
CY | TYNDP2026 | LEV | 2040 | TWh | 362 | Sub_sector | Households | Hot water | Households (hot water) | Energetic | households_hot_water_final_demand_ammonia | Ammonia | EU | Energy demand | 0 | FEC
CY | TYNDP2026 | LEV | 2040 | TWh | 365 | Sub_sector | Households | Appliances | Households (appliances) | Energetic | households_appliances_final_demand_electricity | Electricity | EU | Energy demand | 0.76963 | FEC
CY | TYNDP2026 | LEV | 2040 | TWh | 366 | Sub_sector | Households | Appliances | Households (appliances) | Energetic | households_appliances_final_demand_hydrogen | Hydrogen | EU | Energy demand | 0 | FEC
CY | TYNDP2026 | LEV | 2040 | TWh | 367 | Sub_sector | Households | Appliances | Households (appliances) | Energetic | households_appliances_final_demand_methane | Methane | EU | Energy demand | 0 | FEC
CY | TYNDP2026 | LEV | 2040 | TWh | 368 | Sub_sector | Households | Appliances | Households (appliances) | Energetic | households_appliances_final_demand_heat | Heat | EU | Energy demand | 0 | FEC
CY | TYNDP2026 | LEV | 2040 | TWh | 369 | Sub_sector | Households | Appliances | Households (appliances) | Energetic | households_appliances_final_demand_biomass | Biomass | EU | Energy demand | 0 | FEC
CY | TYNDP2026 | LEV | 2040 | TWh | 370 | Sub_sector | Households | Appliances | Households (appliances) | Energetic | households_appliances_final_demand_coal | Solids | EU | Energy demand | 0 | FEC
CY | TYNDP2026 | LEV | 2040 | TWh | 371 | Sub_sector | Households | Appliances | Households (appliances) | Energetic | households_appliances_final_demand_oil | Liquids | EU | Energy demand | 0 | FEC
CY | TYNDP2026 | LEV | 2040 | TWh | 372 | Sub_sector | Households | Appliances | Households (appliances) | Energetic | households_appliances_final_demand_other | Others | EU | Energy demand | 0 | FEC
CY | TYNDP2026 | LEV | 2040 | TWh | 373 | Sub_sector | Households | Appliances | Households (appliances) | Energetic | households_appliances_final_demand_ammonia | Ammonia | EU | Energy demand | 0 | FEC
CY | TYNDP2026 | LEV | 2040 | TWh | 375 | Sub_sector | Buildings | Space heating | Buildings (heat) | Energetic | buildings_heat_final_demand_electricity | Electricity | EU | Energy demand | 0.63092 | FEC
CY | TYNDP2026 | LEV | 2040 | TWh | 376 | Sub_sector | Buildings | Space heating | Buildings (heat) | Energetic | buildings_heat_final_demand_hydrogen | Hydrogen | EU | Energy demand | 0 | FEC
CY | TYNDP2026 | LEV | 2040 | TWh | 377 | Sub_sector | Buildings | Space heating | Buildings (heat) | Energetic | buildings_heat_final_demand_methane | Methane | EU | Energy demand | 0 | FEC
CY | TYNDP2026 | LEV | 2040 | TWh | 378 | Sub_sector | Buildings | Space heating | Buildings (heat) | Energetic | buildings_heat_final_demand_heat | Heat | EU | Energy demand | 0.18814 | FEC
CY | TYNDP2026 | LEV | 2040 | TWh | 379 | Sub_sector | Buildings | Space heating | Buildings (heat) | Energetic | buildings_heat_final_demand_biomass | Biomass | EU | Energy demand | 0.3892 | FEC
CY | TYNDP2026 | LEV | 2040 | TWh | 380 | Sub_sector | Buildings | Space heating | Buildings (heat) | Energetic | buildings_heat_final_demand_coal | Solids | EU | Energy demand | 0 | FEC
CY | TYNDP2026 | LEV | 2040 | TWh | 381 | Sub_sector | Buildings | Space heating | Buildings (heat) | Energetic | buildings_heat_final_demand_oil | Liquids | EU | Energy demand | 0.17554 | FEC
CY | TYNDP2026 | LEV | 2040 | TWh | 382 | Sub_sector | Buildings | Space heating | Buildings (heat) | Energetic | buildings_heat_final_demand_other | Others | EU | Energy demand | 0.20825 | FEC
CY | TYNDP2026 | LEV | 2040 | TWh | 383 | Sub_sector | Buildings | Space heating | Buildings (heat) | Energetic | buildings_heat_final_demand_ammonia | Ammonia | EU | Energy demand | 0 | FEC
CY | TYNDP2026 | LEV | 2040 | TWh | 386 | Sub_sector | Buildings | Cooling | Buildings (cooling) | Energetic | buildings_cooling_final_demand_electricity | Electricity | EU | Energy demand | 0.45121 | FEC
CY | TYNDP2026 | LEV | 2040 | TWh | 387 | Sub_sector | Buildings | Cooling | Buildings (cooling) | Energetic | buildings_cooling_final_demand_hydrogen | Hydrogen | EU | Energy demand | 0 | FEC
CY | TYNDP2026 | LEV | 2040 | TWh | 388 | Sub_sector | Buildings | Cooling | Buildings (cooling) | Energetic | buildings_cooling_final_demand_methane | Methane | EU | Energy demand | 0 | FEC
CY | TYNDP2026 | LEV | 2040 | TWh | 389 | Sub_sector | Buildings | Cooling | Buildings (cooling) | Energetic | buildings_cooling_final_demand_heat | Heat | EU | Energy demand | 0 | FEC
CY | TYNDP2026 | LEV | 2040 | TWh | 390 | Sub_sector | Buildings | Cooling | Buildings (cooling) | Energetic | buildings_cooling_final_demand_biomass | Biomass | EU | Energy demand | 0 | FEC
CY | TYNDP2026 | LEV | 2040 | TWh | 391 | Sub_sector | Buildings | Cooling | Buildings (cooling) | Energetic | buildings_cooling_final_demand_coal | Solids | EU | Energy demand | 0 | FEC
CY | TYNDP2026 | LEV | 2040 | TWh | 392 | Sub_sector | Buildings | Cooling | Buildings (cooling) | Energetic | buildings_cooling_final_demand_oil | Liquids | EU | Energy demand | 0 | FEC
CY | TYNDP2026 | LEV | 2040 | TWh | 393 | Sub_sector | Buildings | Cooling | Buildings (cooling) | Energetic | buildings_cooling_final_demand_other | Others | EU | Energy demand | 0 | FEC
CY | TYNDP2026 | LEV | 2040 | TWh | 394 | Sub_sector | Buildings | Cooling | Buildings (cooling) | Energetic | buildings_cooling_final_demand_ammonia | Ammonia | EU | Energy demand | 0 | FEC
CY | TYNDP2026 | LEV | 2040 | TWh | 397 | Sub_sector | Buildings | Appliances | Buildings (appliances) | Energetic | buildings_appliances_final_demand_electricity | Electricity | EU | Energy demand | 1.5215 | FEC
CY | TYNDP2026 | LEV | 2040 | TWh | 398 | Sub_sector | Buildings | Appliances | Buildings (appliances) | Energetic | buildings_appliances_final_demand_hydrogen | Hydrogen | EU | Energy demand | 0 | FEC
CY | TYNDP2026 | LEV | 2040 | TWh | 399 | Sub_sector | Buildings | Appliances | Buildings (appliances) | Energetic | buildings_appliances_final_demand_methane | Methane | EU | Energy demand | 0.010455 | FEC
CY | TYNDP2026 | LEV | 2040 | TWh | 400 | Sub_sector | Buildings | Appliances | Buildings (appliances) | Energetic | buildings_appliances_final_demand_heat | Heat | EU | Energy demand | 0 | FEC
CY | TYNDP2026 | LEV | 2040 | TWh | 401 | Sub_sector | Buildings | Appliances | Buildings (appliances) | Energetic | buildings_appliances_final_demand_biomass | Biomass | EU | Energy demand | 0 | FEC
CY | TYNDP2026 | LEV | 2040 | TWh | 402 | Sub_sector | Buildings | Appliances | Buildings (appliances) | Energetic | buildings_appliances_final_demand_coal | Solids | EU | Energy demand | 0 | FEC
CY | TYNDP2026 | LEV | 2040 | TWh | 403 | Sub_sector | Buildings | Appliances | Buildings (appliances) | Energetic | buildings_appliances_final_demand_oil | Liquids | EU | Energy demand | 0 | FEC
CY | TYNDP2026 | LEV | 2040 | TWh | 404 | Sub_sector | Buildings | Appliances | Buildings (appliances) | Energetic | buildings_appliances_final_demand_other | Others | EU | Energy demand | 0 | FEC
CY | TYNDP2026 | LEV | 2040 | TWh | 405 | Sub_sector | Buildings | Appliances | Buildings (appliances) | Energetic | buildings_appliances_final_demand_ammonia | Ammonia | EU | Energy demand | 0 | FEC
CY | TYNDP2026 | LEV | 2040 | TWh | 407 | Sub_sector | Buildings | Datacenters | Datacenters & ICT | Energetic | datacentres_final_demand_electricity_energetic | Electricity | EU | Energy demand | 0 | FEC
CY | TYNDP2026 | LEV | 2040 | TWh | 408 | Sub_sector | Buildings | Datacenters | Datacenters & ICT | Energetic | datacentres_final_demand_hydrogen_energetic | Hydrogen | EU | Energy demand | 0 | FEC
CY | TYNDP2026 | LEV | 2040 | TWh | 409 | Sub_sector | Buildings | Datacenters | Datacenters & ICT | Energetic | datacentres_final_demand_methane_energetic | Methane | EU | Energy demand | 0 | FEC
CY | TYNDP2026 | LEV | 2040 | TWh | 410 | Sub_sector | Buildings | Datacenters | Datacenters & ICT | Energetic | datacentres_final_demand_heat_energetic | Heat | EU | Energy demand | 0 | FEC
CY | TYNDP2026 | LEV | 2040 | TWh | 411 | Sub_sector | Buildings | Datacenters | Datacenters & ICT | Energetic | datacentres_final_demand_biomass_energetic | Biomass | EU | Energy demand | 0 | FEC
CY | TYNDP2026 | LEV | 2040 | TWh | 412 | Sub_sector | Buildings | Datacenters | Datacenters & ICT | Energetic | datacentres_final_demand_coal_energetic | Solids | EU | Energy demand | 0 | FEC
CY | TYNDP2026 | LEV | 2040 | TWh | 413 | Sub_sector | Buildings | Datacenters | Datacenters & ICT | Energetic | datacentres_final_demand_oil_energetic | Liquids | EU | Energy demand | 0 | FEC
CY | TYNDP2026 | LEV | 2040 | TWh | 414 | Sub_sector | Buildings | Datacenters | Datacenters & ICT | Energetic | datacentres_final_demand_other_energetic | Others | EU | Energy demand | 0 | FEC
CY | TYNDP2026 | LEV | 2040 | TWh | 415 | Sub_sector | Buildings | Datacenters | Datacenters & ICT | Energetic | datacentres_final_demand_ammonia_energetic | Ammonia | EU | Energy demand | 0 | FEC
CY | TYNDP2026 | LEV | 2040 | TWh | 417 | Sub_sector | Transport | Others_Sector | Others_Sector | Energetic | other_final_demand_electricity_energetic | Electricity | EU | Energy demand | 0.10674 | FEC
CY | TYNDP2026 | LEV | 2040 | TWh | 418 | Sub_sector | Transport | Others_Sector | Others_Sector | Energetic | other_final_demand_hydrogen_energetic | Hydrogen | EU | Energy demand | 0 | FEC
CY | TYNDP2026 | LEV | 2040 | TWh | 419 | Sub_sector | Transport | Pipeline Transport | Others_Sector | Energetic | other_final_demand_methane_energetic | Methane | EU | Energy demand | 0 | FEC
CY | TYNDP2026 | LEV | 2040 | TWh | 420 | Sub_sector | Transport | Others_Sector | Others_Sector | Energetic | other_final_demand_heat_energetic | Heat | EU | Energy demand | 0 | FEC
CY | TYNDP2026 | LEV | 2040 | TWh | 421 | Sub_sector | Transport | Others_Sector | Others_Sector | Energetic | other_final_demand_biomass_energetic | Biomass | EU | Energy demand | 0 | FEC
CY | TYNDP2026 | LEV | 2040 | TWh | 422 | Sub_sector | Transport | Others_Sector | Others_Sector | Energetic | other_final_demand_coal_energetic | Solids | EU | Energy demand | 0 | FEC
CY | TYNDP2026 | LEV | 2040 | TWh | 423 | Sub_sector | Transport | Others_Sector | Others_Sector | Energetic | other_final_demand_oil_energetic | Liquids | EU | Energy demand | 0.099789 | FEC
CY | TYNDP2026 | LEV | 2040 | TWh | 424 | Sub_sector | Others_Sector | Others_Sector | Others_Sector | Non-energetic | other_final_demand_oil_non_energetic | Liquids | EU | Energy demand | 0.027101 | not_included_in_FEC
CY | TYNDP2026 | LEV | 2040 | TWh | 425 | Sub_sector | Transport | Others_Sector | Others_Sector | Energetic | other_final_demand_other_energetic | Others | EU | Energy demand | 0 | FEC
CY | TYNDP2026 | LEV | 2040 | TWh | 426 | Sub_sector | Transport | Others_Sector | Others_Sector | Energetic | other_final_demand_ammonia_energetic | Ammonia | EU | Energy demand | 0 | FEC
CY | TYNDP2026 | LEV | 2040 | TWh | 427 | Sub_sector | Industry | Surplus_Heat_in_Industry | Surplus_Heat_in_Industry | Energetic | final_demand_of_industry_unused_local_production_steam_hot_water | Heat | EU | Energy demand | 0 | FEC
CY | TYNDP2026 | LEV | 2040 | TWh | 429 | Sub_sector | Agriculture | Total | Agriculture | Energetic | agriculture_final_demand_electricity_energetic | Electricity | EU | Energy demand | 0 | FEC
CY | TYNDP2026 | LEV | 2040 | TWh | 430 | Sub_sector | Agriculture | Total | Agriculture | Energetic | agriculture_final_demand_hydrogen_energetic | Hydrogen | EU | Energy demand | 0 | FEC
CY | TYNDP2026 | LEV | 2040 | TWh | 431 | Sub_sector | Agriculture | Total | Agriculture | Energetic | agriculture_final_demand_methane_energetic | Methane | EU | Energy demand | 0 | FEC
CY | TYNDP2026 | LEV | 2040 | TWh | 432 | Sub_sector | Agriculture | Total | Agriculture | Energetic | agriculture_final_demand_heat_energetic | Heat | EU | Energy demand | 0.019588 | FEC
CY | TYNDP2026 | LEV | 2040 | TWh | 433 | Sub_sector | Agriculture | Total | Agriculture | Energetic | agriculture_final_demand_biomass_energetic | Biomass | EU | Energy demand | 0.054711 | FEC
CY | TYNDP2026 | LEV | 2040 | TWh | 434 | Sub_sector | Agriculture | Total | Agriculture | Energetic | agriculture_final_demand_coal_energetic | Solids | EU | Energy demand | 0 | FEC
CY | TYNDP2026 | LEV | 2040 | TWh | 435 | Sub_sector | Agriculture | Total | Agriculture | Energetic | agriculture_final_demand_oil_energetic | Liquids | EU | Energy demand | 0.080722 | FEC
CY | TYNDP2026 | LEV | 2040 | TWh | 436 | Sub_sector | Agriculture | Total | Agriculture | Energetic | agriculture_final_demand_other_energetic | Others | EU | Energy demand | 0 | FEC
CY | TYNDP2026 | LEV | 2040 | TWh | 437 | Sub_sector | Agriculture | Total | Agriculture | Energetic | agriculture_final_demand_ammonia_energetic | Ammonia | EU | Energy demand | 0 | FEC
CY | TYNDP2026 | LEV | 2040 | TWh | 447 | Sub_sector | Buildings | Surplus Energy | Buildings | Energetic | GAP | Electricity | EU | Energy demand | 0 | FEC
CY | TYNDP2026 | LEV | 2040 | TWh | 448 | Sub_sector | Buildings | Surplus Energy | Buildings | Energetic | GAP | Hydrogen | EU | Energy demand | 0 | FEC
CY | TYNDP2026 | LEV | 2040 | TWh | 449 | Sub_sector | Buildings | Surplus Energy | Buildings | Energetic | GAP | Methane | EU | Energy demand | 0 | FEC
CY | TYNDP2026 | LEV | 2040 | TWh | 450 | Sub_sector | Buildings | Surplus Energy | Buildings | Energetic | GAP | Heat | EU | Energy demand | 0 | FEC
CY | TYNDP2026 | LEV | 2040 | TWh | 451 | Sub_sector | Buildings | Surplus Energy | Buildings | Energetic | GAP | Biomass | EU | Energy demand | 0.0028969 | FEC
CY | TYNDP2026 | LEV | 2040 | TWh | 452 | Sub_sector | Buildings | Surplus Energy | Buildings | Energetic | GAP | Solids | EU | Energy demand | 0 | FEC
CY | TYNDP2026 | LEV | 2040 | TWh | 453 | Sub_sector | Buildings | Surplus Energy | Buildings | Energetic | GAP | Liquids | EU | Energy demand | 0.061519 | FEC
CY | TYNDP2026 | LEV | 2040 | TWh | 454 | Sub_sector | Buildings | Surplus Energy | Buildings | Energetic | GAP | Others | EU | Energy demand | 0 | FEC
CY | TYNDP2026 | LEV | 2040 | TWh | 455 | Sub_sector | Buildings | Surplus Energy | Buildings | Energetic | GAP | Ammonia | EU | Energy demand | 0 | FEC
CY | TYNDP2026 | LEV | 2040 | TWh | 456 | Sub_sector | Households | Surplus Energy | Households | Energetic | GAP | Electricity | EU | Energy demand | 0 | FEC
CY | TYNDP2026 | LEV | 2040 | TWh | 457 | Sub_sector | Households | Surplus Energy | Households | Energetic | GAP | Hydrogen | EU | Energy demand | 0 | FEC
CY | TYNDP2026 | LEV | 2040 | TWh | 458 | Sub_sector | Households | Surplus Energy | Households | Energetic | GAP | Methane | EU | Energy demand | 0 | FEC
CY | TYNDP2026 | LEV | 2040 | TWh | 459 | Sub_sector | Households | Surplus Energy | Households | Energetic | GAP | Heat | EU | Energy demand | 0 | FEC
CY | TYNDP2026 | LEV | 2040 | TWh | 460 | Sub_sector | Households | Surplus Energy | Households | Energetic | GAP | Biomass | EU | Energy demand | 0 | FEC
CY | TYNDP2026 | LEV | 2040 | TWh | 461 | Sub_sector | Households | Surplus Energy | Households | Energetic | GAP | Solids | EU | Energy demand | 0 | FEC
CY | TYNDP2026 | LEV | 2040 | TWh | 462 | Sub_sector | Households | Surplus Energy | Households | Energetic | GAP | Liquids | EU | Energy demand | 0 | FEC
CY | TYNDP2026 | LEV | 2040 | TWh | 463 | Sub_sector | Households | Surplus Energy | Households | Energetic | GAP | Others | EU | Energy demand | 0 | FEC
CY | TYNDP2026 | LEV | 2040 | TWh | 464 | Sub_sector | Households | Surplus Energy | Households | Energetic | GAP | Ammonia | EU | Energy demand | 0 | FEC
CZ | TYNDP2026 | NT | 2030 | TWh | 102 | Sub_sector | Industry | Aluminium | Industry (aluminium) | Energetic | industry_aluminium_demand_electricity_energetic | Electricity | EU | Energy demand | 0 | FEC
CZ | TYNDP2026 | NT | 2030 | TWh | 103 | Sub_sector | Industry | Aluminium | Industry (aluminium) | Energetic | industry_aluminium_demand_hydrogen_energetic | Hydrogen | EU | Energy demand | 0 | FEC
CZ | TYNDP2026 | NT | 2030 | TWh | 104 | Sub_sector | Industry | Aluminium | Industry (aluminium) | Energetic | industry_aluminium_demand_methane_energetic | Methane | EU | Energy demand | 0 | FEC
CZ | TYNDP2026 | NT | 2030 | TWh | 105 | Sub_sector | Industry | Aluminium | Industry (aluminium) | Energetic | industry_aluminium_demand_heat_energetic | Heat | EU | Energy demand | 0 | FEC
CZ | TYNDP2026 | NT | 2030 | TWh | 106 | Sub_sector | Industry | Aluminium | Industry (aluminium) | Energetic | industry_aluminium_demand_biomass_energetic | Biomass | EU | Energy demand | 0 | FEC
CZ | TYNDP2026 | NT | 2030 | TWh | 107 | Sub_sector | Industry | Aluminium | Industry (aluminium) | Energetic | industry_aluminium_demand_coal_energetic | Solids | EU | Energy demand | 0 | FEC
CZ | TYNDP2026 | NT | 2030 | TWh | 108 | Sub_sector | Industry | Aluminium | Industry (aluminium) | Energetic | industry_aluminium_demand_oil_energetic | Liquids | EU | Energy demand | 0 | FEC
CZ | TYNDP2026 | NT | 2030 | TWh | 109 | Sub_sector | Industry | Aluminium | Industry (aluminium) | Energetic | industry_aluminium_demand_others_energetic | Others | EU | Energy demand | 0 | FEC
CZ | TYNDP2026 | NT | 2030 | TWh | 110 | Sub_sector | Industry | Aluminium | Industry (aluminium) | Energetic | industry_ammonia_demand_others_energetic | Ammonia | EU | Energy demand | 0 | FEC
CZ | TYNDP2026 | NT | 2030 | TWh | 112 | Sub_sector | Industry | Chemicals | Industry (chemicals, energetic) | Energetic | industry_chemical_demand_electricity_energetic | Electricity | EU | Energy demand | 5.8666 | FEC
CZ | TYNDP2026 | NT | 2030 | TWh | 113 | Sub_sector | Industry | Chemicals | Industry (chemicals, energetic) | Energetic | industry_chemical_demand_hydrogen_energetic | Hydrogen | EU | Energy demand | 0 | FEC
CZ | TYNDP2026 | NT | 2030 | TWh | 114 | Sub_sector | Industry | Chemicals | Industry (chemicals, energetic) | Energetic | industry_chemical_demand_methane_energetic | Methane | EU | Energy demand | 2.3819 | FEC
CZ | TYNDP2026 | NT | 2030 | TWh | 115 | Sub_sector | Industry | Chemicals | Industry (chemicals, energetic) | Energetic | industry_chemical_demand_heat_energetic | Heat | EU | Energy demand | 0.77952 | FEC
CZ | TYNDP2026 | NT | 2030 | TWh | 116 | Sub_sector | Industry | Chemicals | Industry (chemicals, energetic) | Energetic | industry_chemical_demand_biomass_energetic | Biomass | EU | Energy demand | 0.8932 | FEC
CZ | TYNDP2026 | NT | 2030 | TWh | 117 | Sub_sector | Industry | Chemicals | Industry (chemicals, energetic) | Energetic | industry_chemical_demand_coal_energetic | Solids | EU | Energy demand | 0.0812 | FEC
CZ | TYNDP2026 | NT | 2030 | TWh | 118 | Sub_sector | Industry | Chemicals | Industry (chemicals, energetic) | Energetic | industry_chemical_demand_oil_energetic | Liquids | EU | Energy demand | 0.078265 | FEC
CZ | TYNDP2026 | NT | 2030 | TWh | 119 | Sub_sector | Industry | Chemicals | Industry (chemicals, energetic) | Energetic | industry_chemical_demand_others_energetic | Others | EU | Energy demand | 0 | FEC
CZ | TYNDP2026 | NT | 2030 | TWh | 120 | Sub_sector | Industry | Chemicals | Industry (chemicals, energetic) | Energetic | industry_chemical_demand_ammonia_energetic | Ammonia | EU | Energy demand | 0 | FEC
CZ | TYNDP2026 | NT | 2030 | TWh | 122 | Sub_sector | Industry | Chemicals | Industry (chemicals, non-energetic) | Non-energetic | industry_chemical_demand_electricity_non_energetic | Electricity | EU | Energy demand | 0 | not_included_in_FEC
CZ | TYNDP2026 | NT | 2030 | TWh | 123 | Sub_sector | Industry | Chemicals | Industry (chemicals, non-energetic) | Non-energetic | industry_chemical_demand_hydrogen_non_energetic | Hydrogen | EU | Energy demand | 0.248 | not_included_in_FEC
CZ | TYNDP2026 | NT | 2030 | TWh | 124 | Sub_sector | Industry | Chemicals | Industry (chemicals, non-energetic) | Non-energetic | industry_chemical_demand_methane_non_energetic | Methane | EU | Energy demand | 1.24 | not_included_in_FEC
CZ | TYNDP2026 | NT | 2030 | TWh | 125 | Sub_sector | Industry | Chemicals | Industry (chemicals, non-energetic) | Non-energetic | industry_chemical_demand_heat_non_energetic | Heat | EU | Energy demand | 0 | not_included_in_FEC
CZ | TYNDP2026 | NT | 2030 | TWh | 126 | Sub_sector | Industry | Chemicals | Industry (chemicals, non-energetic) | Non-energetic | industry_chemical_demand_biomass_non_energetic | Biomass | EU | Energy demand | 4.7121 | not_included_in_FEC
CZ | TYNDP2026 | NT | 2030 | TWh | 127 | Sub_sector | Industry | Chemicals | Industry (chemicals, non-energetic) | Non-energetic | industry_chemical_demand_coal_non_energetic | Solids | EU | Energy demand | 0 | not_included_in_FEC
CZ | TYNDP2026 | NT | 2030 | TWh | 128 | Sub_sector | Industry | Chemicals | Industry (chemicals, non-energetic) | Non-energetic | industry_chemical_demand_oil_non_energetic | Liquids | EU | Energy demand | 18.6002 | not_included_in_FEC
CZ | TYNDP2026 | NT | 2030 | TWh | 129 | Sub_sector | Industry | Chemicals | Industry (chemicals, non-energetic) | Non-energetic | industry_chemical_demand_others_non_energetic | Others | EU | Energy demand | 0 | not_included_in_FEC
CZ | TYNDP2026 | NT | 2030 | TWh | 130 | Sub_sector | Industry | Chemicals | Industry (chemicals, non-energetic) | Non-energetic | industry_chemical_demand_ammonia_non_energetic | Ammonia | EU | Energy demand | 0 | not_included_in_FEC
CZ | TYNDP2026 | NT | 2030 | TWh | 132 | Sub_sector | Industry | Fertilizers | Industry (fertilizers, energetic) | Energetic | industry_fertilizers_demand_electricity_energetic | Electricity | EU | Energy demand | 0.12786 | FEC
CZ | TYNDP2026 | NT | 2030 | TWh | 133 | Sub_sector | Industry | Fertilizers | Industry (fertilizers, energetic) | Energetic | industry_fertilizers_demand_hydrogen_energetic | Hydrogen | EU | Energy demand | 0.16633 | FEC
CZ | TYNDP2026 | NT | 2030 | TWh | 134 | Sub_sector | Industry | Fertilizers | Industry (fertilizers, energetic) | Energetic | industry_fertilizers_demand_methane_energetic | Methane | EU | Energy demand | 0.94251 | FEC
CZ | TYNDP2026 | NT | 2030 | TWh | 135 | Sub_sector | Industry | Fertilizers | Industry (fertilizers, energetic) | Energetic | industry_fertilizers_demand_heat_energetic | Heat | EU | Energy demand | 0 | FEC
CZ | TYNDP2026 | NT | 2030 | TWh | 136 | Sub_sector | Industry | Fertilizers | Industry (fertilizers, energetic) | Energetic | industry_fertilizers_demand_biomass_energetic | Biomass | EU | Energy demand | 0 | FEC
CZ | TYNDP2026 | NT | 2030 | TWh | 137 | Sub_sector | Industry | Fertilizers | Industry (fertilizers, energetic) | Energetic | industry_fertilizers_demand_coal_energetic | Solids | EU | Energy demand | 0 | FEC
CZ | TYNDP2026 | NT | 2030 | TWh | 138 | Sub_sector | Industry | Fertilizers | Industry (fertilizers, energetic) | Energetic | industry_fertilizers_demand_oil_energetic | Liquids | EU | Energy demand | 0 | FEC
CZ | TYNDP2026 | NT | 2030 | TWh | 139 | Sub_sector | Industry | Fertilizers | Industry (fertilizers, energetic) | Energetic | industry_fertilizers_demand_others_energetic | Others | EU | Energy demand | 0 | FEC
CZ | TYNDP2026 | NT | 2030 | TWh | 140 | Sub_sector | Industry | Fertilizers | Industry (fertilizers, energetic) | Energetic | industry_fertilizers_demand_ammonia_energetic | Ammonia | EU | Energy demand | 0 | FEC
CZ | TYNDP2026 | NT | 2030 | TWh | 142 | Sub_sector | Industry | Fertilizers | Industry (fertilizers, non-energetic) | Non-energetic | industry_fertilizers_demand_electricity_non_energetic | Electricity | EU | Energy demand | 0 | not_included_in_FEC
CZ | TYNDP2026 | NT | 2030 | TWh | 143 | Sub_sector | Industry | Fertilizers | Industry (fertilizers, non-energetic) | Non-energetic | industry_fertilizers_demand_hydrogen_non_energetic | Hydrogen | EU | Energy demand | 0.26723 | not_included_in_FEC
CZ | TYNDP2026 | NT | 2030 | TWh | 144 | Sub_sector | Industry | Fertilizers | Industry (fertilizers, non-energetic) | Non-energetic | industry_fertilizers_demand_methane_non_energetic | Methane | EU | Energy demand | 1.1671 | not_included_in_FEC
CZ | TYNDP2026 | NT | 2030 | TWh | 145 | Sub_sector | Industry | Fertilizers | Industry (fertilizers, non-energetic) | Non-energetic | industry_fertilizers_demand_heat_non_energetic | Heat | EU | Energy demand | 0 | not_included_in_FEC
CZ | TYNDP2026 | NT | 2030 | TWh | 146 | Sub_sector | Industry | Fertilizers | Industry (fertilizers, non-energetic) | Non-energetic | industry_fertilizers_demand_biomass_non_energetic | Biomass | EU | Energy demand | 0 | not_included_in_FEC
CZ | TYNDP2026 | NT | 2030 | TWh | 147 | Sub_sector | Industry | Fertilizers | Industry (fertilizers, non-energetic) | Non-energetic | industry_fertilizers_demand_coal_non_energetic | Solids | EU | Energy demand | 0 | not_included_in_FEC
CZ | TYNDP2026 | NT | 2030 | TWh | 148 | Sub_sector | Industry | Fertilizers | Industry (fertilizers, non-energetic) | Non-energetic | industry_fertilizers_demand_oil_non_energetic | Liquids | EU | Energy demand | 0 | not_included_in_FEC
CZ | TYNDP2026 | NT | 2030 | TWh | 149 | Sub_sector | Industry | Fertilizers | Industry (fertilizers, non-energetic) | Non-energetic | industry_fertilizers_demand_others_non_energetic | Others | EU | Energy demand | 0 | not_included_in_FEC
CZ | TYNDP2026 | NT | 2030 | TWh | 150 | Sub_sector | Industry | Fertilizers | Industry (fertilizers, non-energetic) | Non-energetic | industry_fertilizers_demand_ammonia_non_energetic | Ammonia | EU | Energy demand | 0 | not_included_in_FEC
CZ | TYNDP2026 | NT | 2030 | TWh | 152 | Sub_sector | Industry | Food | Industry (food) | Energetic | industry_food_demand_electricity_energetic | Electricity | EU | Energy demand | 3.0769 | FEC
CZ | TYNDP2026 | NT | 2030 | TWh | 153 | Sub_sector | Industry | Food | Industry (food) | Energetic | industry_food_demand_hydrogen_energetic | Hydrogen | EU | Energy demand | 0 | FEC
CZ | TYNDP2026 | NT | 2030 | TWh | 154 | Sub_sector | Industry | Food | Industry (food) | Energetic | industry_food_demand_methane_energetic | Methane | EU | Energy demand | 1.9325 | FEC
CZ | TYNDP2026 | NT | 2030 | TWh | 155 | Sub_sector | Industry | Food | Industry (food) | Energetic | industry_food_demand_heat_energetic | Heat | EU | Energy demand | 0 | FEC
CZ | TYNDP2026 | NT | 2030 | TWh | 156 | Sub_sector | Industry | Food | Industry (food) | Energetic | industry_food_demand_biomass_energetic | Biomass | EU | Energy demand | 0 | FEC
CZ | TYNDP2026 | NT | 2030 | TWh | 157 | Sub_sector | Industry | Food | Industry (food) | Energetic | industry_food_demand_coal_energetic | Solids | EU | Energy demand | 0 | FEC
CZ | TYNDP2026 | NT | 2030 | TWh | 158 | Sub_sector | Industry | Food | Industry (food) | Energetic | industry_food_demand_oil_energetic | Liquids | EU | Energy demand | 0.12326 | FEC
CZ | TYNDP2026 | NT | 2030 | TWh | 159 | Sub_sector | Industry | Food | Industry (food) | Energetic | industry_food_demand_others_energetic | Others | EU | Energy demand | 0 | FEC
CZ | TYNDP2026 | NT | 2030 | TWh | 160 | Sub_sector | Industry | Food | Industry (food) | Energetic | industry_food_demand_ammonia_energetic | Ammonia | EU | Energy demand | 0 | FEC
CZ | TYNDP2026 | NT | 2030 | TWh | 162 | Sub_sector | Industry | Metals | Industry (metal) | Energetic | industry_metal_demand_electricity_energetic | Electricity | EU | Energy demand | 0.39499 | FEC
CZ | TYNDP2026 | NT | 2030 | TWh | 163 | Sub_sector | Industry | Metals | Industry (metal) | Energetic | industry_metal_demand_hydrogen_energetic | Hydrogen | EU | Energy demand | 0 | FEC
CZ | TYNDP2026 | NT | 2030 | TWh | 164 | Sub_sector | Industry | Metals | Industry (metal) | Energetic | industry_metal_demand_methane_energetic | Methane | EU | Energy demand | 0.58957 | FEC
CZ | TYNDP2026 | NT | 2030 | TWh | 165 | Sub_sector | Industry | Metals | Industry (metal) | Energetic | industry_metal_demand_heat_energetic | Heat | EU | Energy demand | 0.011678 | FEC
CZ | TYNDP2026 | NT | 2030 | TWh | 166 | Sub_sector | Industry | Metals | Industry (metal) | Energetic | industry_metal_demand_biomass_energetic | Biomass | EU | Energy demand | 0 | FEC
CZ | TYNDP2026 | NT | 2030 | TWh | 167 | Sub_sector | Industry | Metals | Industry (metal) | Energetic | industry_metal_demand_coal_energetic | Solids | EU | Energy demand | 0.0030959 | FEC
CZ | TYNDP2026 | NT | 2030 | TWh | 168 | Sub_sector | Industry | Metals | Industry (metal) | Energetic | industry_metal_demand_oil_energetic | Liquids | EU | Energy demand | 0 | FEC
CZ | TYNDP2026 | NT | 2030 | TWh | 169 | Sub_sector | Industry | Metals | Industry (metal) | Energetic | industry_metal_demand_others_energetic | Others | EU | Energy demand | 0 | FEC
CZ | TYNDP2026 | NT | 2030 | TWh | 170 | Sub_sector | Industry | Metals | Industry (metal) | Energetic | industry_metal_demand_ammonia_energetic | Ammonia | EU | Energy demand | 0 | FEC
CZ | TYNDP2026 | NT | 2030 | TWh | 172 | Sub_sector | Industry | Others | Industry (other, energetic) | Energetic | industry_other_demand_electricity_energetic | Electricity | EU | Energy demand | 9.4573 | FEC
CZ | TYNDP2026 | NT | 2030 | TWh | 173 | Sub_sector | Industry | Others | Industry (other, energetic) | Energetic | industry_other_demand_hydrogen_energetic | Hydrogen | EU | Energy demand | 0 | FEC
CZ | TYNDP2026 | NT | 2030 | TWh | 174 | Sub_sector | Industry | Others | Industry (other, energetic) | Energetic | industry_other_demand_methane_energetic | Methane | EU | Energy demand | 6.7552 | FEC
CZ | TYNDP2026 | NT | 2030 | TWh | 175 | Sub_sector | Industry | Others | Industry (other, energetic) | Energetic | industry_other_demand_heat_energetic | Heat | EU | Energy demand | 1.5012 | FEC
CZ | TYNDP2026 | NT | 2030 | TWh | 176 | Sub_sector | Industry | Others | Industry (other, energetic) | Energetic | industry_other_demand_biomass_energetic | Biomass | EU | Energy demand | 0.75058 | FEC
CZ | TYNDP2026 | NT | 2030 | TWh | 177 | Sub_sector | Industry | Others | Industry (other, energetic) | Energetic | industry_other_demand_coal_energetic | Solids | EU | Energy demand | 7.806 | FEC
CZ | TYNDP2026 | NT | 2030 | TWh | 178 | Sub_sector | Industry | Others | Industry (other, energetic) | Energetic | industry_other_demand_oil_energetic | Liquids | EU | Energy demand | 3.7529 | FEC
CZ | TYNDP2026 | NT | 2030 | TWh | 179 | Sub_sector | Industry | Others | Industry (other, energetic) | Energetic | industry_other_demand_others_energetic | Others | EU | Energy demand | 0 | FEC
CZ | TYNDP2026 | NT | 2030 | TWh | 180 | Sub_sector | Industry | Others | Industry (other, energetic) | Energetic | industry_other_demand_ammonia_energetic | Ammonia | EU | Energy demand | 0 | FEC
CZ | TYNDP2026 | NT | 2030 | TWh | 182 | Sub_sector | Industry | Others | Industry (other, non-energetic) | Non-energetic | industry_other_demand_electricity_non_energetic | Electricity | EU | Energy demand | 0 | not_included_in_FEC
CZ | TYNDP2026 | NT | 2030 | TWh | 183 | Sub_sector | Industry | Others | Industry (other, non-energetic) | Non-energetic | industry_other_demand_hydrogen_non_energetic | Hydrogen | EU | Energy demand | 0 | not_included_in_FEC
CZ | TYNDP2026 | NT | 2030 | TWh | 184 | Sub_sector | Industry | Others | Industry (other, non-energetic) | Non-energetic | industry_other_demand_methane_non_energetic | Methane | EU | Energy demand | 0 | not_included_in_FEC
CZ | TYNDP2026 | NT | 2030 | TWh | 185 | Sub_sector | Industry | Others | Industry (other, non-energetic) | Non-energetic | industry_other_demand_heat_non_energetic | Heat | EU | Energy demand | 0 | not_included_in_FEC
CZ | TYNDP2026 | NT | 2030 | TWh | 186 | Sub_sector | Industry | Others | Industry (other, non-energetic) | Non-energetic | industry_other_demand_biomass_non_energetic | Biomass | EU | Energy demand | 0 | not_included_in_FEC
CZ | TYNDP2026 | NT | 2030 | TWh | 187 | Sub_sector | Industry | Others | Industry (other, non-energetic) | Non-energetic | industry_other_demand_coal_non_energetic | Solids | EU | Energy demand | 0 | not_included_in_FEC
CZ | TYNDP2026 | NT | 2030 | TWh | 188 | Sub_sector | Industry | Others | Industry (other, non-energetic) | Non-energetic | industry_other_demand_oil_non_energetic | Liquids | EU | Energy demand | 4.8344 | not_included_in_FEC
CZ | TYNDP2026 | NT | 2030 | TWh | 189 | Sub_sector | Industry | Others | Industry (other, non-energetic) | Non-energetic | industry_other_demand_others_non_energetic | Others | EU | Energy demand | 0 | not_included_in_FEC
CZ | TYNDP2026 | NT | 2030 | TWh | 190 | Sub_sector | Industry | Others | Industry (other, non-energetic) | Non-energetic | industry_other_demand_ammonia_non_energetic | Ammonia | EU | Energy demand | 0 | not_included_in_FEC
CZ | TYNDP2026 | NT | 2030 | TWh | 192 | Sub_sector | Industry | Paper | Industry (paper) | Energetic | industry_paper_demand_electricity_energetic | Electricity | EU | Energy demand | 3.2279 | FEC
CZ | TYNDP2026 | NT | 2030 | TWh | 193 | Sub_sector | Industry | Paper | Industry (paper) | Energetic | industry_paper_demand_hydrogen_energetic | Hydrogen | EU | Energy demand | 0 | FEC
CZ | TYNDP2026 | NT | 2030 | TWh | 194 | Sub_sector | Industry | Paper | Industry (paper) | Energetic | industry_paper_demand_methane_energetic | Methane | EU | Energy demand | 1.5251 | FEC
CZ | TYNDP2026 | NT | 2030 | TWh | 195 | Sub_sector | Industry | Paper | Industry (paper) | Energetic | industry_paper_demand_heat_energetic | Heat | EU | Energy demand | 0 | FEC
CZ | TYNDP2026 | NT | 2030 | TWh | 196 | Sub_sector | Industry | Paper | Industry (paper) | Energetic | industry_paper_demand_biomass_energetic | Biomass | EU | Energy demand | 1.0597 | FEC
CZ | TYNDP2026 | NT | 2030 | TWh | 197 | Sub_sector | Industry | Paper | Industry (paper) | Energetic | industry_paper_demand_coal_energetic | Solids | EU | Energy demand | 0.20185 | FEC
CZ | TYNDP2026 | NT | 2030 | TWh | 198 | Sub_sector | Industry | Paper | Industry (paper) | Energetic | industry_paper_demand_oil_energetic | Liquids | EU | Energy demand | 0 | FEC
CZ | TYNDP2026 | NT | 2030 | TWh | 199 | Sub_sector | Industry | Paper | Industry (paper) | Energetic | industry_paper_demand_others_energetic | Others | EU | Energy demand | 0 | FEC
CZ | TYNDP2026 | NT | 2030 | TWh | 200 | Sub_sector | Industry | Paper | Industry (paper) | Energetic | industry_paper_demand_ammonia_energetic | Ammonia | EU | Energy demand | 0 | FEC
CZ | TYNDP2026 | NT | 2030 | TWh | 202 | Sub_sector | Industry | Refineries | Industry (refineries, energetic) | Energetic | industry_refinery_demand_electricity_energetic | Electricity | EU | Energy demand | 0.24299 | not_included_in_FEC
CZ | TYNDP2026 | NT | 2030 | TWh | 203 | Sub_sector | Industry | Refineries | Industry (refineries, energetic) | Energetic | industry_refinery_demand_hydrogen_energetic | Hydrogen | EU | Energy demand | 0 | not_included_in_FEC
CZ | TYNDP2026 | NT | 2030 | TWh | 204 | Sub_sector | Industry | Refineries | Industry (refineries, energetic) | Energetic | industry_refinery_demand_methane_energetic | Methane | EU | Energy demand | 0.77316 | not_included_in_FEC
CZ | TYNDP2026 | NT | 2030 | TWh | 205 | Sub_sector | Industry | Refineries | Industry (refineries, energetic) | Energetic | industry_refinery_demand_heat_energetic | Heat | EU | Energy demand | 0.080713 | not_included_in_FEC
CZ | TYNDP2026 | NT | 2030 | TWh | 206 | Sub_sector | Industry | Refineries | Industry (refineries, energetic) | Energetic | industry_refinery_demand_biomass_energetic | Biomass | EU | Energy demand | 0 | not_included_in_FEC
CZ | TYNDP2026 | NT | 2030 | TWh | 207 | Sub_sector | Industry | Refineries | Industry (refineries, energetic) | Energetic | industry_refinery_demand_coal_energetic | Solids | EU | Energy demand | 0 | not_included_in_FEC
CZ | TYNDP2026 | NT | 2030 | TWh | 208 | Sub_sector | Industry | Refineries | Industry (refineries, energetic) | Energetic | industry_refinery_demand_oil_energetic | Liquids | EU | Energy demand | 1.8592 | not_included_in_FEC
CZ | TYNDP2026 | NT | 2030 | TWh | 209 | Sub_sector | Industry | Refineries | Industry (refineries, energetic) | Energetic | industry_refinery_demand_others_energetic | Others | EU | Energy demand | 0 | not_included_in_FEC
CZ | TYNDP2026 | NT | 2030 | TWh | 210 | Sub_sector | Industry | Refineries | Industry (refineries, energetic) | Energetic | industry_refinery_demand_ammonia_energetic | Ammonia | EU | Energy demand | 0 | not_included_in_FEC
CZ | TYNDP2026 | NT | 2030 | TWh | 212 | Sub_sector | Industry | Refineries | Industry (refineries, non-energetic) | Non-energetic | industry_refinery_demand_electricity_non_energetic | Electricity | EU | Energy demand | 0 | not_included_in_FEC
CZ | TYNDP2026 | NT | 2030 | TWh | 213 | Sub_sector | Industry | Refineries | Industry (refineries, non-energetic) | Non-energetic | industry_refinery_demand_hydrogen_non_energetic | Hydrogen | EU | Energy demand | 0 | not_included_in_FEC
CZ | TYNDP2026 | NT | 2030 | TWh | 214 | Sub_sector | Industry | Refineries | Industry (refineries, non-energetic) | Non-energetic | industry_refinery_demand_methane_non_energetic | Methane | EU | Energy demand | 0 | not_included_in_FEC
CZ | TYNDP2026 | NT | 2030 | TWh | 215 | Sub_sector | Industry | Refineries | Industry (refineries, non-energetic) | Non-energetic | industry_refinery_demand_heat_non_energetic | Heat | EU | Energy demand | 0 | not_included_in_FEC
CZ | TYNDP2026 | NT | 2030 | TWh | 216 | Sub_sector | Industry | Refineries | Industry (refineries, non-energetic) | Non-energetic | industry_refinery_demand_biomass_non_energetic | Biomass | EU | Energy demand | 0 | not_included_in_FEC
CZ | TYNDP2026 | NT | 2030 | TWh | 217 | Sub_sector | Industry | Refineries | Industry (refineries, non-energetic) | Non-energetic | industry_refinery_demand_coal_non_energetic | Solids | EU | Energy demand | 0 | not_included_in_FEC
CZ | TYNDP2026 | NT | 2030 | TWh | 218 | Sub_sector | Industry | Refineries | Industry (refineries, non-energetic) | Non-energetic | industry_refinery_demand_oil_non_energetic | Liquids | EU | Energy demand | 0 | not_included_in_FEC
CZ | TYNDP2026 | NT | 2030 | TWh | 219 | Sub_sector | Industry | Refineries | Industry (refineries, non-energetic) | Non-energetic | industry_refinery_demand_others_non_energetic | Others | EU | Energy demand | 0 | not_included_in_FEC
CZ | TYNDP2026 | NT | 2030 | TWh | 220 | Sub_sector | Industry | Refineries | Industry (refineries, non-energetic) | Non-energetic | industry_refinery_demand_ammonia_non_energetic | Ammonia | EU | Energy demand | 0 | not_included_in_FEC
CZ | TYNDP2026 | NT | 2030 | TWh | 222 | Sub_sector | Industry | Steel | Industry (steel) | Energetic | industry_steel_demand_electricity_energetic | Electricity | EU | Energy demand | 3.7275 | FEC
CZ | TYNDP2026 | NT | 2030 | TWh | 223 | Sub_sector | Industry | Steel | Industry (steel) | Energetic | industry_steel_demand_hydrogen_energetic | Hydrogen | EU | Energy demand | 0 | FEC
CZ | TYNDP2026 | NT | 2030 | TWh | 224 | Sub_sector | Industry | Steel | Industry (steel) | Energetic | industry_steel_demand_methane_energetic | Methane | EU | Energy demand | 4.8929 | FEC
CZ | TYNDP2026 | NT | 2030 | TWh | 225 | Sub_sector | Industry | Steel | Industry (steel) | Energetic | industry_steel_demand_heat_energetic | Heat | EU | Energy demand | 0.83082 | FEC
CZ | TYNDP2026 | NT | 2030 | TWh | 226 | Sub_sector | Industry | Steel | Industry (steel) | Energetic | industry_steel_demand_biomass_energetic | Biomass | EU | Energy demand | 9.61e-05 | FEC
CZ | TYNDP2026 | NT | 2030 | TWh | 227 | Sub_sector | Industry | Steel | Industry (steel) | Energetic | industry_steel_demand_coal_energetic | Solids | EU | Energy demand | 6.0802 | FEC
CZ | TYNDP2026 | NT | 2030 | TWh | 228 | Sub_sector | Industry | Steel | Industry (steel) | Energetic | industry_steel_demand_oil_energetic | Liquids | EU | Energy demand | 0 | FEC
CZ | TYNDP2026 | NT | 2030 | TWh | 229 | Sub_sector | Industry | Steel | Industry (steel) | Energetic | industry_steel_demand_others_energetic | Others | EU | Energy demand | 0 | FEC
CZ | TYNDP2026 | NT | 2030 | TWh | 230 | Sub_sector | Industry | Steel | Industry (steel) | Energetic | industry_steel_demand_ammonia_energetic | Ammonia | EU | Energy demand | 0 | FEC
CZ | TYNDP2026 | NT | 2030 | TWh | 232 | Sub_sector | Transport | Cars | Transport (cars) | Energetic | transport_cars_final_demand_electricity | Electricity | EU | Energy demand | 1.4823 | FEC
CZ | TYNDP2026 | NT | 2030 | TWh | 233 | Sub_sector | Transport | Cars | Transport (cars) | Energetic | transport_cars_final_demand_hydrogen | Hydrogen | EU | Energy demand | 0 | FEC
CZ | TYNDP2026 | NT | 2030 | TWh | 234 | Sub_sector | Transport | Cars | Transport (cars) | Energetic | transport_cars_final_demand_methane | Methane | EU | Energy demand | 2.1146 | FEC
CZ | TYNDP2026 | NT | 2030 | TWh | 235 | Sub_sector | Transport | Cars | Transport (cars) | Energetic | transport_cars_final_demand_heat | Heat | EU | Energy demand | 0 | FEC
CZ | TYNDP2026 | NT | 2030 | TWh | 236 | Sub_sector | Transport | Cars | Transport (cars) | Energetic | transport_cars_final_demand_biomass | Biomass | EU | Energy demand | 0 | FEC
CZ | TYNDP2026 | NT | 2030 | TWh | 237 | Sub_sector | Transport | Cars | Transport (cars) | Energetic | transport_cars_final_demand_coal | Solids | EU | Energy demand | 0 | FEC
CZ | TYNDP2026 | NT | 2030 | TWh | 238 | Sub_sector | Transport | Cars | Transport (cars) | Energetic | transport_cars_final_demand_oil | Liquids | EU | Energy demand | 35.4403 | FEC
CZ | TYNDP2026 | NT | 2030 | TWh | 239 | Sub_sector | Transport | Cars | Transport (cars) | Energetic | transport_cars_final_demand_other | Others | EU | Energy demand | 0 | FEC
CZ | TYNDP2026 | NT | 2030 | TWh | 240 | Sub_sector | Transport | Cars | Transport (cars) | Energetic | transport_cars_final_demand_ammonia | Ammonia | EU | Energy demand | 0 | FEC
CZ | TYNDP2026 | NT | 2030 | TWh | 242 | Sub_sector | Transport | Busses | Transport (busses) | Energetic | transport_busses_final_demand_electricity | Electricity | EU | Energy demand | 0.094794 | FEC
CZ | TYNDP2026 | NT | 2030 | TWh | 243 | Sub_sector | Transport | Busses | Transport (busses) | Energetic | transport_busses_final_demand_hydrogen | Hydrogen | EU | Energy demand | 0 | FEC
CZ | TYNDP2026 | NT | 2030 | TWh | 244 | Sub_sector | Transport | Busses | Transport (busses) | Energetic | transport_busses_final_demand_methane | Methane | EU | Energy demand | 0.35795 | FEC
CZ | TYNDP2026 | NT | 2030 | TWh | 245 | Sub_sector | Transport | Busses | Transport (busses) | Energetic | transport_busses_final_demand_heat | Heat | EU | Energy demand | 0 | FEC
CZ | TYNDP2026 | NT | 2030 | TWh | 246 | Sub_sector | Transport | Busses | Transport (busses) | Energetic | transport_busses_final_demand_biomass | Biomass | EU | Energy demand | 0 | FEC
CZ | TYNDP2026 | NT | 2030 | TWh | 247 | Sub_sector | Transport | Busses | Transport (busses) | Energetic | transport_busses_final_demand_coal | Solids | EU | Energy demand | 0 | FEC
CZ | TYNDP2026 | NT | 2030 | TWh | 248 | Sub_sector | Transport | Busses | Transport (busses) | Energetic | transport_busses_final_demand_oil | Liquids | EU | Energy demand | 4.36 | FEC
CZ | TYNDP2026 | NT | 2030 | TWh | 249 | Sub_sector | Transport | Busses | Transport (busses) | Energetic | transport_busses_final_demand_other | Others | EU | Energy demand | 0 | FEC
CZ | TYNDP2026 | NT | 2030 | TWh | 250 | Sub_sector | Transport | Busses | Transport (busses) | Energetic | transport_busses_final_demand_ammonia | Ammonia | EU | Energy demand | 0 | FEC
CZ | TYNDP2026 | NT | 2030 | TWh | 252 | Sub_sector | Transport | Trucks | Transport (trucks) | Energetic | transport_trucks_final_demand_electricity | Electricity | EU | Energy demand | 0.070118 | FEC
CZ | TYNDP2026 | NT | 2030 | TWh | 253 | Sub_sector | Transport | Trucks | Transport (trucks) | Energetic | transport_trucks_final_demand_hydrogen | Hydrogen | EU | Energy demand | 0 | FEC
CZ | TYNDP2026 | NT | 2030 | TWh | 254 | Sub_sector | Transport | Trucks | Transport (trucks) | Energetic | transport_trucks_final_demand_methane | Methane | EU | Energy demand | 1.1708 | FEC
CZ | TYNDP2026 | NT | 2030 | TWh | 255 | Sub_sector | Transport | Trucks | Transport (trucks) | Energetic | transport_trucks_final_demand_heat | Heat | EU | Energy demand | 0 | FEC
CZ | TYNDP2026 | NT | 2030 | TWh | 256 | Sub_sector | Transport | Trucks | Transport (trucks) | Energetic | transport_trucks_final_demand_biomass | Biomass | EU | Energy demand | 0 | FEC
CZ | TYNDP2026 | NT | 2030 | TWh | 257 | Sub_sector | Transport | Trucks | Transport (trucks) | Energetic | transport_trucks_final_demand_coal | Solids | EU | Energy demand | 0 | FEC
CZ | TYNDP2026 | NT | 2030 | TWh | 258 | Sub_sector | Transport | Trucks | Transport (trucks) | Energetic | transport_trucks_final_demand_oil | Liquids | EU | Energy demand | 14.3156 | FEC
CZ | TYNDP2026 | NT | 2030 | TWh | 259 | Sub_sector | Transport | Trucks | Transport (trucks) | Energetic | transport_trucks_final_demand_other | Others | EU | Energy demand | 0 | FEC
CZ | TYNDP2026 | NT | 2030 | TWh | 260 | Sub_sector | Transport | Trucks | Transport (trucks) | Energetic | transport_trucks_final_demand_ammonia | Ammonia | EU | Energy demand | 0 | FEC
CZ | TYNDP2026 | NT | 2030 | TWh | 262 | Sub_sector | Transport | Vans | Transport (vans) | Energetic | transport_vans_final_demand_electricity | Electricity | EU | Energy demand | 0.24921 | FEC
CZ | TYNDP2026 | NT | 2030 | TWh | 263 | Sub_sector | Transport | Vans | Transport (vans) | Energetic | transport_vans_final_demand_hydrogen | Hydrogen | EU | Energy demand | 0 | FEC
CZ | TYNDP2026 | NT | 2030 | TWh | 264 | Sub_sector | Transport | Vans | Transport (vans) | Energetic | transport_vans_final_demand_methane | Methane | EU | Energy demand | 0.14263 | FEC
CZ | TYNDP2026 | NT | 2030 | TWh | 265 | Sub_sector | Transport | Vans | Transport (vans) | Energetic | transport_vans_final_demand_heat | Heat | EU | Energy demand | 0 | FEC
CZ | TYNDP2026 | NT | 2030 | TWh | 266 | Sub_sector | Transport | Vans | Transport (vans) | Energetic | transport_vans_final_demand_biomass | Biomass | EU | Energy demand | 0 | FEC
CZ | TYNDP2026 | NT | 2030 | TWh | 267 | Sub_sector | Transport | Vans | Transport (vans) | Energetic | transport_vans_final_demand_coal | Solids | EU | Energy demand | 0 | FEC
CZ | TYNDP2026 | NT | 2030 | TWh | 268 | Sub_sector | Transport | Vans | Transport (vans) | Energetic | transport_vans_final_demand_oil | Liquids | EU | Energy demand | 4.3146 | FEC
CZ | TYNDP2026 | NT | 2030 | TWh | 269 | Sub_sector | Transport | Vans | Transport (vans) | Energetic | transport_vans_final_demand_other | Others | EU | Energy demand | 0 | FEC
CZ | TYNDP2026 | NT | 2030 | TWh | 270 | Sub_sector | Transport | Vans | Transport (vans) | Energetic | transport_vans_final_demand_ammonia | Ammonia | EU | Energy demand | 0 | FEC
CZ | TYNDP2026 | NT | 2030 | TWh | 272 | Sub_sector | Transport | Freight trains | Transport (trains) | Energetic | transport_trains_final_demand_electricity | Electricity | EU | Energy demand | 3.751 | FEC
CZ | TYNDP2026 | NT | 2030 | TWh | 273 | Sub_sector | Transport | Freight trains | Transport (trains) | Energetic | transport_trains_final_demand_hydrogen | Hydrogen | EU | Energy demand | 0 | FEC
CZ | TYNDP2026 | NT | 2030 | TWh | 274 | Sub_sector | Transport | Freight trains | Transport (trains) | Energetic | transport_trains_final_demand_methane | Methane | EU | Energy demand | 0 | FEC
CZ | TYNDP2026 | NT | 2030 | TWh | 275 | Sub_sector | Transport | Freight trains | Transport (trains) | Energetic | transport_trains_final_demand_heat | Heat | EU | Energy demand | 0 | FEC
CZ | TYNDP2026 | NT | 2030 | TWh | 276 | Sub_sector | Transport | Freight trains | Transport (trains) | Energetic | transport_trains_final_demand_biomass | Biomass | EU | Energy demand | 0 | FEC
CZ | TYNDP2026 | NT | 2030 | TWh | 277 | Sub_sector | Transport | Freight trains | Transport (trains) | Energetic | transport_trains_final_demand_coal | Solids | EU | Energy demand | 0 | FEC
CZ | TYNDP2026 | NT | 2030 | TWh | 278 | Sub_sector | Transport | Freight trains | Transport (trains) | Energetic | transport_trains_final_demand_oil | Liquids | EU | Energy demand | 0.99675 | FEC
CZ | TYNDP2026 | NT | 2030 | TWh | 279 | Sub_sector | Transport | Freight trains | Transport (trains) | Energetic | transport_trains_final_demand_other | Others | EU | Energy demand | 0 | FEC
CZ | TYNDP2026 | NT | 2030 | TWh | 280 | Sub_sector | Transport | Freight trains | Transport (trains) | Energetic | transport_trains_final_demand_ammonia | Ammonia | EU | Energy demand | 0 | FEC
CZ | TYNDP2026 | NT | 2030 | TWh | 282 | Sub_sector | Transport | Ships | Transport (ships) | Energetic | transport_ships_final_demand_electricity | Electricity | EU | Energy demand | 0 | FEC
CZ | TYNDP2026 | NT | 2030 | TWh | 283 | Sub_sector | Transport | Ships | Transport (ships) | Energetic | transport_ships_final_demand_hydrogen | Hydrogen | EU | Energy demand | 0 | FEC
CZ | TYNDP2026 | NT | 2030 | TWh | 284 | Sub_sector | Transport | Ships | Transport (ships) | Energetic | transport_ships_final_demand_methane | Methane | EU | Energy demand | 0.00011844 | FEC
CZ | TYNDP2026 | NT | 2030 | TWh | 285 | Sub_sector | Transport | Ships | Transport (ships) | Energetic | transport_ships_final_demand_heat | Heat | EU | Energy demand | 0 | FEC
CZ | TYNDP2026 | NT | 2030 | TWh | 286 | Sub_sector | Transport | Ships | Transport (ships) | Energetic | transport_ships_final_demand_biomass | Biomass | EU | Energy demand | 0 | FEC
CZ | TYNDP2026 | NT | 2030 | TWh | 287 | Sub_sector | Transport | Ships | Transport (ships) | Energetic | transport_ships_final_demand_coal | Solids | EU | Energy demand | 0 | FEC
CZ | TYNDP2026 | NT | 2030 | TWh | 288 | Sub_sector | Transport | Ships | Transport (ships) | Energetic | transport_ships_final_demand_oil | Liquids | EU | Energy demand | 0.00035532 | FEC
CZ | TYNDP2026 | NT | 2030 | TWh | 289 | Sub_sector | Transport | Ships | Transport (ships) | Energetic | transport_ships_final_demand_other | Others | EU | Energy demand | 0 | FEC
CZ | TYNDP2026 | NT | 2030 | TWh | 290 | Sub_sector | Transport | Ships | Transport (ships) | Energetic | transport_ships_final_demand_ammonia | Ammonia | EU | Energy demand | 0 | FEC
CZ | TYNDP2026 | NT | 2030 | TWh | 292 | Sub_sector | Transport | Planes | Transport (planes) | Energetic | transport_planes_final_demand_electricity | Electricity | EU | Energy demand | 0.0050366 | FEC
CZ | TYNDP2026 | NT | 2030 | TWh | 293 | Sub_sector | Transport | Planes | Transport (planes) | Energetic | transport_planes_final_demand_hydrogen | Hydrogen | EU | Energy demand | 0.0048222 | FEC
CZ | TYNDP2026 | NT | 2030 | TWh | 294 | Sub_sector | Transport | Planes | Transport (planes) | Energetic | transport_planes_final_demand_methane | Methane | EU | Energy demand | 0 | FEC
CZ | TYNDP2026 | NT | 2030 | TWh | 295 | Sub_sector | Transport | Planes | Transport (planes) | Energetic | transport_planes_final_demand_heat | Heat | EU | Energy demand | 0 | FEC
CZ | TYNDP2026 | NT | 2030 | TWh | 296 | Sub_sector | Transport | Planes | Transport (planes) | Energetic | transport_planes_final_demand_biomass | Biomass | EU | Energy demand | 0 | FEC
CZ | TYNDP2026 | NT | 2030 | TWh | 297 | Sub_sector | Transport | Planes | Transport (planes) | Energetic | transport_planes_final_demand_coal | Solids | EU | Energy demand | 0 | FEC
CZ | TYNDP2026 | NT | 2030 | TWh | 298 | Sub_sector | Transport | Planes | Transport (planes) | Energetic | transport_planes_final_demand_oil | Liquids | EU | Energy demand | 0.27317 | FEC
CZ | TYNDP2026 | NT | 2030 | TWh | 299 | Sub_sector | Transport | Planes | Transport (planes) | Energetic | transport_planes_final_demand_other | Others | EU | Energy demand | 0 | FEC
CZ | TYNDP2026 | NT | 2030 | TWh | 300 | Sub_sector | Transport | Planes | Transport (planes) | Energetic | transport_planes_final_demand_ammonia | Ammonia | EU | Energy demand | 0 | FEC
CZ | TYNDP2026 | NT | 2030 | TWh | 302 | Sub_sector | Transport | Others | Transport (others) | Energetic | transport_other_final_demand_electricity | Electricity | EU | Energy demand | 0.0058488 | FEC
CZ | TYNDP2026 | NT | 2030 | TWh | 303 | Sub_sector | Transport | Others | Transport (others) | Energetic | transport_other_final_demand_hydrogen | Hydrogen | EU | Energy demand | 0 | FEC
CZ | TYNDP2026 | NT | 2030 | TWh | 304 | Sub_sector | Transport | Others | Transport (others) | Energetic | transport_other_final_demand_methane | Methane | EU | Energy demand | 0 | FEC
CZ | TYNDP2026 | NT | 2030 | TWh | 305 | Sub_sector | Transport | Others | Transport (others) | Energetic | transport_other_final_demand_heat | Heat | EU | Energy demand | 0 | FEC
CZ | TYNDP2026 | NT | 2030 | TWh | 306 | Sub_sector | Transport | Others | Transport (others) | Energetic | transport_other_final_demand_biomass | Biomass | EU | Energy demand | 0 | FEC
CZ | TYNDP2026 | NT | 2030 | TWh | 307 | Sub_sector | Transport | Others | Transport (others) | Energetic | transport_other_final_demand_coal | Solids | EU | Energy demand | 0 | FEC
CZ | TYNDP2026 | NT | 2030 | TWh | 308 | Sub_sector | Transport | Others | Transport (others) | Energetic | transport_other_final_demand_oil | Liquids | EU | Energy demand | 0.78566 | FEC
CZ | TYNDP2026 | NT | 2030 | TWh | 309 | Sub_sector | Transport | Others | Transport (others) | Energetic | transport_other_final_demand_other | Others | EU | Energy demand | 0 | FEC
CZ | TYNDP2026 | NT | 2030 | TWh | 310 | Sub_sector | Transport | Others | Transport (others) | Energetic | transport_other_final_demand_ammonia | Ammonia | EU | Energy demand | 0 | FEC
CZ | TYNDP2026 | NT | 2030 | TWh | 312 | Sub_sector | International transport | International aviation | Transport (int. aviation) | Energetic | transport_int_aviation_final_demand_electricity | Electricity | EU | Energy demand | 0 | FEC
CZ | TYNDP2026 | NT | 2030 | TWh | 313 | Sub_sector | International transport | International aviation | Transport (int. aviation) | Energetic | transport_int_aviation_final_demand_hydrogen | Hydrogen | EU | Energy demand | 0 | FEC
CZ | TYNDP2026 | NT | 2030 | TWh | 314 | Sub_sector | International transport | International aviation | Transport (int. aviation) | Energetic | transport_int_aviation_final_demand_methane | Methane | EU | Energy demand | 0 | FEC
CZ | TYNDP2026 | NT | 2030 | TWh | 315 | Sub_sector | International transport | International aviation | Transport (int. aviation) | Energetic | transport_int_aviation_final_demand_heat | Heat | EU | Energy demand | 0 | FEC
CZ | TYNDP2026 | NT | 2030 | TWh | 316 | Sub_sector | International transport | International aviation | Transport (int. aviation) | Energetic | transport_int_aviation_final_demand_biofuels | Biomass | EU | Energy demand | 0 | FEC
CZ | TYNDP2026 | NT | 2030 | TWh | 317 | Sub_sector | International transport | International aviation | Transport (int. aviation) | Energetic | transport_int_aviation_final_demand_coal | Solids | EU | Energy demand | 0 | FEC
CZ | TYNDP2026 | NT | 2030 | TWh | 318 | Sub_sector | International transport | International aviation | Transport (int. aviation) | Energetic | transport_int_aviation_final_demand_oil | Liquids | EU | Energy demand | 4.8712 | FEC
CZ | TYNDP2026 | NT | 2030 | TWh | 319 | Sub_sector | International transport | International aviation | Transport (int. aviation) | Energetic | transport_int_aviation_final_demand_other | Others | EU | Energy demand | 0 | FEC
CZ | TYNDP2026 | NT | 2030 | TWh | 320 | Sub_sector | International transport | International aviation | Transport (int. aviation) | Energetic | transport_int_aviation_final_demand_ammonia | Ammonia | EU | Energy demand | 0 | FEC
CZ | TYNDP2026 | NT | 2030 | TWh | 322 | Sub_sector | International transport | International shipping | Transport (int. shipping) | Energetic | transport_int_shipping_final_demand_electricity | Electricity | EU | Energy demand | 0 | not_included_in_FEC
CZ | TYNDP2026 | NT | 2030 | TWh | 323 | Sub_sector | International transport | International shipping | Transport (int. shipping) | Energetic | transport_int_shipping_final_demand_hydrogen | Hydrogen | EU | Energy demand | 0 | not_included_in_FEC
CZ | TYNDP2026 | NT | 2030 | TWh | 324 | Sub_sector | International transport | International shipping | Transport (int. shipping) | Energetic | transport_int_shipping_final_demand_methane | Methane | EU | Energy demand | 0 | not_included_in_FEC
CZ | TYNDP2026 | NT | 2030 | TWh | 325 | Sub_sector | International transport | International shipping | Transport (int. shipping) | Energetic | transport_int_shipping_final_demand_heat | Heat | EU | Energy demand | 0 | not_included_in_FEC
CZ | TYNDP2026 | NT | 2030 | TWh | 326 | Sub_sector | International transport | International shipping | Transport (int. shipping) | Energetic | transport_int_shipping_final_demand_biofuels | Biomass | EU | Energy demand | 0 | not_included_in_FEC
CZ | TYNDP2026 | NT | 2030 | TWh | 327 | Sub_sector | International transport | International shipping | Transport (int. shipping) | Energetic | transport_int_shipping_final_demand_coal | Solids | EU | Energy demand | 0 | not_included_in_FEC
CZ | TYNDP2026 | NT | 2030 | TWh | 328 | Sub_sector | International transport | International shipping | Transport (int. shipping) | Energetic | transport_int_shipping_final_demand_oil | Liquids | EU | Energy demand | 0 | not_included_in_FEC
CZ | TYNDP2026 | NT | 2030 | TWh | 329 | Sub_sector | International transport | International shipping | Transport (int. shipping) | Energetic | transport_int_shipping_final_demand_other | Others | EU | Energy demand | 0 | not_included_in_FEC
CZ | TYNDP2026 | NT | 2030 | TWh | 330 | Sub_sector | International transport | International shipping | Transport (int. shipping) | Energetic | transport_int_shipping_final_demand_ammonia | Ammonia | EU | Energy demand | 0 | not_included_in_FEC
CZ | TYNDP2026 | NT | 2030 | TWh | 332 | Sub_sector | Households | Space heating | Households (heating) | Energetic | households_heating_final_demand_electricity | Electricity | EU | Energy demand | 3.458 | FEC
CZ | TYNDP2026 | NT | 2030 | TWh | 333 | Sub_sector | Households | Space heating | Households (heating) | Energetic | households_heating_final_demand_hydrogen | Hydrogen | EU | Energy demand | 0 | FEC
CZ | TYNDP2026 | NT | 2030 | TWh | 334 | Sub_sector | Households | Space heating | Households (heating) | Energetic | households_heating_final_demand_methane | Methane | EU | Energy demand | 14.6011 | FEC
CZ | TYNDP2026 | NT | 2030 | TWh | 335 | Sub_sector | Households | Space heating | Households (heating) | Energetic | households_heating_final_demand_heat | Heat | EU | Energy demand | 5.1131 | FEC
CZ | TYNDP2026 | NT | 2030 | TWh | 336 | Sub_sector | Households | Space heating | Households (heating) | Energetic | households_heating_final_demand_biomass | Biomass | EU | Energy demand | 14.8014 | FEC
CZ | TYNDP2026 | NT | 2030 | TWh | 337 | Sub_sector | Households | Space heating | Households (heating) | Energetic | households_heating_final_demand_coal | Solids | EU | Energy demand | 9.7103 | FEC
CZ | TYNDP2026 | NT | 2030 | TWh | 338 | Sub_sector | Households | Space heating | Households (heating) | Energetic | households_heating_final_demand_oil | Liquids | EU | Energy demand | 0.26735 | FEC
CZ | TYNDP2026 | NT | 2030 | TWh | 339 | Sub_sector | Households | Space heating | Households (heating) | Energetic | households_heating_final_demand_other | Others | EU | Energy demand | 0.3814 | FEC
CZ | TYNDP2026 | NT | 2030 | TWh | 340 | Sub_sector | Households | Space heating | Households (heating) | Energetic | households_heating_final_demand_ammonia | Ammonia | EU | Energy demand | 0 | FEC
CZ | TYNDP2026 | NT | 2030 | TWh | 343 | Sub_sector | Households | Cooling | Households (cooling) | Energetic | households_cooling_final_demand_electricity | Electricity | EU | Energy demand | 0.063122 | FEC
CZ | TYNDP2026 | NT | 2030 | TWh | 344 | Sub_sector | Households | Cooling | Households (cooling) | Energetic | households_cooling_final_demand_hydrogen | Hydrogen | EU | Energy demand | 0 | FEC
CZ | TYNDP2026 | NT | 2030 | TWh | 345 | Sub_sector | Households | Cooling | Households (cooling) | Energetic | households_cooling_final_demand_methane | Methane | EU | Energy demand | 0 | FEC
CZ | TYNDP2026 | NT | 2030 | TWh | 346 | Sub_sector | Households | Cooling | Households (cooling) | Energetic | households_cooling_final_demand_heat | Heat | EU | Energy demand | 0 | FEC
CZ | TYNDP2026 | NT | 2030 | TWh | 347 | Sub_sector | Households | Cooling | Households (cooling) | Energetic | households_cooling_final_demand_biomass | Biomass | EU | Energy demand | 0 | FEC
CZ | TYNDP2026 | NT | 2030 | TWh | 348 | Sub_sector | Households | Cooling | Households (cooling) | Energetic | households_cooling_final_demand_coal | Solids | EU | Energy demand | 0 | FEC
CZ | TYNDP2026 | NT | 2030 | TWh | 349 | Sub_sector | Households | Cooling | Households (cooling) | Energetic | households_cooling_final_demand_oil | Liquids | EU | Energy demand | 0 | FEC
CZ | TYNDP2026 | NT | 2030 | TWh | 350 | Sub_sector | Households | Cooling | Households (cooling) | Energetic | households_cooling_final_demand_other | Others | EU | Energy demand | 0 | FEC
CZ | TYNDP2026 | NT | 2030 | TWh | 351 | Sub_sector | Households | Cooling | Households (cooling) | Energetic | households_cooling_final_demand_ammonia | Ammonia | EU | Energy demand | 0 | FEC
CZ | TYNDP2026 | NT | 2030 | TWh | 354 | Sub_sector | Households | Hot water | Households (hot water) | Energetic | households_hot_water_final_demand_electricity | Electricity | EU | Energy demand | 1.2886 | FEC
CZ | TYNDP2026 | NT | 2030 | TWh | 355 | Sub_sector | Households | Hot water | Households (hot water) | Energetic | households_hot_water_final_demand_hydrogen | Hydrogen | EU | Energy demand | 0 | FEC
CZ | TYNDP2026 | NT | 2030 | TWh | 356 | Sub_sector | Households | Hot water | Households (hot water) | Energetic | households_hot_water_final_demand_methane | Methane | EU | Energy demand | 5.4772 | FEC
CZ | TYNDP2026 | NT | 2030 | TWh | 357 | Sub_sector | Households | Hot water | Households (hot water) | Energetic | households_hot_water_final_demand_heat | Heat | EU | Energy demand | 1.438 | FEC
CZ | TYNDP2026 | NT | 2030 | TWh | 358 | Sub_sector | Households | Hot water | Households (hot water) | Energetic | households_hot_water_final_demand_biomass | Biomass | EU | Energy demand | 3.6487 | FEC
CZ | TYNDP2026 | NT | 2030 | TWh | 359 | Sub_sector | Households | Hot water | Households (hot water) | Energetic | households_hot_water_final_demand_coal | Solids | EU | Energy demand | 1.6762 | FEC
CZ | TYNDP2026 | NT | 2030 | TWh | 360 | Sub_sector | Households | Hot water | Households (hot water) | Energetic | households_hot_water_final_demand_oil | Liquids | EU | Energy demand | 0.046151 | FEC
CZ | TYNDP2026 | NT | 2030 | TWh | 361 | Sub_sector | Households | Hot water | Households (hot water) | Energetic | households_hot_water_final_demand_other | Others | EU | Energy demand | 0.50296 | FEC
CZ | TYNDP2026 | NT | 2030 | TWh | 362 | Sub_sector | Households | Hot water | Households (hot water) | Energetic | households_hot_water_final_demand_ammonia | Ammonia | EU | Energy demand | 0 | FEC
CZ | TYNDP2026 | NT | 2030 | TWh | 365 | Sub_sector | Households | Appliances | Households (appliances) | Energetic | households_appliances_final_demand_electricity | Electricity | EU | Energy demand | 7.1367 | FEC
CZ | TYNDP2026 | NT | 2030 | TWh | 366 | Sub_sector | Households | Appliances | Households (appliances) | Energetic | households_appliances_final_demand_hydrogen | Hydrogen | EU | Energy demand | 0 | FEC
CZ | TYNDP2026 | NT | 2030 | TWh | 367 | Sub_sector | Households | Appliances | Households (appliances) | Energetic | households_appliances_final_demand_methane | Methane | EU | Energy demand | 3.0846 | FEC
CZ | TYNDP2026 | NT | 2030 | TWh | 368 | Sub_sector | Households | Appliances | Households (appliances) | Energetic | households_appliances_final_demand_heat | Heat | EU | Energy demand | 0 | FEC
CZ | TYNDP2026 | NT | 2030 | TWh | 369 | Sub_sector | Households | Appliances | Households (appliances) | Energetic | households_appliances_final_demand_biomass | Biomass | EU | Energy demand | 0.32892 | FEC
CZ | TYNDP2026 | NT | 2030 | TWh | 370 | Sub_sector | Households | Appliances | Households (appliances) | Energetic | households_appliances_final_demand_coal | Solids | EU | Energy demand | 0 | FEC
CZ | TYNDP2026 | NT | 2030 | TWh | 371 | Sub_sector | Households | Appliances | Households (appliances) | Energetic | households_appliances_final_demand_oil | Liquids | EU | Energy demand | 0 | FEC
CZ | TYNDP2026 | NT | 2030 | TWh | 372 | Sub_sector | Households | Appliances | Households (appliances) | Energetic | households_appliances_final_demand_other | Others | EU | Energy demand | 0 | FEC
CZ | TYNDP2026 | NT | 2030 | TWh | 373 | Sub_sector | Households | Appliances | Households (appliances) | Energetic | households_appliances_final_demand_ammonia | Ammonia | EU | Energy demand | 0 | FEC
CZ | TYNDP2026 | NT | 2030 | TWh | 375 | Sub_sector | Buildings | Space heating | Buildings (heat) | Energetic | buildings_heat_final_demand_electricity | Electricity | EU | Energy demand | 5.3566 | FEC
CZ | TYNDP2026 | NT | 2030 | TWh | 376 | Sub_sector | Buildings | Space heating | Buildings (heat) | Energetic | buildings_heat_final_demand_hydrogen | Hydrogen | EU | Energy demand | 0 | FEC
CZ | TYNDP2026 | NT | 2030 | TWh | 377 | Sub_sector | Buildings | Space heating | Buildings (heat) | Energetic | buildings_heat_final_demand_methane | Methane | EU | Energy demand | 10.1203 | FEC
CZ | TYNDP2026 | NT | 2030 | TWh | 378 | Sub_sector | Buildings | Space heating | Buildings (heat) | Energetic | buildings_heat_final_demand_heat | Heat | EU | Energy demand | 4.6112 | FEC
CZ | TYNDP2026 | NT | 2030 | TWh | 379 | Sub_sector | Buildings | Space heating | Buildings (heat) | Energetic | buildings_heat_final_demand_biomass | Biomass | EU | Energy demand | 1.3373 | FEC
CZ | TYNDP2026 | NT | 2030 | TWh | 380 | Sub_sector | Buildings | Space heating | Buildings (heat) | Energetic | buildings_heat_final_demand_coal | Solids | EU | Energy demand | 0.27267 | FEC
CZ | TYNDP2026 | NT | 2030 | TWh | 381 | Sub_sector | Buildings | Space heating | Buildings (heat) | Energetic | buildings_heat_final_demand_oil | Liquids | EU | Energy demand | 0.14659 | FEC
CZ | TYNDP2026 | NT | 2030 | TWh | 382 | Sub_sector | Buildings | Space heating | Buildings (heat) | Energetic | buildings_heat_final_demand_other | Others | EU | Energy demand | 0.0060512 | FEC
CZ | TYNDP2026 | NT | 2030 | TWh | 383 | Sub_sector | Buildings | Space heating | Buildings (heat) | Energetic | buildings_heat_final_demand_ammonia | Ammonia | EU | Energy demand | 0 | FEC
CZ | TYNDP2026 | NT | 2030 | TWh | 386 | Sub_sector | Buildings | Cooling | Buildings (cooling) | Energetic | buildings_cooling_final_demand_electricity | Electricity | EU | Energy demand | 0.35684 | FEC
CZ | TYNDP2026 | NT | 2030 | TWh | 387 | Sub_sector | Buildings | Cooling | Buildings (cooling) | Energetic | buildings_cooling_final_demand_hydrogen | Hydrogen | EU | Energy demand | 0 | FEC
CZ | TYNDP2026 | NT | 2030 | TWh | 388 | Sub_sector | Buildings | Cooling | Buildings (cooling) | Energetic | buildings_cooling_final_demand_methane | Methane | EU | Energy demand | 0 | FEC
CZ | TYNDP2026 | NT | 2030 | TWh | 389 | Sub_sector | Buildings | Cooling | Buildings (cooling) | Energetic | buildings_cooling_final_demand_heat | Heat | EU | Energy demand | 0 | FEC
CZ | TYNDP2026 | NT | 2030 | TWh | 390 | Sub_sector | Buildings | Cooling | Buildings (cooling) | Energetic | buildings_cooling_final_demand_biomass | Biomass | EU | Energy demand | 0 | FEC
CZ | TYNDP2026 | NT | 2030 | TWh | 391 | Sub_sector | Buildings | Cooling | Buildings (cooling) | Energetic | buildings_cooling_final_demand_coal | Solids | EU | Energy demand | 0 | FEC
CZ | TYNDP2026 | NT | 2030 | TWh | 392 | Sub_sector | Buildings | Cooling | Buildings (cooling) | Energetic | buildings_cooling_final_demand_oil | Liquids | EU | Energy demand | 0 | FEC
CZ | TYNDP2026 | NT | 2030 | TWh | 393 | Sub_sector | Buildings | Cooling | Buildings (cooling) | Energetic | buildings_cooling_final_demand_other | Others | EU | Energy demand | 0 | FEC
CZ | TYNDP2026 | NT | 2030 | TWh | 394 | Sub_sector | Buildings | Cooling | Buildings (cooling) | Energetic | buildings_cooling_final_demand_ammonia | Ammonia | EU | Energy demand | 0 | FEC
CZ | TYNDP2026 | NT | 2030 | TWh | 397 | Sub_sector | Buildings | Appliances | Buildings (appliances) | Energetic | buildings_appliances_final_demand_electricity | Electricity | EU | Energy demand | 8.08 | FEC
CZ | TYNDP2026 | NT | 2030 | TWh | 398 | Sub_sector | Buildings | Appliances | Buildings (appliances) | Energetic | buildings_appliances_final_demand_hydrogen | Hydrogen | EU | Energy demand | 0 | FEC
CZ | TYNDP2026 | NT | 2030 | TWh | 399 | Sub_sector | Buildings | Appliances | Buildings (appliances) | Energetic | buildings_appliances_final_demand_methane | Methane | EU | Energy demand | 3.5024 | FEC
CZ | TYNDP2026 | NT | 2030 | TWh | 400 | Sub_sector | Buildings | Appliances | Buildings (appliances) | Energetic | buildings_appliances_final_demand_heat | Heat | EU | Energy demand | 0 | FEC
CZ | TYNDP2026 | NT | 2030 | TWh | 401 | Sub_sector | Buildings | Appliances | Buildings (appliances) | Energetic | buildings_appliances_final_demand_biomass | Biomass | EU | Energy demand | 0 | FEC
CZ | TYNDP2026 | NT | 2030 | TWh | 402 | Sub_sector | Buildings | Appliances | Buildings (appliances) | Energetic | buildings_appliances_final_demand_coal | Solids | EU | Energy demand | 0 | FEC
CZ | TYNDP2026 | NT | 2030 | TWh | 403 | Sub_sector | Buildings | Appliances | Buildings (appliances) | Energetic | buildings_appliances_final_demand_oil | Liquids | EU | Energy demand | 0 | FEC
CZ | TYNDP2026 | NT | 2030 | TWh | 404 | Sub_sector | Buildings | Appliances | Buildings (appliances) | Energetic | buildings_appliances_final_demand_other | Others | EU | Energy demand | 0 | FEC
CZ | TYNDP2026 | NT | 2030 | TWh | 405 | Sub_sector | Buildings | Appliances | Buildings (appliances) | Energetic | buildings_appliances_final_demand_ammonia | Ammonia | EU | Energy demand | 0 | FEC
CZ | TYNDP2026 | NT | 2030 | TWh | 407 | Sub_sector | Buildings | Datacenters | Datacenters & ICT | Energetic | datacentres_final_demand_electricity_energetic | Electricity | EU | Energy demand | 2.5548 | FEC
CZ | TYNDP2026 | NT | 2030 | TWh | 408 | Sub_sector | Buildings | Datacenters | Datacenters & ICT | Energetic | datacentres_final_demand_hydrogen_energetic | Hydrogen | EU | Energy demand | 0 | FEC
CZ | TYNDP2026 | NT | 2030 | TWh | 409 | Sub_sector | Buildings | Datacenters | Datacenters & ICT | Energetic | datacentres_final_demand_methane_energetic | Methane | EU | Energy demand | 0 | FEC
CZ | TYNDP2026 | NT | 2030 | TWh | 410 | Sub_sector | Buildings | Datacenters | Datacenters & ICT | Energetic | datacentres_final_demand_heat_energetic | Heat | EU | Energy demand | 0 | FEC
CZ | TYNDP2026 | NT | 2030 | TWh | 411 | Sub_sector | Buildings | Datacenters | Datacenters & ICT | Energetic | datacentres_final_demand_biomass_energetic | Biomass | EU | Energy demand | 0 | FEC
CZ | TYNDP2026 | NT | 2030 | TWh | 412 | Sub_sector | Buildings | Datacenters | Datacenters & ICT | Energetic | datacentres_final_demand_coal_energetic | Solids | EU | Energy demand | 0 | FEC
CZ | TYNDP2026 | NT | 2030 | TWh | 413 | Sub_sector | Buildings | Datacenters | Datacenters & ICT | Energetic | datacentres_final_demand_oil_energetic | Liquids | EU | Energy demand | 0 | FEC
CZ | TYNDP2026 | NT | 2030 | TWh | 414 | Sub_sector | Buildings | Datacenters | Datacenters & ICT | Energetic | datacentres_final_demand_other_energetic | Others | EU | Energy demand | 0 | FEC
CZ | TYNDP2026 | NT | 2030 | TWh | 415 | Sub_sector | Buildings | Datacenters | Datacenters & ICT | Energetic | datacentres_final_demand_ammonia_energetic | Ammonia | EU | Energy demand | 0 | FEC
CZ | TYNDP2026 | NT | 2030 | TWh | 417 | Sub_sector | Transport | Others_Sector | Others_Sector | Energetic | other_final_demand_electricity_energetic | Electricity | EU | Energy demand | 0 | FEC
CZ | TYNDP2026 | NT | 2030 | TWh | 418 | Sub_sector | Transport | Others_Sector | Others_Sector | Energetic | other_final_demand_hydrogen_energetic | Hydrogen | EU | Energy demand | 0 | FEC
CZ | TYNDP2026 | NT | 2030 | TWh | 419 | Sub_sector | Transport | Pipeline Transport | Others_Sector | Energetic | other_final_demand_methane_energetic | Methane | EU | Energy demand | 0.63072 | FEC
CZ | TYNDP2026 | NT | 2030 | TWh | 420 | Sub_sector | Transport | Others_Sector | Others_Sector | Energetic | other_final_demand_heat_energetic | Heat | EU | Energy demand | 0 | FEC
CZ | TYNDP2026 | NT | 2030 | TWh | 421 | Sub_sector | Transport | Others_Sector | Others_Sector | Energetic | other_final_demand_biomass_energetic | Biomass | EU | Energy demand | 0 | FEC
CZ | TYNDP2026 | NT | 2030 | TWh | 422 | Sub_sector | Transport | Others_Sector | Others_Sector | Energetic | other_final_demand_coal_energetic | Solids | EU | Energy demand | 0 | FEC
CZ | TYNDP2026 | NT | 2030 | TWh | 423 | Sub_sector | Transport | Others_Sector | Others_Sector | Energetic | other_final_demand_oil_energetic | Liquids | EU | Energy demand | 0.13113 | FEC
CZ | TYNDP2026 | NT | 2030 | TWh | 424 | Sub_sector | Others_Sector | Others_Sector | Others_Sector | Non-energetic | other_final_demand_oil_non_energetic | Liquids | EU | Energy demand | 1.8198 | not_included_in_FEC
CZ | TYNDP2026 | NT | 2030 | TWh | 425 | Sub_sector | Transport | Others_Sector | Others_Sector | Energetic | other_final_demand_other_energetic | Others | EU | Energy demand | 0 | FEC
CZ | TYNDP2026 | NT | 2030 | TWh | 426 | Sub_sector | Transport | Others_Sector | Others_Sector | Energetic | other_final_demand_ammonia_energetic | Ammonia | EU | Energy demand | 0 | FEC
CZ | TYNDP2026 | NT | 2030 | TWh | 427 | Sub_sector | Industry | Surplus_Heat_in_Industry | Surplus_Heat_in_Industry | Energetic | final_demand_of_industry_unused_local_production_steam_hot_water | Heat | EU | Energy demand | 0 | FEC
CZ | TYNDP2026 | NT | 2030 | TWh | 429 | Sub_sector | Agriculture | Total | Agriculture | Energetic | agriculture_final_demand_electricity_energetic | Electricity | EU | Energy demand | 1.0305 | FEC
CZ | TYNDP2026 | NT | 2030 | TWh | 430 | Sub_sector | Agriculture | Total | Agriculture | Energetic | agriculture_final_demand_hydrogen_energetic | Hydrogen | EU | Energy demand | 0 | FEC
CZ | TYNDP2026 | NT | 2030 | TWh | 431 | Sub_sector | Agriculture | Total | Agriculture | Energetic | agriculture_final_demand_methane_energetic | Methane | EU | Energy demand | 1.8429 | FEC
CZ | TYNDP2026 | NT | 2030 | TWh | 432 | Sub_sector | Agriculture | Total | Agriculture | Energetic | agriculture_final_demand_heat_energetic | Heat | EU | Energy demand | 0.10333 | FEC
CZ | TYNDP2026 | NT | 2030 | TWh | 433 | Sub_sector | Agriculture | Total | Agriculture | Energetic | agriculture_final_demand_biomass_energetic | Biomass | EU | Energy demand | 0.12757 | FEC
CZ | TYNDP2026 | NT | 2030 | TWh | 434 | Sub_sector | Agriculture | Total | Agriculture | Energetic | agriculture_final_demand_coal_energetic | Solids | EU | Energy demand | 0 | FEC
CZ | TYNDP2026 | NT | 2030 | TWh | 435 | Sub_sector | Agriculture | Total | Agriculture | Energetic | agriculture_final_demand_oil_energetic | Liquids | EU | Energy demand | 3.5627 | FEC
CZ | TYNDP2026 | NT | 2030 | TWh | 436 | Sub_sector | Agriculture | Total | Agriculture | Energetic | agriculture_final_demand_other_energetic | Others | EU | Energy demand | 0 | FEC
CZ | TYNDP2026 | NT | 2030 | TWh | 437 | Sub_sector | Agriculture | Total | Agriculture | Energetic | agriculture_final_demand_ammonia_energetic | Ammonia | EU | Energy demand | 0 | FEC
CZ | TYNDP2026 | NT | 2030 | TWh | 447 | Sub_sector | Buildings | Surplus Energy | Buildings | Energetic | GAP | Electricity | EU | Energy demand | 0 | FEC
CZ | TYNDP2026 | NT | 2030 | TWh | 448 | Sub_sector | Buildings | Surplus Energy | Buildings | Energetic | GAP | Hydrogen | EU | Energy demand | 0 | FEC
CZ | TYNDP2026 | NT | 2030 | TWh | 449 | Sub_sector | Buildings | Surplus Energy | Buildings | Energetic | GAP | Methane | EU | Energy demand | 0.078265 | FEC
CZ | TYNDP2026 | NT | 2030 | TWh | 450 | Sub_sector | Buildings | Surplus Energy | Buildings | Energetic | GAP | Heat | EU | Energy demand | 0 | FEC
CZ | TYNDP2026 | NT | 2030 | TWh | 451 | Sub_sector | Buildings | Surplus Energy | Buildings | Energetic | GAP | Biomass | EU | Energy demand | 0.00033338 | FEC
CZ | TYNDP2026 | NT | 2030 | TWh | 452 | Sub_sector | Buildings | Surplus Energy | Buildings | Energetic | GAP | Solids | EU | Energy demand | 0 | FEC
CZ | TYNDP2026 | NT | 2030 | TWh | 453 | Sub_sector | Buildings | Surplus Energy | Buildings | Energetic | GAP | Liquids | EU | Energy demand | 0.0013213 | FEC
CZ | TYNDP2026 | NT | 2030 | TWh | 454 | Sub_sector | Buildings | Surplus Energy | Buildings | Energetic | GAP | Others | EU | Energy demand | 0 | FEC
CZ | TYNDP2026 | NT | 2030 | TWh | 455 | Sub_sector | Buildings | Surplus Energy | Buildings | Energetic | GAP | Ammonia | EU | Energy demand | 0 | FEC
CZ | TYNDP2026 | NT | 2030 | TWh | 456 | Sub_sector | Households | Surplus Energy | Households | Energetic | GAP | Electricity | EU | Energy demand | 0 | FEC
CZ | TYNDP2026 | NT | 2030 | TWh | 457 | Sub_sector | Households | Surplus Energy | Households | Energetic | GAP | Hydrogen | EU | Energy demand | 0 | FEC
CZ | TYNDP2026 | NT | 2030 | TWh | 458 | Sub_sector | Households | Surplus Energy | Households | Energetic | GAP | Methane | EU | Energy demand | 0.5176 | FEC
CZ | TYNDP2026 | NT | 2030 | TWh | 459 | Sub_sector | Households | Surplus Energy | Households | Energetic | GAP | Heat | EU | Energy demand | 0 | FEC
CZ | TYNDP2026 | NT | 2030 | TWh | 460 | Sub_sector | Households | Surplus Energy | Households | Energetic | GAP | Biomass | EU | Energy demand | 0 | FEC
CZ | TYNDP2026 | NT | 2030 | TWh | 461 | Sub_sector | Households | Surplus Energy | Households | Energetic | GAP | Solids | EU | Energy demand | 0 | FEC
CZ | TYNDP2026 | NT | 2030 | TWh | 462 | Sub_sector | Households | Surplus Energy | Households | Energetic | GAP | Liquids | EU | Energy demand | 0 | FEC
CZ | TYNDP2026 | NT | 2030 | TWh | 463 | Sub_sector | Households | Surplus Energy | Households | Energetic | GAP | Others | EU | Energy demand | 0 | FEC
CZ | TYNDP2026 | NT | 2030 | TWh | 464 | Sub_sector | Households | Surplus Energy | Households | Energetic | GAP | Ammonia | EU | Energy demand | 0 | FEC
CZ | TYNDP2026 | NT | 2035 | TWh | 102 | Sub_sector | Industry | Aluminium | Industry (aluminium) | Energetic | industry_aluminium_demand_electricity_energetic | Electricity | EU | Energy demand | 0 | FEC
CZ | TYNDP2026 | NT | 2035 | TWh | 103 | Sub_sector | Industry | Aluminium | Industry (aluminium) | Energetic | industry_aluminium_demand_hydrogen_energetic | Hydrogen | EU | Energy demand | 0 | FEC
CZ | TYNDP2026 | NT | 2035 | TWh | 104 | Sub_sector | Industry | Aluminium | Industry (aluminium) | Energetic | industry_aluminium_demand_methane_energetic | Methane | EU | Energy demand | 0 | FEC
CZ | TYNDP2026 | NT | 2035 | TWh | 105 | Sub_sector | Industry | Aluminium | Industry (aluminium) | Energetic | industry_aluminium_demand_heat_energetic | Heat | EU | Energy demand | 0 | FEC
CZ | TYNDP2026 | NT | 2035 | TWh | 106 | Sub_sector | Industry | Aluminium | Industry (aluminium) | Energetic | industry_aluminium_demand_biomass_energetic | Biomass | EU | Energy demand | 0 | FEC
CZ | TYNDP2026 | NT | 2035 | TWh | 107 | Sub_sector | Industry | Aluminium | Industry (aluminium) | Energetic | industry_aluminium_demand_coal_energetic | Solids | EU | Energy demand | 0 | FEC
CZ | TYNDP2026 | NT | 2035 | TWh | 108 | Sub_sector | Industry | Aluminium | Industry (aluminium) | Energetic | industry_aluminium_demand_oil_energetic | Liquids | EU | Energy demand | 0 | FEC
CZ | TYNDP2026 | NT | 2035 | TWh | 109 | Sub_sector | Industry | Aluminium | Industry (aluminium) | Energetic | industry_aluminium_demand_others_energetic | Others | EU | Energy demand | 0 | FEC
CZ | TYNDP2026 | NT | 2035 | TWh | 110 | Sub_sector | Industry | Aluminium | Industry (aluminium) | Energetic | industry_ammonia_demand_others_energetic | Ammonia | EU | Energy demand | 0 | FEC
CZ | TYNDP2026 | NT | 2035 | TWh | 112 | Sub_sector | Industry | Chemicals | Industry (chemicals, energetic) | Energetic | industry_chemical_demand_electricity_energetic | Electricity | EU | Energy demand | 6.1383 | FEC
CZ | TYNDP2026 | NT | 2035 | TWh | 113 | Sub_sector | Industry | Chemicals | Industry (chemicals, energetic) | Energetic | industry_chemical_demand_hydrogen_energetic | Hydrogen | EU | Energy demand | 0.3654 | FEC
CZ | TYNDP2026 | NT | 2035 | TWh | 114 | Sub_sector | Industry | Chemicals | Industry (chemicals, energetic) | Energetic | industry_chemical_demand_methane_energetic | Methane | EU | Energy demand | 1.7539 | FEC
CZ | TYNDP2026 | NT | 2035 | TWh | 115 | Sub_sector | Industry | Chemicals | Industry (chemicals, energetic) | Energetic | industry_chemical_demand_heat_energetic | Heat | EU | Energy demand | 0.75638 | FEC
CZ | TYNDP2026 | NT | 2035 | TWh | 116 | Sub_sector | Industry | Chemicals | Industry (chemicals, energetic) | Energetic | industry_chemical_demand_biomass_energetic | Biomass | EU | Energy demand | 1.1099 | FEC
CZ | TYNDP2026 | NT | 2035 | TWh | 117 | Sub_sector | Industry | Chemicals | Industry (chemicals, energetic) | Energetic | industry_chemical_demand_coal_energetic | Solids | EU | Energy demand | 0.041108 | FEC
CZ | TYNDP2026 | NT | 2035 | TWh | 118 | Sub_sector | Industry | Chemicals | Industry (chemicals, energetic) | Energetic | industry_chemical_demand_oil_energetic | Liquids | EU | Energy demand | 0.039622 | FEC
CZ | TYNDP2026 | NT | 2035 | TWh | 119 | Sub_sector | Industry | Chemicals | Industry (chemicals, energetic) | Energetic | industry_chemical_demand_others_energetic | Others | EU | Energy demand | 0 | FEC
CZ | TYNDP2026 | NT | 2035 | TWh | 120 | Sub_sector | Industry | Chemicals | Industry (chemicals, energetic) | Energetic | industry_chemical_demand_ammonia_energetic | Ammonia | EU | Energy demand | 0 | FEC
CZ | TYNDP2026 | NT | 2035 | TWh | 122 | Sub_sector | Industry | Chemicals | Industry (chemicals, non-energetic) | Non-energetic | industry_chemical_demand_electricity_non_energetic | Electricity | EU | Energy demand | 0 | not_included_in_FEC
CZ | TYNDP2026 | NT | 2035 | TWh | 123 | Sub_sector | Industry | Chemicals | Industry (chemicals, non-energetic) | Non-energetic | industry_chemical_demand_hydrogen_non_energetic | Hydrogen | EU | Energy demand | 2.511 | not_included_in_FEC
CZ | TYNDP2026 | NT | 2035 | TWh | 124 | Sub_sector | Industry | Chemicals | Industry (chemicals, non-energetic) | Non-energetic | industry_chemical_demand_methane_non_energetic | Methane | EU | Energy demand | 1.5198 | not_included_in_FEC
CZ | TYNDP2026 | NT | 2035 | TWh | 125 | Sub_sector | Industry | Chemicals | Industry (chemicals, non-energetic) | Non-energetic | industry_chemical_demand_heat_non_energetic | Heat | EU | Energy demand | 0 | not_included_in_FEC
CZ | TYNDP2026 | NT | 2035 | TWh | 126 | Sub_sector | Industry | Chemicals | Industry (chemicals, non-energetic) | Non-energetic | industry_chemical_demand_biomass_non_energetic | Biomass | EU | Energy demand | 5.7546 | not_included_in_FEC
CZ | TYNDP2026 | NT | 2035 | TWh | 127 | Sub_sector | Industry | Chemicals | Industry (chemicals, non-energetic) | Non-energetic | industry_chemical_demand_coal_non_energetic | Solids | EU | Energy demand | 0.010672 | not_included_in_FEC
CZ | TYNDP2026 | NT | 2035 | TWh | 128 | Sub_sector | Industry | Chemicals | Industry (chemicals, non-energetic) | Non-energetic | industry_chemical_demand_oil_non_energetic | Liquids | EU | Energy demand | 15.3141 | not_included_in_FEC
CZ | TYNDP2026 | NT | 2035 | TWh | 129 | Sub_sector | Industry | Chemicals | Industry (chemicals, non-energetic) | Non-energetic | industry_chemical_demand_others_non_energetic | Others | EU | Energy demand | 0 | not_included_in_FEC
CZ | TYNDP2026 | NT | 2035 | TWh | 130 | Sub_sector | Industry | Chemicals | Industry (chemicals, non-energetic) | Non-energetic | industry_chemical_demand_ammonia_non_energetic | Ammonia | EU | Energy demand | 0 | not_included_in_FEC
CZ | TYNDP2026 | NT | 2035 | TWh | 132 | Sub_sector | Industry | Fertilizers | Industry (fertilizers, energetic) | Energetic | industry_fertilizers_demand_electricity_energetic | Electricity | EU | Energy demand | 0.13053 | FEC
CZ | TYNDP2026 | NT | 2035 | TWh | 133 | Sub_sector | Industry | Fertilizers | Industry (fertilizers, energetic) | Energetic | industry_fertilizers_demand_hydrogen_energetic | Hydrogen | EU | Energy demand | 0.27282 | FEC
CZ | TYNDP2026 | NT | 2035 | TWh | 134 | Sub_sector | Industry | Fertilizers | Industry (fertilizers, energetic) | Energetic | industry_fertilizers_demand_methane_energetic | Methane | EU | Energy demand | 0.77647 | FEC
CZ | TYNDP2026 | NT | 2035 | TWh | 135 | Sub_sector | Industry | Fertilizers | Industry (fertilizers, energetic) | Energetic | industry_fertilizers_demand_heat_energetic | Heat | EU | Energy demand | 0 | FEC
CZ | TYNDP2026 | NT | 2035 | TWh | 136 | Sub_sector | Industry | Fertilizers | Industry (fertilizers, energetic) | Energetic | industry_fertilizers_demand_biomass_energetic | Biomass | EU | Energy demand | 0 | FEC
CZ | TYNDP2026 | NT | 2035 | TWh | 137 | Sub_sector | Industry | Fertilizers | Industry (fertilizers, energetic) | Energetic | industry_fertilizers_demand_coal_energetic | Solids | EU | Energy demand | 0 | FEC
CZ | TYNDP2026 | NT | 2035 | TWh | 138 | Sub_sector | Industry | Fertilizers | Industry (fertilizers, energetic) | Energetic | industry_fertilizers_demand_oil_energetic | Liquids | EU | Energy demand | 0 | FEC
CZ | TYNDP2026 | NT | 2035 | TWh | 139 | Sub_sector | Industry | Fertilizers | Industry (fertilizers, energetic) | Energetic | industry_fertilizers_demand_others_energetic | Others | EU | Energy demand | 0 | FEC
CZ | TYNDP2026 | NT | 2035 | TWh | 140 | Sub_sector | Industry | Fertilizers | Industry (fertilizers, energetic) | Energetic | industry_fertilizers_demand_ammonia_energetic | Ammonia | EU | Energy demand | 0 | FEC
CZ | TYNDP2026 | NT | 2035 | TWh | 142 | Sub_sector | Industry | Fertilizers | Industry (fertilizers, non-energetic) | Non-energetic | industry_fertilizers_demand_electricity_non_energetic | Electricity | EU | Energy demand | 0 | not_included_in_FEC
CZ | TYNDP2026 | NT | 2035 | TWh | 143 | Sub_sector | Industry | Fertilizers | Industry (fertilizers, non-energetic) | Non-energetic | industry_fertilizers_demand_hydrogen_non_energetic | Hydrogen | EU | Energy demand | 0.44817 | not_included_in_FEC
CZ | TYNDP2026 | NT | 2035 | TWh | 144 | Sub_sector | Industry | Fertilizers | Industry (fertilizers, non-energetic) | Non-energetic | industry_fertilizers_demand_methane_non_energetic | Methane | EU | Energy demand | 1.0667 | not_included_in_FEC
CZ | TYNDP2026 | NT | 2035 | TWh | 145 | Sub_sector | Industry | Fertilizers | Industry (fertilizers, non-energetic) | Non-energetic | industry_fertilizers_demand_heat_non_energetic | Heat | EU | Energy demand | 0 | not_included_in_FEC
CZ | TYNDP2026 | NT | 2035 | TWh | 146 | Sub_sector | Industry | Fertilizers | Industry (fertilizers, non-energetic) | Non-energetic | industry_fertilizers_demand_biomass_non_energetic | Biomass | EU | Energy demand | 0 | not_included_in_FEC
CZ | TYNDP2026 | NT | 2035 | TWh | 147 | Sub_sector | Industry | Fertilizers | Industry (fertilizers, non-energetic) | Non-energetic | industry_fertilizers_demand_coal_non_energetic | Solids | EU | Energy demand | 0 | not_included_in_FEC
CZ | TYNDP2026 | NT | 2035 | TWh | 148 | Sub_sector | Industry | Fertilizers | Industry (fertilizers, non-energetic) | Non-energetic | industry_fertilizers_demand_oil_non_energetic | Liquids | EU | Energy demand | 0 | not_included_in_FEC
CZ | TYNDP2026 | NT | 2035 | TWh | 149 | Sub_sector | Industry | Fertilizers | Industry (fertilizers, non-energetic) | Non-energetic | industry_fertilizers_demand_others_non_energetic | Others | EU | Energy demand | 0 | not_included_in_FEC
CZ | TYNDP2026 | NT | 2035 | TWh | 150 | Sub_sector | Industry | Fertilizers | Industry (fertilizers, non-energetic) | Non-energetic | industry_fertilizers_demand_ammonia_non_energetic | Ammonia | EU | Energy demand | 0 | not_included_in_FEC
CZ | TYNDP2026 | NT | 2035 | TWh | 152 | Sub_sector | Industry | Food | Industry (food) | Energetic | industry_food_demand_electricity_energetic | Electricity | EU | Energy demand | 3.0867 | FEC
CZ | TYNDP2026 | NT | 2035 | TWh | 153 | Sub_sector | Industry | Food | Industry (food) | Energetic | industry_food_demand_hydrogen_energetic | Hydrogen | EU | Energy demand | 0 | FEC
CZ | TYNDP2026 | NT | 2035 | TWh | 154 | Sub_sector | Industry | Food | Industry (food) | Energetic | industry_food_demand_methane_energetic | Methane | EU | Energy demand | 1.4684 | FEC
CZ | TYNDP2026 | NT | 2035 | TWh | 155 | Sub_sector | Industry | Food | Industry (food) | Energetic | industry_food_demand_heat_energetic | Heat | EU | Energy demand | 0 | FEC
CZ | TYNDP2026 | NT | 2035 | TWh | 156 | Sub_sector | Industry | Food | Industry (food) | Energetic | industry_food_demand_biomass_energetic | Biomass | EU | Energy demand | 0 | FEC
CZ | TYNDP2026 | NT | 2035 | TWh | 157 | Sub_sector | Industry | Food | Industry (food) | Energetic | industry_food_demand_coal_energetic | Solids | EU | Energy demand | 0 | FEC
CZ | TYNDP2026 | NT | 2035 | TWh | 158 | Sub_sector | Industry | Food | Industry (food) | Energetic | industry_food_demand_oil_energetic | Liquids | EU | Energy demand | 0.093659 | FEC
CZ | TYNDP2026 | NT | 2035 | TWh | 159 | Sub_sector | Industry | Food | Industry (food) | Energetic | industry_food_demand_others_energetic | Others | EU | Energy demand | 0 | FEC
CZ | TYNDP2026 | NT | 2035 | TWh | 160 | Sub_sector | Industry | Food | Industry (food) | Energetic | industry_food_demand_ammonia_energetic | Ammonia | EU | Energy demand | 0 | FEC
CZ | TYNDP2026 | NT | 2035 | TWh | 162 | Sub_sector | Industry | Metals | Industry (metal) | Energetic | industry_metal_demand_electricity_energetic | Electricity | EU | Energy demand | 0.39499 | FEC
CZ | TYNDP2026 | NT | 2035 | TWh | 163 | Sub_sector | Industry | Metals | Industry (metal) | Energetic | industry_metal_demand_hydrogen_energetic | Hydrogen | EU | Energy demand | 0 | FEC
CZ | TYNDP2026 | NT | 2035 | TWh | 164 | Sub_sector | Industry | Metals | Industry (metal) | Energetic | industry_metal_demand_methane_energetic | Methane | EU | Energy demand | 0.58957 | FEC
CZ | TYNDP2026 | NT | 2035 | TWh | 165 | Sub_sector | Industry | Metals | Industry (metal) | Energetic | industry_metal_demand_heat_energetic | Heat | EU | Energy demand | 0.011678 | FEC
CZ | TYNDP2026 | NT | 2035 | TWh | 166 | Sub_sector | Industry | Metals | Industry (metal) | Energetic | industry_metal_demand_biomass_energetic | Biomass | EU | Energy demand | 0 | FEC
CZ | TYNDP2026 | NT | 2035 | TWh | 167 | Sub_sector | Industry | Metals | Industry (metal) | Energetic | industry_metal_demand_coal_energetic | Solids | EU | Energy demand | 0.0030959 | FEC
CZ | TYNDP2026 | NT | 2035 | TWh | 168 | Sub_sector | Industry | Metals | Industry (metal) | Energetic | industry_metal_demand_oil_energetic | Liquids | EU | Energy demand | 0 | FEC
CZ | TYNDP2026 | NT | 2035 | TWh | 169 | Sub_sector | Industry | Metals | Industry (metal) | Energetic | industry_metal_demand_others_energetic | Others | EU | Energy demand | 0 | FEC
CZ | TYNDP2026 | NT | 2035 | TWh | 170 | Sub_sector | Industry | Metals | Industry (metal) | Energetic | industry_metal_demand_ammonia_energetic | Ammonia | EU | Energy demand | 0 | FEC
CZ | TYNDP2026 | NT | 2035 | TWh | 172 | Sub_sector | Industry | Others | Industry (other, energetic) | Energetic | industry_other_demand_electricity_energetic | Electricity | EU | Energy demand | 12.7839 | FEC
CZ | TYNDP2026 | NT | 2035 | TWh | 173 | Sub_sector | Industry | Others | Industry (other, energetic) | Energetic | industry_other_demand_hydrogen_energetic | Hydrogen | EU | Energy demand | 0.87661 | FEC
CZ | TYNDP2026 | NT | 2035 | TWh | 174 | Sub_sector | Industry | Others | Industry (other, energetic) | Energetic | industry_other_demand_methane_energetic | Methane | EU | Energy demand | 6.6477 | FEC
CZ | TYNDP2026 | NT | 2035 | TWh | 175 | Sub_sector | Industry | Others | Industry (other, energetic) | Energetic | industry_other_demand_heat_energetic | Heat | EU | Energy demand | 1.3149 | FEC
CZ | TYNDP2026 | NT | 2035 | TWh | 176 | Sub_sector | Industry | Others | Industry (other, energetic) | Energetic | industry_other_demand_biomass_energetic | Biomass | EU | Energy demand | 0 | FEC
CZ | TYNDP2026 | NT | 2035 | TWh | 177 | Sub_sector | Industry | Others | Industry (other, energetic) | Energetic | industry_other_demand_coal_energetic | Solids | EU | Energy demand | 4.1639 | FEC
CZ | TYNDP2026 | NT | 2035 | TWh | 178 | Sub_sector | Industry | Others | Industry (other, energetic) | Energetic | industry_other_demand_oil_energetic | Liquids | EU | Energy demand | 3.4334 | FEC
CZ | TYNDP2026 | NT | 2035 | TWh | 179 | Sub_sector | Industry | Others | Industry (other, energetic) | Energetic | industry_other_demand_others_energetic | Others | EU | Energy demand | 0 | FEC
CZ | TYNDP2026 | NT | 2035 | TWh | 180 | Sub_sector | Industry | Others | Industry (other, energetic) | Energetic | industry_other_demand_ammonia_energetic | Ammonia | EU | Energy demand | 0 | FEC
CZ | TYNDP2026 | NT | 2035 | TWh | 182 | Sub_sector | Industry | Others | Industry (other, non-energetic) | Non-energetic | industry_other_demand_electricity_non_energetic | Electricity | EU | Energy demand | 0 | not_included_in_FEC
CZ | TYNDP2026 | NT | 2035 | TWh | 183 | Sub_sector | Industry | Others | Industry (other, non-energetic) | Non-energetic | industry_other_demand_hydrogen_non_energetic | Hydrogen | EU | Energy demand | 0 | not_included_in_FEC
CZ | TYNDP2026 | NT | 2035 | TWh | 184 | Sub_sector | Industry | Others | Industry (other, non-energetic) | Non-energetic | industry_other_demand_methane_non_energetic | Methane | EU | Energy demand | 0 | not_included_in_FEC
CZ | TYNDP2026 | NT | 2035 | TWh | 185 | Sub_sector | Industry | Others | Industry (other, non-energetic) | Non-energetic | industry_other_demand_heat_non_energetic | Heat | EU | Energy demand | 0 | not_included_in_FEC
CZ | TYNDP2026 | NT | 2035 | TWh | 186 | Sub_sector | Industry | Others | Industry (other, non-energetic) | Non-energetic | industry_other_demand_biomass_non_energetic | Biomass | EU | Energy demand | 0 | not_included_in_FEC
CZ | TYNDP2026 | NT | 2035 | TWh | 187 | Sub_sector | Industry | Others | Industry (other, non-energetic) | Non-energetic | industry_other_demand_coal_non_energetic | Solids | EU | Energy demand | 0 | not_included_in_FEC
CZ | TYNDP2026 | NT | 2035 | TWh | 188 | Sub_sector | Industry | Others | Industry (other, non-energetic) | Non-energetic | industry_other_demand_oil_non_energetic | Liquids | EU | Energy demand | 4.7051 | not_included_in_FEC
CZ | TYNDP2026 | NT | 2035 | TWh | 189 | Sub_sector | Industry | Others | Industry (other, non-energetic) | Non-energetic | industry_other_demand_others_non_energetic | Others | EU | Energy demand | 0 | not_included_in_FEC
CZ | TYNDP2026 | NT | 2035 | TWh | 190 | Sub_sector | Industry | Others | Industry (other, non-energetic) | Non-energetic | industry_other_demand_ammonia_non_energetic | Ammonia | EU | Energy demand | 0 | not_included_in_FEC
CZ | TYNDP2026 | NT | 2035 | TWh | 192 | Sub_sector | Industry | Paper | Industry (paper) | Energetic | industry_paper_demand_electricity_energetic | Electricity | EU | Energy demand | 3.0726 | FEC
CZ | TYNDP2026 | NT | 2035 | TWh | 193 | Sub_sector | Industry | Paper | Industry (paper) | Energetic | industry_paper_demand_hydrogen_energetic | Hydrogen | EU | Energy demand | 0 | FEC
CZ | TYNDP2026 | NT | 2035 | TWh | 194 | Sub_sector | Industry | Paper | Industry (paper) | Energetic | industry_paper_demand_methane_energetic | Methane | EU | Energy demand | 1.3292 | FEC
CZ | TYNDP2026 | NT | 2035 | TWh | 195 | Sub_sector | Industry | Paper | Industry (paper) | Energetic | industry_paper_demand_heat_energetic | Heat | EU | Energy demand | 0 | FEC
CZ | TYNDP2026 | NT | 2035 | TWh | 196 | Sub_sector | Industry | Paper | Industry (paper) | Energetic | industry_paper_demand_biomass_energetic | Biomass | EU | Energy demand | 0.92024 | FEC
CZ | TYNDP2026 | NT | 2035 | TWh | 197 | Sub_sector | Industry | Paper | Industry (paper) | Energetic | industry_paper_demand_coal_energetic | Solids | EU | Energy demand | 0.13804 | FEC
CZ | TYNDP2026 | NT | 2035 | TWh | 198 | Sub_sector | Industry | Paper | Industry (paper) | Energetic | industry_paper_demand_oil_energetic | Liquids | EU | Energy demand | 0 | FEC
CZ | TYNDP2026 | NT | 2035 | TWh | 199 | Sub_sector | Industry | Paper | Industry (paper) | Energetic | industry_paper_demand_others_energetic | Others | EU | Energy demand | 0 | FEC
CZ | TYNDP2026 | NT | 2035 | TWh | 200 | Sub_sector | Industry | Paper | Industry (paper) | Energetic | industry_paper_demand_ammonia_energetic | Ammonia | EU | Energy demand | 0 | FEC
CZ | TYNDP2026 | NT | 2035 | TWh | 202 | Sub_sector | Industry | Refineries | Industry (refineries, energetic) | Energetic | industry_refinery_demand_electricity_energetic | Electricity | EU | Energy demand | 0.20827 | not_included_in_FEC
CZ | TYNDP2026 | NT | 2035 | TWh | 203 | Sub_sector | Industry | Refineries | Industry (refineries, energetic) | Energetic | industry_refinery_demand_hydrogen_energetic | Hydrogen | EU | Energy demand | 0.22093 | not_included_in_FEC
CZ | TYNDP2026 | NT | 2035 | TWh | 204 | Sub_sector | Industry | Refineries | Industry (refineries, energetic) | Energetic | industry_refinery_demand_methane_energetic | Methane | EU | Energy demand | 0.66284 | not_included_in_FEC
CZ | TYNDP2026 | NT | 2035 | TWh | 205 | Sub_sector | Industry | Refineries | Industry (refineries, energetic) | Energetic | industry_refinery_demand_heat_energetic | Heat | EU | Energy demand | 0.069183 | not_included_in_FEC
CZ | TYNDP2026 | NT | 2035 | TWh | 206 | Sub_sector | Industry | Refineries | Industry (refineries, energetic) | Energetic | industry_refinery_demand_biomass_energetic | Biomass | EU | Energy demand | 0 | not_included_in_FEC
CZ | TYNDP2026 | NT | 2035 | TWh | 207 | Sub_sector | Industry | Refineries | Industry (refineries, energetic) | Energetic | industry_refinery_demand_coal_energetic | Solids | EU | Energy demand | 0 | not_included_in_FEC
CZ | TYNDP2026 | NT | 2035 | TWh | 208 | Sub_sector | Industry | Refineries | Industry (refineries, energetic) | Energetic | industry_refinery_demand_oil_energetic | Liquids | EU | Energy demand | 1.3539 | not_included_in_FEC
CZ | TYNDP2026 | NT | 2035 | TWh | 209 | Sub_sector | Industry | Refineries | Industry (refineries, energetic) | Energetic | industry_refinery_demand_others_energetic | Others | EU | Energy demand | 0 | not_included_in_FEC
CZ | TYNDP2026 | NT | 2035 | TWh | 210 | Sub_sector | Industry | Refineries | Industry (refineries, energetic) | Energetic | industry_refinery_demand_ammonia_energetic | Ammonia | EU | Energy demand | 0 | not_included_in_FEC
CZ | TYNDP2026 | NT | 2035 | TWh | 212 | Sub_sector | Industry | Refineries | Industry (refineries, non-energetic) | Non-energetic | industry_refinery_demand_electricity_non_energetic | Electricity | EU | Energy demand | 0 | not_included_in_FEC
CZ | TYNDP2026 | NT | 2035 | TWh | 213 | Sub_sector | Industry | Refineries | Industry (refineries, non-energetic) | Non-energetic | industry_refinery_demand_hydrogen_non_energetic | Hydrogen | EU | Energy demand | 0 | not_included_in_FEC
CZ | TYNDP2026 | NT | 2035 | TWh | 214 | Sub_sector | Industry | Refineries | Industry (refineries, non-energetic) | Non-energetic | industry_refinery_demand_methane_non_energetic | Methane | EU | Energy demand | 0 | not_included_in_FEC
CZ | TYNDP2026 | NT | 2035 | TWh | 215 | Sub_sector | Industry | Refineries | Industry (refineries, non-energetic) | Non-energetic | industry_refinery_demand_heat_non_energetic | Heat | EU | Energy demand | 0 | not_included_in_FEC
CZ | TYNDP2026 | NT | 2035 | TWh | 216 | Sub_sector | Industry | Refineries | Industry (refineries, non-energetic) | Non-energetic | industry_refinery_demand_biomass_non_energetic | Biomass | EU | Energy demand | 0 | not_included_in_FEC
CZ | TYNDP2026 | NT | 2035 | TWh | 217 | Sub_sector | Industry | Refineries | Industry (refineries, non-energetic) | Non-energetic | industry_refinery_demand_coal_non_energetic | Solids | EU | Energy demand | 0 | not_included_in_FEC
CZ | TYNDP2026 | NT | 2035 | TWh | 218 | Sub_sector | Industry | Refineries | Industry (refineries, non-energetic) | Non-energetic | industry_refinery_demand_oil_non_energetic | Liquids | EU | Energy demand | 0 | not_included_in_FEC
CZ | TYNDP2026 | NT | 2035 | TWh | 219 | Sub_sector | Industry | Refineries | Industry (refineries, non-energetic) | Non-energetic | industry_refinery_demand_others_non_energetic | Others | EU | Energy demand | 0 | not_included_in_FEC
CZ | TYNDP2026 | NT | 2035 | TWh | 220 | Sub_sector | Industry | Refineries | Industry (refineries, non-energetic) | Non-energetic | industry_refinery_demand_ammonia_non_energetic | Ammonia | EU | Energy demand | 0 | not_included_in_FEC
CZ | TYNDP2026 | NT | 2035 | TWh | 222 | Sub_sector | Industry | Steel | Industry (steel) | Energetic | industry_steel_demand_electricity_energetic | Electricity | EU | Energy demand | 3.9867 | FEC
CZ | TYNDP2026 | NT | 2035 | TWh | 223 | Sub_sector | Industry | Steel | Industry (steel) | Energetic | industry_steel_demand_hydrogen_energetic | Hydrogen | EU | Energy demand | 0.68635 | FEC
CZ | TYNDP2026 | NT | 2035 | TWh | 224 | Sub_sector | Industry | Steel | Industry (steel) | Energetic | industry_steel_demand_methane_energetic | Methane | EU | Energy demand | 5.1502 | FEC
CZ | TYNDP2026 | NT | 2035 | TWh | 225 | Sub_sector | Industry | Steel | Industry (steel) | Energetic | industry_steel_demand_heat_energetic | Heat | EU | Energy demand | 0.67916 | FEC
CZ | TYNDP2026 | NT | 2035 | TWh | 226 | Sub_sector | Industry | Steel | Industry (steel) | Energetic | industry_steel_demand_biomass_energetic | Biomass | EU | Energy demand | 7.86e-05 | FEC
CZ | TYNDP2026 | NT | 2035 | TWh | 227 | Sub_sector | Industry | Steel | Industry (steel) | Energetic | industry_steel_demand_coal_energetic | Solids | EU | Energy demand | 5.0368 | FEC
CZ | TYNDP2026 | NT | 2035 | TWh | 228 | Sub_sector | Industry | Steel | Industry (steel) | Energetic | industry_steel_demand_oil_energetic | Liquids | EU | Energy demand | 0 | FEC
CZ | TYNDP2026 | NT | 2035 | TWh | 229 | Sub_sector | Industry | Steel | Industry (steel) | Energetic | industry_steel_demand_others_energetic | Others | EU | Energy demand | 0 | FEC
CZ | TYNDP2026 | NT | 2035 | TWh | 230 | Sub_sector | Industry | Steel | Industry (steel) | Energetic | industry_steel_demand_ammonia_energetic | Ammonia | EU | Energy demand | 0 | FEC
CZ | TYNDP2026 | NT | 2035 | TWh | 232 | Sub_sector | Transport | Cars | Transport (cars) | Energetic | transport_cars_final_demand_electricity | Electricity | EU | Energy demand | 3.5285 | FEC
CZ | TYNDP2026 | NT | 2035 | TWh | 233 | Sub_sector | Transport | Cars | Transport (cars) | Energetic | transport_cars_final_demand_hydrogen | Hydrogen | EU | Energy demand | 0 | FEC
CZ | TYNDP2026 | NT | 2035 | TWh | 234 | Sub_sector | Transport | Cars | Transport (cars) | Energetic | transport_cars_final_demand_methane | Methane | EU | Energy demand | 1.1219 | FEC
CZ | TYNDP2026 | NT | 2035 | TWh | 235 | Sub_sector | Transport | Cars | Transport (cars) | Energetic | transport_cars_final_demand_heat | Heat | EU | Energy demand | 0 | FEC
CZ | TYNDP2026 | NT | 2035 | TWh | 236 | Sub_sector | Transport | Cars | Transport (cars) | Energetic | transport_cars_final_demand_biomass | Biomass | EU | Energy demand | 0 | FEC
CZ | TYNDP2026 | NT | 2035 | TWh | 237 | Sub_sector | Transport | Cars | Transport (cars) | Energetic | transport_cars_final_demand_coal | Solids | EU | Energy demand | 0 | FEC
CZ | TYNDP2026 | NT | 2035 | TWh | 238 | Sub_sector | Transport | Cars | Transport (cars) | Energetic | transport_cars_final_demand_oil | Liquids | EU | Energy demand | 32.515 | FEC
CZ | TYNDP2026 | NT | 2035 | TWh | 239 | Sub_sector | Transport | Cars | Transport (cars) | Energetic | transport_cars_final_demand_other | Others | EU | Energy demand | 0 | FEC
CZ | TYNDP2026 | NT | 2035 | TWh | 240 | Sub_sector | Transport | Cars | Transport (cars) | Energetic | transport_cars_final_demand_ammonia | Ammonia | EU | Energy demand | 0 | FEC
CZ | TYNDP2026 | NT | 2035 | TWh | 242 | Sub_sector | Transport | Busses | Transport (busses) | Energetic | transport_busses_final_demand_electricity | Electricity | EU | Energy demand | 0.4505 | FEC
CZ | TYNDP2026 | NT | 2035 | TWh | 243 | Sub_sector | Transport | Busses | Transport (busses) | Energetic | transport_busses_final_demand_hydrogen | Hydrogen | EU | Energy demand | 0 | FEC
CZ | TYNDP2026 | NT | 2035 | TWh | 244 | Sub_sector | Transport | Busses | Transport (busses) | Energetic | transport_busses_final_demand_methane | Methane | EU | Energy demand | 0.41533 | FEC
CZ | TYNDP2026 | NT | 2035 | TWh | 245 | Sub_sector | Transport | Busses | Transport (busses) | Energetic | transport_busses_final_demand_heat | Heat | EU | Energy demand | 0 | FEC
CZ | TYNDP2026 | NT | 2035 | TWh | 246 | Sub_sector | Transport | Busses | Transport (busses) | Energetic | transport_busses_final_demand_biomass | Biomass | EU | Energy demand | 0 | FEC
CZ | TYNDP2026 | NT | 2035 | TWh | 247 | Sub_sector | Transport | Busses | Transport (busses) | Energetic | transport_busses_final_demand_coal | Solids | EU | Energy demand | 0 | FEC
CZ | TYNDP2026 | NT | 2035 | TWh | 248 | Sub_sector | Transport | Busses | Transport (busses) | Energetic | transport_busses_final_demand_oil | Liquids | EU | Energy demand | 3.5166 | FEC
CZ | TYNDP2026 | NT | 2035 | TWh | 249 | Sub_sector | Transport | Busses | Transport (busses) | Energetic | transport_busses_final_demand_other | Others | EU | Energy demand | 0 | FEC
CZ | TYNDP2026 | NT | 2035 | TWh | 250 | Sub_sector | Transport | Busses | Transport (busses) | Energetic | transport_busses_final_demand_ammonia | Ammonia | EU | Energy demand | 0 | FEC
CZ | TYNDP2026 | NT | 2035 | TWh | 252 | Sub_sector | Transport | Trucks | Transport (trucks) | Energetic | transport_trucks_final_demand_electricity | Electricity | EU | Energy demand | 1.0467 | FEC
CZ | TYNDP2026 | NT | 2035 | TWh | 253 | Sub_sector | Transport | Trucks | Transport (trucks) | Energetic | transport_trucks_final_demand_hydrogen | Hydrogen | EU | Energy demand | 0.51027 | FEC
CZ | TYNDP2026 | NT | 2035 | TWh | 254 | Sub_sector | Transport | Trucks | Transport (trucks) | Energetic | transport_trucks_final_demand_methane | Methane | EU | Energy demand | 1.1879 | FEC
CZ | TYNDP2026 | NT | 2035 | TWh | 255 | Sub_sector | Transport | Trucks | Transport (trucks) | Energetic | transport_trucks_final_demand_heat | Heat | EU | Energy demand | 0 | FEC
CZ | TYNDP2026 | NT | 2035 | TWh | 256 | Sub_sector | Transport | Trucks | Transport (trucks) | Energetic | transport_trucks_final_demand_biomass | Biomass | EU | Energy demand | 0 | FEC
CZ | TYNDP2026 | NT | 2035 | TWh | 257 | Sub_sector | Transport | Trucks | Transport (trucks) | Energetic | transport_trucks_final_demand_coal | Solids | EU | Energy demand | 0 | FEC
CZ | TYNDP2026 | NT | 2035 | TWh | 258 | Sub_sector | Transport | Trucks | Transport (trucks) | Energetic | transport_trucks_final_demand_oil | Liquids | EU | Energy demand | 11.6627 | FEC
CZ | TYNDP2026 | NT | 2035 | TWh | 259 | Sub_sector | Transport | Trucks | Transport (trucks) | Energetic | transport_trucks_final_demand_other | Others | EU | Energy demand | 0 | FEC
CZ | TYNDP2026 | NT | 2035 | TWh | 260 | Sub_sector | Transport | Trucks | Transport (trucks) | Energetic | transport_trucks_final_demand_ammonia | Ammonia | EU | Energy demand | 0 | FEC
CZ | TYNDP2026 | NT | 2035 | TWh | 262 | Sub_sector | Transport | Vans | Transport (vans) | Energetic | transport_vans_final_demand_electricity | Electricity | EU | Energy demand | 0.59768 | FEC
CZ | TYNDP2026 | NT | 2035 | TWh | 263 | Sub_sector | Transport | Vans | Transport (vans) | Energetic | transport_vans_final_demand_hydrogen | Hydrogen | EU | Energy demand | 0.0699 | FEC
CZ | TYNDP2026 | NT | 2035 | TWh | 264 | Sub_sector | Transport | Vans | Transport (vans) | Energetic | transport_vans_final_demand_methane | Methane | EU | Energy demand | 0.1586 | FEC
CZ | TYNDP2026 | NT | 2035 | TWh | 265 | Sub_sector | Transport | Vans | Transport (vans) | Energetic | transport_vans_final_demand_heat | Heat | EU | Energy demand | 0 | FEC
CZ | TYNDP2026 | NT | 2035 | TWh | 266 | Sub_sector | Transport | Vans | Transport (vans) | Energetic | transport_vans_final_demand_biomass | Biomass | EU | Energy demand | 0 | FEC
CZ | TYNDP2026 | NT | 2035 | TWh | 267 | Sub_sector | Transport | Vans | Transport (vans) | Energetic | transport_vans_final_demand_coal | Solids | EU | Energy demand | 0 | FEC
CZ | TYNDP2026 | NT | 2035 | TWh | 268 | Sub_sector | Transport | Vans | Transport (vans) | Energetic | transport_vans_final_demand_oil | Liquids | EU | Energy demand | 3.3994 | FEC
CZ | TYNDP2026 | NT | 2035 | TWh | 269 | Sub_sector | Transport | Vans | Transport (vans) | Energetic | transport_vans_final_demand_other | Others | EU | Energy demand | 0 | FEC
CZ | TYNDP2026 | NT | 2035 | TWh | 270 | Sub_sector | Transport | Vans | Transport (vans) | Energetic | transport_vans_final_demand_ammonia | Ammonia | EU | Energy demand | 0 | FEC
CZ | TYNDP2026 | NT | 2035 | TWh | 272 | Sub_sector | Transport | Freight trains | Transport (trains) | Energetic | transport_trains_final_demand_electricity | Electricity | EU | Energy demand | 3.2703 | FEC
CZ | TYNDP2026 | NT | 2035 | TWh | 273 | Sub_sector | Transport | Freight trains | Transport (trains) | Energetic | transport_trains_final_demand_hydrogen | Hydrogen | EU | Energy demand | 0 | FEC
CZ | TYNDP2026 | NT | 2035 | TWh | 274 | Sub_sector | Transport | Freight trains | Transport (trains) | Energetic | transport_trains_final_demand_methane | Methane | EU | Energy demand | 0 | FEC
CZ | TYNDP2026 | NT | 2035 | TWh | 275 | Sub_sector | Transport | Freight trains | Transport (trains) | Energetic | transport_trains_final_demand_heat | Heat | EU | Energy demand | 0 | FEC
CZ | TYNDP2026 | NT | 2035 | TWh | 276 | Sub_sector | Transport | Freight trains | Transport (trains) | Energetic | transport_trains_final_demand_biomass | Biomass | EU | Energy demand | 0 | FEC
CZ | TYNDP2026 | NT | 2035 | TWh | 277 | Sub_sector | Transport | Freight trains | Transport (trains) | Energetic | transport_trains_final_demand_coal | Solids | EU | Energy demand | 0 | FEC
CZ | TYNDP2026 | NT | 2035 | TWh | 278 | Sub_sector | Transport | Freight trains | Transport (trains) | Energetic | transport_trains_final_demand_oil | Liquids | EU | Energy demand | 0.70542 | FEC
CZ | TYNDP2026 | NT | 2035 | TWh | 279 | Sub_sector | Transport | Freight trains | Transport (trains) | Energetic | transport_trains_final_demand_other | Others | EU | Energy demand | 0 | FEC
CZ | TYNDP2026 | NT | 2035 | TWh | 280 | Sub_sector | Transport | Freight trains | Transport (trains) | Energetic | transport_trains_final_demand_ammonia | Ammonia | EU | Energy demand | 0 | FEC
CZ | TYNDP2026 | NT | 2035 | TWh | 282 | Sub_sector | Transport | Ships | Transport (ships) | Energetic | transport_ships_final_demand_electricity | Electricity | EU | Energy demand | 0 | FEC
CZ | TYNDP2026 | NT | 2035 | TWh | 283 | Sub_sector | Transport | Ships | Transport (ships) | Energetic | transport_ships_final_demand_hydrogen | Hydrogen | EU | Energy demand | 6.25e-05 | FEC
CZ | TYNDP2026 | NT | 2035 | TWh | 284 | Sub_sector | Transport | Ships | Transport (ships) | Energetic | transport_ships_final_demand_methane | Methane | EU | Energy demand | 0.00065204 | FEC
CZ | TYNDP2026 | NT | 2035 | TWh | 285 | Sub_sector | Transport | Ships | Transport (ships) | Energetic | transport_ships_final_demand_heat | Heat | EU | Energy demand | 0 | FEC
CZ | TYNDP2026 | NT | 2035 | TWh | 286 | Sub_sector | Transport | Ships | Transport (ships) | Energetic | transport_ships_final_demand_biomass | Biomass | EU | Energy demand | 0 | FEC
CZ | TYNDP2026 | NT | 2035 | TWh | 287 | Sub_sector | Transport | Ships | Transport (ships) | Energetic | transport_ships_final_demand_coal | Solids | EU | Energy demand | 0 | FEC
CZ | TYNDP2026 | NT | 2035 | TWh | 288 | Sub_sector | Transport | Ships | Transport (ships) | Energetic | transport_ships_final_demand_oil | Liquids | EU | Energy demand | 0.0010674 | FEC
CZ | TYNDP2026 | NT | 2035 | TWh | 289 | Sub_sector | Transport | Ships | Transport (ships) | Energetic | transport_ships_final_demand_other | Others | EU | Energy demand | 0 | FEC
CZ | TYNDP2026 | NT | 2035 | TWh | 290 | Sub_sector | Transport | Ships | Transport (ships) | Energetic | transport_ships_final_demand_ammonia | Ammonia | EU | Energy demand | 0 | FEC
CZ | TYNDP2026 | NT | 2035 | TWh | 292 | Sub_sector | Transport | Planes | Transport (planes) | Energetic | transport_planes_final_demand_electricity | Electricity | EU | Energy demand | 0.013861 | FEC
CZ | TYNDP2026 | NT | 2035 | TWh | 293 | Sub_sector | Transport | Planes | Transport (planes) | Energetic | transport_planes_final_demand_hydrogen | Hydrogen | EU | Energy demand | 0.016958 | FEC
CZ | TYNDP2026 | NT | 2035 | TWh | 294 | Sub_sector | Transport | Planes | Transport (planes) | Energetic | transport_planes_final_demand_methane | Methane | EU | Energy demand | 0 | FEC
CZ | TYNDP2026 | NT | 2035 | TWh | 295 | Sub_sector | Transport | Planes | Transport (planes) | Energetic | transport_planes_final_demand_heat | Heat | EU | Energy demand | 0 | FEC
CZ | TYNDP2026 | NT | 2035 | TWh | 296 | Sub_sector | Transport | Planes | Transport (planes) | Energetic | transport_planes_final_demand_biomass | Biomass | EU | Energy demand | 0 | FEC
CZ | TYNDP2026 | NT | 2035 | TWh | 297 | Sub_sector | Transport | Planes | Transport (planes) | Energetic | transport_planes_final_demand_coal | Solids | EU | Energy demand | 0 | FEC
CZ | TYNDP2026 | NT | 2035 | TWh | 298 | Sub_sector | Transport | Planes | Transport (planes) | Energetic | transport_planes_final_demand_oil | Liquids | EU | Energy demand | 0.20906 | FEC
CZ | TYNDP2026 | NT | 2035 | TWh | 299 | Sub_sector | Transport | Planes | Transport (planes) | Energetic | transport_planes_final_demand_other | Others | EU | Energy demand | 0 | FEC
CZ | TYNDP2026 | NT | 2035 | TWh | 300 | Sub_sector | Transport | Planes | Transport (planes) | Energetic | transport_planes_final_demand_ammonia | Ammonia | EU | Energy demand | 0 | FEC
CZ | TYNDP2026 | NT | 2035 | TWh | 302 | Sub_sector | Transport | Others | Transport (others) | Energetic | transport_other_final_demand_electricity | Electricity | EU | Energy demand | 0.011743 | FEC
CZ | TYNDP2026 | NT | 2035 | TWh | 303 | Sub_sector | Transport | Others | Transport (others) | Energetic | transport_other_final_demand_hydrogen | Hydrogen | EU | Energy demand | 0 | FEC
CZ | TYNDP2026 | NT | 2035 | TWh | 304 | Sub_sector | Transport | Others | Transport (others) | Energetic | transport_other_final_demand_methane | Methane | EU | Energy demand | 0 | FEC
CZ | TYNDP2026 | NT | 2035 | TWh | 305 | Sub_sector | Transport | Others | Transport (others) | Energetic | transport_other_final_demand_heat | Heat | EU | Energy demand | 0 | FEC
CZ | TYNDP2026 | NT | 2035 | TWh | 306 | Sub_sector | Transport | Others | Transport (others) | Energetic | transport_other_final_demand_biomass | Biomass | EU | Energy demand | 0 | FEC
CZ | TYNDP2026 | NT | 2035 | TWh | 307 | Sub_sector | Transport | Others | Transport (others) | Energetic | transport_other_final_demand_coal | Solids | EU | Energy demand | 0 | FEC
CZ | TYNDP2026 | NT | 2035 | TWh | 308 | Sub_sector | Transport | Others | Transport (others) | Energetic | transport_other_final_demand_oil | Liquids | EU | Energy demand | 0.75699 | FEC
CZ | TYNDP2026 | NT | 2035 | TWh | 309 | Sub_sector | Transport | Others | Transport (others) | Energetic | transport_other_final_demand_other | Others | EU | Energy demand | 0 | FEC
CZ | TYNDP2026 | NT | 2035 | TWh | 310 | Sub_sector | Transport | Others | Transport (others) | Energetic | transport_other_final_demand_ammonia | Ammonia | EU | Energy demand | 0 | FEC
CZ | TYNDP2026 | NT | 2035 | TWh | 312 | Sub_sector | International transport | International aviation | Transport (int. aviation) | Energetic | transport_int_aviation_final_demand_electricity | Electricity | EU | Energy demand | 0 | FEC
CZ | TYNDP2026 | NT | 2035 | TWh | 313 | Sub_sector | International transport | International aviation | Transport (int. aviation) | Energetic | transport_int_aviation_final_demand_hydrogen | Hydrogen | EU | Energy demand | 0 | FEC
CZ | TYNDP2026 | NT | 2035 | TWh | 314 | Sub_sector | International transport | International aviation | Transport (int. aviation) | Energetic | transport_int_aviation_final_demand_methane | Methane | EU | Energy demand | 0 | FEC
CZ | TYNDP2026 | NT | 2035 | TWh | 315 | Sub_sector | International transport | International aviation | Transport (int. aviation) | Energetic | transport_int_aviation_final_demand_heat | Heat | EU | Energy demand | 0 | FEC
CZ | TYNDP2026 | NT | 2035 | TWh | 316 | Sub_sector | International transport | International aviation | Transport (int. aviation) | Energetic | transport_int_aviation_final_demand_biofuels | Biomass | EU | Energy demand | 0 | FEC
CZ | TYNDP2026 | NT | 2035 | TWh | 317 | Sub_sector | International transport | International aviation | Transport (int. aviation) | Energetic | transport_int_aviation_final_demand_coal | Solids | EU | Energy demand | 0 | FEC
CZ | TYNDP2026 | NT | 2035 | TWh | 318 | Sub_sector | International transport | International aviation | Transport (int. aviation) | Energetic | transport_int_aviation_final_demand_oil | Liquids | EU | Energy demand | 4.4126 | FEC
CZ | TYNDP2026 | NT | 2035 | TWh | 319 | Sub_sector | International transport | International aviation | Transport (int. aviation) | Energetic | transport_int_aviation_final_demand_other | Others | EU | Energy demand | 0 | FEC
CZ | TYNDP2026 | NT | 2035 | TWh | 320 | Sub_sector | International transport | International aviation | Transport (int. aviation) | Energetic | transport_int_aviation_final_demand_ammonia | Ammonia | EU | Energy demand | 0 | FEC
CZ | TYNDP2026 | NT | 2035 | TWh | 322 | Sub_sector | International transport | International shipping | Transport (int. shipping) | Energetic | transport_int_shipping_final_demand_electricity | Electricity | EU | Energy demand | 0 | not_included_in_FEC
CZ | TYNDP2026 | NT | 2035 | TWh | 323 | Sub_sector | International transport | International shipping | Transport (int. shipping) | Energetic | transport_int_shipping_final_demand_hydrogen | Hydrogen | EU | Energy demand | 0 | not_included_in_FEC
CZ | TYNDP2026 | NT | 2035 | TWh | 324 | Sub_sector | International transport | International shipping | Transport (int. shipping) | Energetic | transport_int_shipping_final_demand_methane | Methane | EU | Energy demand | 0 | not_included_in_FEC
CZ | TYNDP2026 | NT | 2035 | TWh | 325 | Sub_sector | International transport | International shipping | Transport (int. shipping) | Energetic | transport_int_shipping_final_demand_heat | Heat | EU | Energy demand | 0 | not_included_in_FEC
CZ | TYNDP2026 | NT | 2035 | TWh | 326 | Sub_sector | International transport | International shipping | Transport (int. shipping) | Energetic | transport_int_shipping_final_demand_biofuels | Biomass | EU | Energy demand | 0 | not_included_in_FEC
CZ | TYNDP2026 | NT | 2035 | TWh | 327 | Sub_sector | International transport | International shipping | Transport (int. shipping) | Energetic | transport_int_shipping_final_demand_coal | Solids | EU | Energy demand | 0 | not_included_in_FEC
CZ | TYNDP2026 | NT | 2035 | TWh | 328 | Sub_sector | International transport | International shipping | Transport (int. shipping) | Energetic | transport_int_shipping_final_demand_oil | Liquids | EU | Energy demand | 0 | not_included_in_FEC
CZ | TYNDP2026 | NT | 2035 | TWh | 329 | Sub_sector | International transport | International shipping | Transport (int. shipping) | Energetic | transport_int_shipping_final_demand_other | Others | EU | Energy demand | 0 | not_included_in_FEC
CZ | TYNDP2026 | NT | 2035 | TWh | 330 | Sub_sector | International transport | International shipping | Transport (int. shipping) | Energetic | transport_int_shipping_final_demand_ammonia | Ammonia | EU | Energy demand | 0 | not_included_in_FEC
CZ | TYNDP2026 | NT | 2035 | TWh | 332 | Sub_sector | Households | Space heating | Households (heating) | Energetic | households_heating_final_demand_electricity | Electricity | EU | Energy demand | 12.7028 | FEC
CZ | TYNDP2026 | NT | 2035 | TWh | 333 | Sub_sector | Households | Space heating | Households (heating) | Energetic | households_heating_final_demand_hydrogen | Hydrogen | EU | Energy demand | 0 | FEC
CZ | TYNDP2026 | NT | 2035 | TWh | 334 | Sub_sector | Households | Space heating | Households (heating) | Energetic | households_heating_final_demand_methane | Methane | EU | Energy demand | 13.7652 | FEC
CZ | TYNDP2026 | NT | 2035 | TWh | 335 | Sub_sector | Households | Space heating | Households (heating) | Energetic | households_heating_final_demand_heat | Heat | EU | Energy demand | 4.851 | FEC
CZ | TYNDP2026 | NT | 2035 | TWh | 336 | Sub_sector | Households | Space heating | Households (heating) | Energetic | households_heating_final_demand_biomass | Biomass | EU | Energy demand | 15.6858 | FEC
CZ | TYNDP2026 | NT | 2035 | TWh | 337 | Sub_sector | Households | Space heating | Households (heating) | Energetic | households_heating_final_demand_coal | Solids | EU | Energy demand | 6.502 | FEC
CZ | TYNDP2026 | NT | 2035 | TWh | 338 | Sub_sector | Households | Space heating | Households (heating) | Energetic | households_heating_final_demand_oil | Liquids | EU | Energy demand | 0.17903 | FEC
CZ | TYNDP2026 | NT | 2035 | TWh | 339 | Sub_sector | Households | Space heating | Households (heating) | Energetic | households_heating_final_demand_other | Others | EU | Energy demand | 0.29891 | FEC
CZ | TYNDP2026 | NT | 2035 | TWh | 340 | Sub_sector | Households | Space heating | Households (heating) | Energetic | households_heating_final_demand_ammonia | Ammonia | EU | Energy demand | 0 | FEC
CZ | TYNDP2026 | NT | 2035 | TWh | 343 | Sub_sector | Households | Cooling | Households (cooling) | Energetic | households_cooling_final_demand_electricity | Electricity | EU | Energy demand | 0.083364 | FEC
CZ | TYNDP2026 | NT | 2035 | TWh | 344 | Sub_sector | Households | Cooling | Households (cooling) | Energetic | households_cooling_final_demand_hydrogen | Hydrogen | EU | Energy demand | 0 | FEC
CZ | TYNDP2026 | NT | 2035 | TWh | 345 | Sub_sector | Households | Cooling | Households (cooling) | Energetic | households_cooling_final_demand_methane | Methane | EU | Energy demand | 0 | FEC
CZ | TYNDP2026 | NT | 2035 | TWh | 346 | Sub_sector | Households | Cooling | Households (cooling) | Energetic | households_cooling_final_demand_heat | Heat | EU | Energy demand | 0 | FEC
CZ | TYNDP2026 | NT | 2035 | TWh | 347 | Sub_sector | Households | Cooling | Households (cooling) | Energetic | households_cooling_final_demand_biomass | Biomass | EU | Energy demand | 0 | FEC
CZ | TYNDP2026 | NT | 2035 | TWh | 348 | Sub_sector | Households | Cooling | Households (cooling) | Energetic | households_cooling_final_demand_coal | Solids | EU | Energy demand | 0 | FEC
CZ | TYNDP2026 | NT | 2035 | TWh | 349 | Sub_sector | Households | Cooling | Households (cooling) | Energetic | households_cooling_final_demand_oil | Liquids | EU | Energy demand | 0 | FEC
CZ | TYNDP2026 | NT | 2035 | TWh | 350 | Sub_sector | Households | Cooling | Households (cooling) | Energetic | households_cooling_final_demand_other | Others | EU | Energy demand | 0 | FEC
CZ | TYNDP2026 | NT | 2035 | TWh | 351 | Sub_sector | Households | Cooling | Households (cooling) | Energetic | households_cooling_final_demand_ammonia | Ammonia | EU | Energy demand | 0 | FEC
CZ | TYNDP2026 | NT | 2035 | TWh | 354 | Sub_sector | Households | Hot water | Households (hot water) | Energetic | households_hot_water_final_demand_electricity | Electricity | EU | Energy demand | 1.9817 | FEC
CZ | TYNDP2026 | NT | 2035 | TWh | 355 | Sub_sector | Households | Hot water | Households (hot water) | Energetic | households_hot_water_final_demand_hydrogen | Hydrogen | EU | Energy demand | 0 | FEC
CZ | TYNDP2026 | NT | 2035 | TWh | 356 | Sub_sector | Households | Hot water | Households (hot water) | Energetic | households_hot_water_final_demand_methane | Methane | EU | Energy demand | 4.3922 | FEC
CZ | TYNDP2026 | NT | 2035 | TWh | 357 | Sub_sector | Households | Hot water | Households (hot water) | Energetic | households_hot_water_final_demand_heat | Heat | EU | Energy demand | 1.6884 | FEC
CZ | TYNDP2026 | NT | 2035 | TWh | 358 | Sub_sector | Households | Hot water | Households (hot water) | Energetic | households_hot_water_final_demand_biomass | Biomass | EU | Energy demand | 3.1485 | FEC
CZ | TYNDP2026 | NT | 2035 | TWh | 359 | Sub_sector | Households | Hot water | Households (hot water) | Energetic | households_hot_water_final_demand_coal | Solids | EU | Energy demand | 0.93603 | FEC
CZ | TYNDP2026 | NT | 2035 | TWh | 360 | Sub_sector | Households | Hot water | Households (hot water) | Energetic | households_hot_water_final_demand_oil | Liquids | EU | Energy demand | 0.025773 | FEC
CZ | TYNDP2026 | NT | 2035 | TWh | 361 | Sub_sector | Households | Hot water | Households (hot water) | Energetic | households_hot_water_final_demand_other | Others | EU | Energy demand | 0.70052 | FEC
CZ | TYNDP2026 | NT | 2035 | TWh | 362 | Sub_sector | Households | Hot water | Households (hot water) | Energetic | households_hot_water_final_demand_ammonia | Ammonia | EU | Energy demand | 0 | FEC
CZ | TYNDP2026 | NT | 2035 | TWh | 365 | Sub_sector | Households | Appliances | Households (appliances) | Energetic | households_appliances_final_demand_electricity | Electricity | EU | Energy demand | 6.6771 | FEC
CZ | TYNDP2026 | NT | 2035 | TWh | 366 | Sub_sector | Households | Appliances | Households (appliances) | Energetic | households_appliances_final_demand_hydrogen | Hydrogen | EU | Energy demand | 0 | FEC
CZ | TYNDP2026 | NT | 2035 | TWh | 367 | Sub_sector | Households | Appliances | Households (appliances) | Energetic | households_appliances_final_demand_methane | Methane | EU | Energy demand | 2.511 | FEC
CZ | TYNDP2026 | NT | 2035 | TWh | 368 | Sub_sector | Households | Appliances | Households (appliances) | Energetic | households_appliances_final_demand_heat | Heat | EU | Energy demand | 0 | FEC
CZ | TYNDP2026 | NT | 2035 | TWh | 369 | Sub_sector | Households | Appliances | Households (appliances) | Energetic | households_appliances_final_demand_biomass | Biomass | EU | Energy demand | 0.22101 | FEC
CZ | TYNDP2026 | NT | 2035 | TWh | 370 | Sub_sector | Households | Appliances | Households (appliances) | Energetic | households_appliances_final_demand_coal | Solids | EU | Energy demand | 0 | FEC
CZ | TYNDP2026 | NT | 2035 | TWh | 371 | Sub_sector | Households | Appliances | Households (appliances) | Energetic | households_appliances_final_demand_oil | Liquids | EU | Energy demand | 0 | FEC
CZ | TYNDP2026 | NT | 2035 | TWh | 372 | Sub_sector | Households | Appliances | Households (appliances) | Energetic | households_appliances_final_demand_other | Others | EU | Energy demand | 0 | FEC
CZ | TYNDP2026 | NT | 2035 | TWh | 373 | Sub_sector | Households | Appliances | Households (appliances) | Energetic | households_appliances_final_demand_ammonia | Ammonia | EU | Energy demand | 0 | FEC
CZ | TYNDP2026 | NT | 2035 | TWh | 375 | Sub_sector | Buildings | Space heating | Buildings (heat) | Energetic | buildings_heat_final_demand_electricity | Electricity | EU | Energy demand | 6.3586 | FEC
CZ | TYNDP2026 | NT | 2035 | TWh | 376 | Sub_sector | Buildings | Space heating | Buildings (heat) | Energetic | buildings_heat_final_demand_hydrogen | Hydrogen | EU | Energy demand | 0 | FEC
CZ | TYNDP2026 | NT | 2035 | TWh | 377 | Sub_sector | Buildings | Space heating | Buildings (heat) | Energetic | buildings_heat_final_demand_methane | Methane | EU | Energy demand | 8.0717 | FEC
CZ | TYNDP2026 | NT | 2035 | TWh | 378 | Sub_sector | Buildings | Space heating | Buildings (heat) | Energetic | buildings_heat_final_demand_heat | Heat | EU | Energy demand | 4.8424 | FEC
CZ | TYNDP2026 | NT | 2035 | TWh | 379 | Sub_sector | Buildings | Space heating | Buildings (heat) | Energetic | buildings_heat_final_demand_biomass | Biomass | EU | Energy demand | 1.0187 | FEC
CZ | TYNDP2026 | NT | 2035 | TWh | 380 | Sub_sector | Buildings | Space heating | Buildings (heat) | Energetic | buildings_heat_final_demand_coal | Solids | EU | Energy demand | 0.17271 | FEC
CZ | TYNDP2026 | NT | 2035 | TWh | 381 | Sub_sector | Buildings | Space heating | Buildings (heat) | Energetic | buildings_heat_final_demand_oil | Liquids | EU | Energy demand | 0.092851 | FEC
CZ | TYNDP2026 | NT | 2035 | TWh | 382 | Sub_sector | Buildings | Space heating | Buildings (heat) | Energetic | buildings_heat_final_demand_other | Others | EU | Energy demand | 0.0060512 | FEC
CZ | TYNDP2026 | NT | 2035 | TWh | 383 | Sub_sector | Buildings | Space heating | Buildings (heat) | Energetic | buildings_heat_final_demand_ammonia | Ammonia | EU | Energy demand | 0 | FEC
CZ | TYNDP2026 | NT | 2035 | TWh | 386 | Sub_sector | Buildings | Cooling | Buildings (cooling) | Energetic | buildings_cooling_final_demand_electricity | Electricity | EU | Energy demand | 0.35772 | FEC
CZ | TYNDP2026 | NT | 2035 | TWh | 387 | Sub_sector | Buildings | Cooling | Buildings (cooling) | Energetic | buildings_cooling_final_demand_hydrogen | Hydrogen | EU | Energy demand | 0 | FEC
CZ | TYNDP2026 | NT | 2035 | TWh | 388 | Sub_sector | Buildings | Cooling | Buildings (cooling) | Energetic | buildings_cooling_final_demand_methane | Methane | EU | Energy demand | 0 | FEC
CZ | TYNDP2026 | NT | 2035 | TWh | 389 | Sub_sector | Buildings | Cooling | Buildings (cooling) | Energetic | buildings_cooling_final_demand_heat | Heat | EU | Energy demand | 0 | FEC
CZ | TYNDP2026 | NT | 2035 | TWh | 390 | Sub_sector | Buildings | Cooling | Buildings (cooling) | Energetic | buildings_cooling_final_demand_biomass | Biomass | EU | Energy demand | 0 | FEC
CZ | TYNDP2026 | NT | 2035 | TWh | 391 | Sub_sector | Buildings | Cooling | Buildings (cooling) | Energetic | buildings_cooling_final_demand_coal | Solids | EU | Energy demand | 0 | FEC
CZ | TYNDP2026 | NT | 2035 | TWh | 392 | Sub_sector | Buildings | Cooling | Buildings (cooling) | Energetic | buildings_cooling_final_demand_oil | Liquids | EU | Energy demand | 0 | FEC
CZ | TYNDP2026 | NT | 2035 | TWh | 393 | Sub_sector | Buildings | Cooling | Buildings (cooling) | Energetic | buildings_cooling_final_demand_other | Others | EU | Energy demand | 0 | FEC
CZ | TYNDP2026 | NT | 2035 | TWh | 394 | Sub_sector | Buildings | Cooling | Buildings (cooling) | Energetic | buildings_cooling_final_demand_ammonia | Ammonia | EU | Energy demand | 0 | FEC
CZ | TYNDP2026 | NT | 2035 | TWh | 397 | Sub_sector | Buildings | Appliances | Buildings (appliances) | Energetic | buildings_appliances_final_demand_electricity | Electricity | EU | Energy demand | 7.8729 | FEC
CZ | TYNDP2026 | NT | 2035 | TWh | 398 | Sub_sector | Buildings | Appliances | Buildings (appliances) | Energetic | buildings_appliances_final_demand_hydrogen | Hydrogen | EU | Energy demand | 0 | FEC
CZ | TYNDP2026 | NT | 2035 | TWh | 399 | Sub_sector | Buildings | Appliances | Buildings (appliances) | Energetic | buildings_appliances_final_demand_methane | Methane | EU | Energy demand | 3.3489 | FEC
CZ | TYNDP2026 | NT | 2035 | TWh | 400 | Sub_sector | Buildings | Appliances | Buildings (appliances) | Energetic | buildings_appliances_final_demand_heat | Heat | EU | Energy demand | 0 | FEC
CZ | TYNDP2026 | NT | 2035 | TWh | 401 | Sub_sector | Buildings | Appliances | Buildings (appliances) | Energetic | buildings_appliances_final_demand_biomass | Biomass | EU | Energy demand | 0 | FEC
CZ | TYNDP2026 | NT | 2035 | TWh | 402 | Sub_sector | Buildings | Appliances | Buildings (appliances) | Energetic | buildings_appliances_final_demand_coal | Solids | EU | Energy demand | 0 | FEC
CZ | TYNDP2026 | NT | 2035 | TWh | 403 | Sub_sector | Buildings | Appliances | Buildings (appliances) | Energetic | buildings_appliances_final_demand_oil | Liquids | EU | Energy demand | 0 | FEC
CZ | TYNDP2026 | NT | 2035 | TWh | 404 | Sub_sector | Buildings | Appliances | Buildings (appliances) | Energetic | buildings_appliances_final_demand_other | Others | EU | Energy demand | 0 | FEC
CZ | TYNDP2026 | NT | 2035 | TWh | 405 | Sub_sector | Buildings | Appliances | Buildings (appliances) | Energetic | buildings_appliances_final_demand_ammonia | Ammonia | EU | Energy demand | 0 | FEC
CZ | TYNDP2026 | NT | 2035 | TWh | 407 | Sub_sector | Buildings | Datacenters | Datacenters & ICT | Energetic | datacentres_final_demand_electricity_energetic | Electricity | EU | Energy demand | 2.9654 | FEC
CZ | TYNDP2026 | NT | 2035 | TWh | 408 | Sub_sector | Buildings | Datacenters | Datacenters & ICT | Energetic | datacentres_final_demand_hydrogen_energetic | Hydrogen | EU | Energy demand | 0 | FEC
CZ | TYNDP2026 | NT | 2035 | TWh | 409 | Sub_sector | Buildings | Datacenters | Datacenters & ICT | Energetic | datacentres_final_demand_methane_energetic | Methane | EU | Energy demand | 0 | FEC
CZ | TYNDP2026 | NT | 2035 | TWh | 410 | Sub_sector | Buildings | Datacenters | Datacenters & ICT | Energetic | datacentres_final_demand_heat_energetic | Heat | EU | Energy demand | 0 | FEC
CZ | TYNDP2026 | NT | 2035 | TWh | 411 | Sub_sector | Buildings | Datacenters | Datacenters & ICT | Energetic | datacentres_final_demand_biomass_energetic | Biomass | EU | Energy demand | 0 | FEC
CZ | TYNDP2026 | NT | 2035 | TWh | 412 | Sub_sector | Buildings | Datacenters | Datacenters & ICT | Energetic | datacentres_final_demand_coal_energetic | Solids | EU | Energy demand | 0 | FEC
CZ | TYNDP2026 | NT | 2035 | TWh | 413 | Sub_sector | Buildings | Datacenters | Datacenters & ICT | Energetic | datacentres_final_demand_oil_energetic | Liquids | EU | Energy demand | 0 | FEC
CZ | TYNDP2026 | NT | 2035 | TWh | 414 | Sub_sector | Buildings | Datacenters | Datacenters & ICT | Energetic | datacentres_final_demand_other_energetic | Others | EU | Energy demand | 0 | FEC
CZ | TYNDP2026 | NT | 2035 | TWh | 415 | Sub_sector | Buildings | Datacenters | Datacenters & ICT | Energetic | datacentres_final_demand_ammonia_energetic | Ammonia | EU | Energy demand | 0 | FEC
CZ | TYNDP2026 | NT | 2035 | TWh | 417 | Sub_sector | Transport | Others_Sector | Others_Sector | Energetic | other_final_demand_electricity_energetic | Electricity | EU | Energy demand | 0 | FEC
CZ | TYNDP2026 | NT | 2035 | TWh | 418 | Sub_sector | Transport | Others_Sector | Others_Sector | Energetic | other_final_demand_hydrogen_energetic | Hydrogen | EU | Energy demand | 0 | FEC
CZ | TYNDP2026 | NT | 2035 | TWh | 419 | Sub_sector | Transport | Pipeline Transport | Others_Sector | Energetic | other_final_demand_methane_energetic | Methane | EU | Energy demand | 0.63072 | FEC
CZ | TYNDP2026 | NT | 2035 | TWh | 420 | Sub_sector | Transport | Others_Sector | Others_Sector | Energetic | other_final_demand_heat_energetic | Heat | EU | Energy demand | 0 | FEC
CZ | TYNDP2026 | NT | 2035 | TWh | 421 | Sub_sector | Transport | Others_Sector | Others_Sector | Energetic | other_final_demand_biomass_energetic | Biomass | EU | Energy demand | 0 | FEC
CZ | TYNDP2026 | NT | 2035 | TWh | 422 | Sub_sector | Transport | Others_Sector | Others_Sector | Energetic | other_final_demand_coal_energetic | Solids | EU | Energy demand | 0 | FEC
CZ | TYNDP2026 | NT | 2035 | TWh | 423 | Sub_sector | Transport | Others_Sector | Others_Sector | Energetic | other_final_demand_oil_energetic | Liquids | EU | Energy demand | 0.13113 | FEC
CZ | TYNDP2026 | NT | 2035 | TWh | 424 | Sub_sector | Others_Sector | Others_Sector | Others_Sector | Non-energetic | other_final_demand_oil_non_energetic | Liquids | EU | Energy demand | 1.8198 | not_included_in_FEC
CZ | TYNDP2026 | NT | 2035 | TWh | 425 | Sub_sector | Transport | Others_Sector | Others_Sector | Energetic | other_final_demand_other_energetic | Others | EU | Energy demand | 0 | FEC
CZ | TYNDP2026 | NT | 2035 | TWh | 426 | Sub_sector | Transport | Others_Sector | Others_Sector | Energetic | other_final_demand_ammonia_energetic | Ammonia | EU | Energy demand | 0 | FEC
CZ | TYNDP2026 | NT | 2035 | TWh | 427 | Sub_sector | Industry | Surplus_Heat_in_Industry | Surplus_Heat_in_Industry | Energetic | final_demand_of_industry_unused_local_production_steam_hot_water | Heat | EU | Energy demand | 0 | FEC
CZ | TYNDP2026 | NT | 2035 | TWh | 429 | Sub_sector | Agriculture | Total | Agriculture | Energetic | agriculture_final_demand_electricity_energetic | Electricity | EU | Energy demand | 1.0595 | FEC
CZ | TYNDP2026 | NT | 2035 | TWh | 430 | Sub_sector | Agriculture | Total | Agriculture | Energetic | agriculture_final_demand_hydrogen_energetic | Hydrogen | EU | Energy demand | 0 | FEC
CZ | TYNDP2026 | NT | 2035 | TWh | 431 | Sub_sector | Agriculture | Total | Agriculture | Energetic | agriculture_final_demand_methane_energetic | Methane | EU | Energy demand | 2.1283 | FEC
CZ | TYNDP2026 | NT | 2035 | TWh | 432 | Sub_sector | Agriculture | Total | Agriculture | Energetic | agriculture_final_demand_heat_energetic | Heat | EU | Energy demand | 0.10588 | FEC
CZ | TYNDP2026 | NT | 2035 | TWh | 433 | Sub_sector | Agriculture | Total | Agriculture | Energetic | agriculture_final_demand_biomass_energetic | Biomass | EU | Energy demand | 0.14835 | FEC
CZ | TYNDP2026 | NT | 2035 | TWh | 434 | Sub_sector | Agriculture | Total | Agriculture | Energetic | agriculture_final_demand_coal_energetic | Solids | EU | Energy demand | 0 | FEC
CZ | TYNDP2026 | NT | 2035 | TWh | 435 | Sub_sector | Agriculture | Total | Agriculture | Energetic | agriculture_final_demand_oil_energetic | Liquids | EU | Energy demand | 3.2547 | FEC
CZ | TYNDP2026 | NT | 2035 | TWh | 436 | Sub_sector | Agriculture | Total | Agriculture | Energetic | agriculture_final_demand_other_energetic | Others | EU | Energy demand | 0 | FEC
CZ | TYNDP2026 | NT | 2035 | TWh | 437 | Sub_sector | Agriculture | Total | Agriculture | Energetic | agriculture_final_demand_ammonia_energetic | Ammonia | EU | Energy demand | 0 | FEC
CZ | TYNDP2026 | NT | 2035 | TWh | 447 | Sub_sector | Buildings | Surplus Energy | Buildings | Energetic | GAP | Electricity | EU | Energy demand | 0 | FEC
CZ | TYNDP2026 | NT | 2035 | TWh | 448 | Sub_sector | Buildings | Surplus Energy | Buildings | Energetic | GAP | Hydrogen | EU | Energy demand | 0 | FEC
CZ | TYNDP2026 | NT | 2035 | TWh | 449 | Sub_sector | Buildings | Surplus Energy | Buildings | Energetic | GAP | Methane | EU | Energy demand | 0.074836 | FEC
CZ | TYNDP2026 | NT | 2035 | TWh | 450 | Sub_sector | Buildings | Surplus Energy | Buildings | Energetic | GAP | Heat | EU | Energy demand | 0 | FEC
CZ | TYNDP2026 | NT | 2035 | TWh | 451 | Sub_sector | Buildings | Surplus Energy | Buildings | Energetic | GAP | Biomass | EU | Energy demand | 0.00031877 | FEC
CZ | TYNDP2026 | NT | 2035 | TWh | 452 | Sub_sector | Buildings | Surplus Energy | Buildings | Energetic | GAP | Solids | EU | Energy demand | 0 | FEC
CZ | TYNDP2026 | NT | 2035 | TWh | 453 | Sub_sector | Buildings | Surplus Energy | Buildings | Energetic | GAP | Liquids | EU | Energy demand | 0.0012634 | FEC
CZ | TYNDP2026 | NT | 2035 | TWh | 454 | Sub_sector | Buildings | Surplus Energy | Buildings | Energetic | GAP | Others | EU | Energy demand | 0 | FEC
CZ | TYNDP2026 | NT | 2035 | TWh | 455 | Sub_sector | Buildings | Surplus Energy | Buildings | Energetic | GAP | Ammonia | EU | Energy demand | 0 | FEC
CZ | TYNDP2026 | NT | 2035 | TWh | 456 | Sub_sector | Households | Surplus Energy | Households | Energetic | GAP | Electricity | EU | Energy demand | 0 | FEC
CZ | TYNDP2026 | NT | 2035 | TWh | 457 | Sub_sector | Households | Surplus Energy | Households | Energetic | GAP | Hydrogen | EU | Energy demand | 0 | FEC
CZ | TYNDP2026 | NT | 2035 | TWh | 458 | Sub_sector | Households | Surplus Energy | Households | Energetic | GAP | Methane | EU | Energy demand | 0.46186 | FEC
CZ | TYNDP2026 | NT | 2035 | TWh | 459 | Sub_sector | Households | Surplus Energy | Households | Energetic | GAP | Heat | EU | Energy demand | 0 | FEC
CZ | TYNDP2026 | NT | 2035 | TWh | 460 | Sub_sector | Households | Surplus Energy | Households | Energetic | GAP | Biomass | EU | Energy demand | 0 | FEC
CZ | TYNDP2026 | NT | 2035 | TWh | 461 | Sub_sector | Households | Surplus Energy | Households | Energetic | GAP | Solids | EU | Energy demand | 0 | FEC
CZ | TYNDP2026 | NT | 2035 | TWh | 462 | Sub_sector | Households | Surplus Energy | Households | Energetic | GAP | Liquids | EU | Energy demand | 0 | FEC
CZ | TYNDP2026 | NT | 2035 | TWh | 463 | Sub_sector | Households | Surplus Energy | Households | Energetic | GAP | Others | EU | Energy demand | 0 | FEC
CZ | TYNDP2026 | NT | 2035 | TWh | 464 | Sub_sector | Households | Surplus Energy | Households | Energetic | GAP | Ammonia | EU | Energy demand | 0 | FEC
CZ | TYNDP2026 | NT | 2040 | TWh | 102 | Sub_sector | Industry | Aluminium | Industry (aluminium) | Energetic | industry_aluminium_demand_electricity_energetic | Electricity | EU | Energy demand | 0 | FEC
CZ | TYNDP2026 | NT | 2040 | TWh | 103 | Sub_sector | Industry | Aluminium | Industry (aluminium) | Energetic | industry_aluminium_demand_hydrogen_energetic | Hydrogen | EU | Energy demand | 0 | FEC
CZ | TYNDP2026 | NT | 2040 | TWh | 104 | Sub_sector | Industry | Aluminium | Industry (aluminium) | Energetic | industry_aluminium_demand_methane_energetic | Methane | EU | Energy demand | 0 | FEC
CZ | TYNDP2026 | NT | 2040 | TWh | 105 | Sub_sector | Industry | Aluminium | Industry (aluminium) | Energetic | industry_aluminium_demand_heat_energetic | Heat | EU | Energy demand | 0 | FEC
CZ | TYNDP2026 | NT | 2040 | TWh | 106 | Sub_sector | Industry | Aluminium | Industry (aluminium) | Energetic | industry_aluminium_demand_biomass_energetic | Biomass | EU | Energy demand | 0 | FEC
CZ | TYNDP2026 | NT | 2040 | TWh | 107 | Sub_sector | Industry | Aluminium | Industry (aluminium) | Energetic | industry_aluminium_demand_coal_energetic | Solids | EU | Energy demand | 0 | FEC
CZ | TYNDP2026 | NT | 2040 | TWh | 108 | Sub_sector | Industry | Aluminium | Industry (aluminium) | Energetic | industry_aluminium_demand_oil_energetic | Liquids | EU | Energy demand | 0 | FEC
CZ | TYNDP2026 | NT | 2040 | TWh | 109 | Sub_sector | Industry | Aluminium | Industry (aluminium) | Energetic | industry_aluminium_demand_others_energetic | Others | EU | Energy demand | 0 | FEC
CZ | TYNDP2026 | NT | 2040 | TWh | 110 | Sub_sector | Industry | Aluminium | Industry (aluminium) | Energetic | industry_ammonia_demand_others_energetic | Ammonia | EU | Energy demand | 0 | FEC
CZ | TYNDP2026 | NT | 2040 | TWh | 112 | Sub_sector | Industry | Chemicals | Industry (chemicals, energetic) | Energetic | industry_chemical_demand_electricity_energetic | Electricity | EU | Energy demand | 6.4148 | FEC
CZ | TYNDP2026 | NT | 2040 | TWh | 113 | Sub_sector | Industry | Chemicals | Industry (chemicals, energetic) | Energetic | industry_chemical_demand_hydrogen_energetic | Hydrogen | EU | Energy demand | 0.48089 | FEC
CZ | TYNDP2026 | NT | 2040 | TWh | 114 | Sub_sector | Industry | Chemicals | Industry (chemicals, energetic) | Energetic | industry_chemical_demand_methane_energetic | Methane | EU | Energy demand | 1.3687 | FEC
CZ | TYNDP2026 | NT | 2040 | TWh | 115 | Sub_sector | Industry | Chemicals | Industry (chemicals, energetic) | Energetic | industry_chemical_demand_heat_energetic | Heat | EU | Energy demand | 0.73243 | FEC
CZ | TYNDP2026 | NT | 2040 | TWh | 116 | Sub_sector | Industry | Chemicals | Industry (chemicals, energetic) | Energetic | industry_chemical_demand_biomass_energetic | Biomass | EU | Energy demand | 1.3317 | FEC
CZ | TYNDP2026 | NT | 2040 | TWh | 117 | Sub_sector | Industry | Chemicals | Industry (chemicals, energetic) | Energetic | industry_chemical_demand_coal_energetic | Solids | EU | Energy demand | 0 | FEC
CZ | TYNDP2026 | NT | 2040 | TWh | 118 | Sub_sector | Industry | Chemicals | Industry (chemicals, energetic) | Energetic | industry_chemical_demand_oil_energetic | Liquids | EU | Energy demand | 0 | FEC
CZ | TYNDP2026 | NT | 2040 | TWh | 119 | Sub_sector | Industry | Chemicals | Industry (chemicals, energetic) | Energetic | industry_chemical_demand_others_energetic | Others | EU | Energy demand | 0 | FEC
CZ | TYNDP2026 | NT | 2040 | TWh | 120 | Sub_sector | Industry | Chemicals | Industry (chemicals, energetic) | Energetic | industry_chemical_demand_ammonia_energetic | Ammonia | EU | Energy demand | 0 | FEC
CZ | TYNDP2026 | NT | 2040 | TWh | 122 | Sub_sector | Industry | Chemicals | Industry (chemicals, non-energetic) | Non-energetic | industry_chemical_demand_electricity_non_energetic | Electricity | EU | Energy demand | 0 | not_included_in_FEC
CZ | TYNDP2026 | NT | 2040 | TWh | 123 | Sub_sector | Industry | Chemicals | Industry (chemicals, non-energetic) | Non-energetic | industry_chemical_demand_hydrogen_non_energetic | Hydrogen | EU | Energy demand | 2.7962 | not_included_in_FEC
CZ | TYNDP2026 | NT | 2040 | TWh | 124 | Sub_sector | Industry | Chemicals | Industry (chemicals, non-energetic) | Non-energetic | industry_chemical_demand_methane_non_energetic | Methane | EU | Energy demand | 1.8061 | not_included_in_FEC
CZ | TYNDP2026 | NT | 2040 | TWh | 125 | Sub_sector | Industry | Chemicals | Industry (chemicals, non-energetic) | Non-energetic | industry_chemical_demand_heat_non_energetic | Heat | EU | Energy demand | 0 | not_included_in_FEC
CZ | TYNDP2026 | NT | 2040 | TWh | 126 | Sub_sector | Industry | Chemicals | Industry (chemicals, non-energetic) | Non-energetic | industry_chemical_demand_biomass_non_energetic | Biomass | EU | Energy demand | 8.8552 | not_included_in_FEC
CZ | TYNDP2026 | NT | 2040 | TWh | 127 | Sub_sector | Industry | Chemicals | Industry (chemicals, non-energetic) | Non-energetic | industry_chemical_demand_coal_non_energetic | Solids | EU | Energy demand | 0.021607 | not_included_in_FEC
CZ | TYNDP2026 | NT | 2040 | TWh | 128 | Sub_sector | Industry | Chemicals | Industry (chemicals, non-energetic) | Non-energetic | industry_chemical_demand_oil_non_energetic | Liquids | EU | Energy demand | 11.9412 | not_included_in_FEC
CZ | TYNDP2026 | NT | 2040 | TWh | 129 | Sub_sector | Industry | Chemicals | Industry (chemicals, non-energetic) | Non-energetic | industry_chemical_demand_others_non_energetic | Others | EU | Energy demand | 0 | not_included_in_FEC
CZ | TYNDP2026 | NT | 2040 | TWh | 130 | Sub_sector | Industry | Chemicals | Industry (chemicals, non-energetic) | Non-energetic | industry_chemical_demand_ammonia_non_energetic | Ammonia | EU | Energy demand | 0 | not_included_in_FEC
CZ | TYNDP2026 | NT | 2040 | TWh | 132 | Sub_sector | Industry | Fertilizers | Industry (fertilizers, energetic) | Energetic | industry_fertilizers_demand_electricity_energetic | Electricity | EU | Energy demand | 0.13319 | FEC
CZ | TYNDP2026 | NT | 2040 | TWh | 133 | Sub_sector | Industry | Fertilizers | Industry (fertilizers, energetic) | Energetic | industry_fertilizers_demand_hydrogen_energetic | Hydrogen | EU | Energy demand | 0.30577 | FEC
CZ | TYNDP2026 | NT | 2040 | TWh | 134 | Sub_sector | Industry | Fertilizers | Industry (fertilizers, energetic) | Energetic | industry_fertilizers_demand_methane_energetic | Methane | EU | Energy demand | 0.6806 | FEC
CZ | TYNDP2026 | NT | 2040 | TWh | 135 | Sub_sector | Industry | Fertilizers | Industry (fertilizers, energetic) | Energetic | industry_fertilizers_demand_heat_energetic | Heat | EU | Energy demand | 0 | FEC
CZ | TYNDP2026 | NT | 2040 | TWh | 136 | Sub_sector | Industry | Fertilizers | Industry (fertilizers, energetic) | Energetic | industry_fertilizers_demand_biomass_energetic | Biomass | EU | Energy demand | 0 | FEC
CZ | TYNDP2026 | NT | 2040 | TWh | 137 | Sub_sector | Industry | Fertilizers | Industry (fertilizers, energetic) | Energetic | industry_fertilizers_demand_coal_energetic | Solids | EU | Energy demand | 0 | FEC
CZ | TYNDP2026 | NT | 2040 | TWh | 138 | Sub_sector | Industry | Fertilizers | Industry (fertilizers, energetic) | Energetic | industry_fertilizers_demand_oil_energetic | Liquids | EU | Energy demand | 0 | FEC
CZ | TYNDP2026 | NT | 2040 | TWh | 139 | Sub_sector | Industry | Fertilizers | Industry (fertilizers, energetic) | Energetic | industry_fertilizers_demand_others_energetic | Others | EU | Energy demand | 0 | FEC
CZ | TYNDP2026 | NT | 2040 | TWh | 140 | Sub_sector | Industry | Fertilizers | Industry (fertilizers, energetic) | Energetic | industry_fertilizers_demand_ammonia_energetic | Ammonia | EU | Energy demand | 0 | FEC
CZ | TYNDP2026 | NT | 2040 | TWh | 142 | Sub_sector | Industry | Fertilizers | Industry (fertilizers, non-energetic) | Non-energetic | industry_fertilizers_demand_electricity_non_energetic | Electricity | EU | Energy demand | 0 | not_included_in_FEC
CZ | TYNDP2026 | NT | 2040 | TWh | 143 | Sub_sector | Industry | Fertilizers | Industry (fertilizers, non-energetic) | Non-energetic | industry_fertilizers_demand_hydrogen_non_energetic | Hydrogen | EU | Energy demand | 0.63626 | not_included_in_FEC
CZ | TYNDP2026 | NT | 2040 | TWh | 144 | Sub_sector | Industry | Fertilizers | Industry (fertilizers, non-energetic) | Non-energetic | industry_fertilizers_demand_methane_non_energetic | Methane | EU | Energy demand | 0.96127 | not_included_in_FEC
CZ | TYNDP2026 | NT | 2040 | TWh | 145 | Sub_sector | Industry | Fertilizers | Industry (fertilizers, non-energetic) | Non-energetic | industry_fertilizers_demand_heat_non_energetic | Heat | EU | Energy demand | 0 | not_included_in_FEC
CZ | TYNDP2026 | NT | 2040 | TWh | 146 | Sub_sector | Industry | Fertilizers | Industry (fertilizers, non-energetic) | Non-energetic | industry_fertilizers_demand_biomass_non_energetic | Biomass | EU | Energy demand | 0 | not_included_in_FEC
CZ | TYNDP2026 | NT | 2040 | TWh | 147 | Sub_sector | Industry | Fertilizers | Industry (fertilizers, non-energetic) | Non-energetic | industry_fertilizers_demand_coal_non_energetic | Solids | EU | Energy demand | 0 | not_included_in_FEC
CZ | TYNDP2026 | NT | 2040 | TWh | 148 | Sub_sector | Industry | Fertilizers | Industry (fertilizers, non-energetic) | Non-energetic | industry_fertilizers_demand_oil_non_energetic | Liquids | EU | Energy demand | 0 | not_included_in_FEC
CZ | TYNDP2026 | NT | 2040 | TWh | 149 | Sub_sector | Industry | Fertilizers | Industry (fertilizers, non-energetic) | Non-energetic | industry_fertilizers_demand_others_non_energetic | Others | EU | Energy demand | 0 | not_included_in_FEC
CZ | TYNDP2026 | NT | 2040 | TWh | 150 | Sub_sector | Industry | Fertilizers | Industry (fertilizers, non-energetic) | Non-energetic | industry_fertilizers_demand_ammonia_non_energetic | Ammonia | EU | Energy demand | 0 | not_included_in_FEC
CZ | TYNDP2026 | NT | 2040 | TWh | 152 | Sub_sector | Industry | Food | Industry (food) | Energetic | industry_food_demand_electricity_energetic | Electricity | EU | Energy demand | 3.0709 | FEC
CZ | TYNDP2026 | NT | 2040 | TWh | 153 | Sub_sector | Industry | Food | Industry (food) | Energetic | industry_food_demand_hydrogen_energetic | Hydrogen | EU | Energy demand | 0 | FEC
CZ | TYNDP2026 | NT | 2040 | TWh | 154 | Sub_sector | Industry | Food | Industry (food) | Energetic | industry_food_demand_methane_energetic | Methane | EU | Energy demand | 1.0711 | FEC
CZ | TYNDP2026 | NT | 2040 | TWh | 155 | Sub_sector | Industry | Food | Industry (food) | Energetic | industry_food_demand_heat_energetic | Heat | EU | Energy demand | 0 | FEC
CZ | TYNDP2026 | NT | 2040 | TWh | 156 | Sub_sector | Industry | Food | Industry (food) | Energetic | industry_food_demand_biomass_energetic | Biomass | EU | Energy demand | 0 | FEC
CZ | TYNDP2026 | NT | 2040 | TWh | 157 | Sub_sector | Industry | Food | Industry (food) | Energetic | industry_food_demand_coal_energetic | Solids | EU | Energy demand | 0 | FEC
CZ | TYNDP2026 | NT | 2040 | TWh | 158 | Sub_sector | Industry | Food | Industry (food) | Energetic | industry_food_demand_oil_energetic | Liquids | EU | Energy demand | 0.068317 | FEC
CZ | TYNDP2026 | NT | 2040 | TWh | 159 | Sub_sector | Industry | Food | Industry (food) | Energetic | industry_food_demand_others_energetic | Others | EU | Energy demand | 0 | FEC
CZ | TYNDP2026 | NT | 2040 | TWh | 160 | Sub_sector | Industry | Food | Industry (food) | Energetic | industry_food_demand_ammonia_energetic | Ammonia | EU | Energy demand | 0 | FEC
CZ | TYNDP2026 | NT | 2040 | TWh | 162 | Sub_sector | Industry | Metals | Industry (metal) | Energetic | industry_metal_demand_electricity_energetic | Electricity | EU | Energy demand | 0.39499 | FEC
CZ | TYNDP2026 | NT | 2040 | TWh | 163 | Sub_sector | Industry | Metals | Industry (metal) | Energetic | industry_metal_demand_hydrogen_energetic | Hydrogen | EU | Energy demand | 0 | FEC
CZ | TYNDP2026 | NT | 2040 | TWh | 164 | Sub_sector | Industry | Metals | Industry (metal) | Energetic | industry_metal_demand_methane_energetic | Methane | EU | Energy demand | 0.58957 | FEC
CZ | TYNDP2026 | NT | 2040 | TWh | 165 | Sub_sector | Industry | Metals | Industry (metal) | Energetic | industry_metal_demand_heat_energetic | Heat | EU | Energy demand | 0.011678 | FEC
CZ | TYNDP2026 | NT | 2040 | TWh | 166 | Sub_sector | Industry | Metals | Industry (metal) | Energetic | industry_metal_demand_biomass_energetic | Biomass | EU | Energy demand | 0 | FEC
CZ | TYNDP2026 | NT | 2040 | TWh | 167 | Sub_sector | Industry | Metals | Industry (metal) | Energetic | industry_metal_demand_coal_energetic | Solids | EU | Energy demand | 0.0030959 | FEC
CZ | TYNDP2026 | NT | 2040 | TWh | 168 | Sub_sector | Industry | Metals | Industry (metal) | Energetic | industry_metal_demand_oil_energetic | Liquids | EU | Energy demand | 0 | FEC
CZ | TYNDP2026 | NT | 2040 | TWh | 169 | Sub_sector | Industry | Metals | Industry (metal) | Energetic | industry_metal_demand_others_energetic | Others | EU | Energy demand | 0 | FEC
CZ | TYNDP2026 | NT | 2040 | TWh | 170 | Sub_sector | Industry | Metals | Industry (metal) | Energetic | industry_metal_demand_ammonia_energetic | Ammonia | EU | Energy demand | 0 | FEC
CZ | TYNDP2026 | NT | 2040 | TWh | 172 | Sub_sector | Industry | Others | Industry (other, energetic) | Energetic | industry_other_demand_electricity_energetic | Electricity | EU | Energy demand | 15.9139 | FEC
CZ | TYNDP2026 | NT | 2040 | TWh | 173 | Sub_sector | Industry | Others | Industry (other, energetic) | Energetic | industry_other_demand_hydrogen_energetic | Hydrogen | EU | Energy demand | 0.85253 | FEC
CZ | TYNDP2026 | NT | 2040 | TWh | 174 | Sub_sector | Industry | Others | Industry (other, energetic) | Energetic | industry_other_demand_methane_energetic | Methane | EU | Energy demand | 6.5361 | FEC
CZ | TYNDP2026 | NT | 2040 | TWh | 175 | Sub_sector | Industry | Others | Industry (other, energetic) | Energetic | industry_other_demand_heat_energetic | Heat | EU | Energy demand | 1.1367 | FEC
CZ | TYNDP2026 | NT | 2040 | TWh | 176 | Sub_sector | Industry | Others | Industry (other, energetic) | Energetic | industry_other_demand_biomass_energetic | Biomass | EU | Energy demand | 0.14209 | FEC
CZ | TYNDP2026 | NT | 2040 | TWh | 177 | Sub_sector | Industry | Others | Industry (other, energetic) | Energetic | industry_other_demand_coal_energetic | Solids | EU | Energy demand | 0.71044 | FEC
CZ | TYNDP2026 | NT | 2040 | TWh | 178 | Sub_sector | Industry | Others | Industry (other, energetic) | Energetic | industry_other_demand_oil_energetic | Liquids | EU | Energy demand | 3.1259 | FEC
CZ | TYNDP2026 | NT | 2040 | TWh | 179 | Sub_sector | Industry | Others | Industry (other, energetic) | Energetic | industry_other_demand_others_energetic | Others | EU | Energy demand | 0 | FEC
CZ | TYNDP2026 | NT | 2040 | TWh | 180 | Sub_sector | Industry | Others | Industry (other, energetic) | Energetic | industry_other_demand_ammonia_energetic | Ammonia | EU | Energy demand | 0 | FEC
CZ | TYNDP2026 | NT | 2040 | TWh | 182 | Sub_sector | Industry | Others | Industry (other, non-energetic) | Non-energetic | industry_other_demand_electricity_non_energetic | Electricity | EU | Energy demand | 0 | not_included_in_FEC
CZ | TYNDP2026 | NT | 2040 | TWh | 183 | Sub_sector | Industry | Others | Industry (other, non-energetic) | Non-energetic | industry_other_demand_hydrogen_non_energetic | Hydrogen | EU | Energy demand | 0 | not_included_in_FEC
CZ | TYNDP2026 | NT | 2040 | TWh | 184 | Sub_sector | Industry | Others | Industry (other, non-energetic) | Non-energetic | industry_other_demand_methane_non_energetic | Methane | EU | Energy demand | 0 | not_included_in_FEC
CZ | TYNDP2026 | NT | 2040 | TWh | 185 | Sub_sector | Industry | Others | Industry (other, non-energetic) | Non-energetic | industry_other_demand_heat_non_energetic | Heat | EU | Energy demand | 0 | not_included_in_FEC
CZ | TYNDP2026 | NT | 2040 | TWh | 186 | Sub_sector | Industry | Others | Industry (other, non-energetic) | Non-energetic | industry_other_demand_biomass_non_energetic | Biomass | EU | Energy demand | 0 | not_included_in_FEC
CZ | TYNDP2026 | NT | 2040 | TWh | 187 | Sub_sector | Industry | Others | Industry (other, non-energetic) | Non-energetic | industry_other_demand_coal_non_energetic | Solids | EU | Energy demand | 0 | not_included_in_FEC
CZ | TYNDP2026 | NT | 2040 | TWh | 188 | Sub_sector | Industry | Others | Industry (other, non-energetic) | Non-energetic | industry_other_demand_oil_non_energetic | Liquids | EU | Energy demand | 4.5758 | not_included_in_FEC
CZ | TYNDP2026 | NT | 2040 | TWh | 189 | Sub_sector | Industry | Others | Industry (other, non-energetic) | Non-energetic | industry_other_demand_others_non_energetic | Others | EU | Energy demand | 0 | not_included_in_FEC
CZ | TYNDP2026 | NT | 2040 | TWh | 190 | Sub_sector | Industry | Others | Industry (other, non-energetic) | Non-energetic | industry_other_demand_ammonia_non_energetic | Ammonia | EU | Energy demand | 0 | not_included_in_FEC
CZ | TYNDP2026 | NT | 2040 | TWh | 192 | Sub_sector | Industry | Paper | Industry (paper) | Energetic | industry_paper_demand_electricity_energetic | Electricity | EU | Energy demand | 2.9196 | FEC
CZ | TYNDP2026 | NT | 2040 | TWh | 193 | Sub_sector | Industry | Paper | Industry (paper) | Energetic | industry_paper_demand_hydrogen_energetic | Hydrogen | EU | Energy demand | 0 | FEC
CZ | TYNDP2026 | NT | 2040 | TWh | 194 | Sub_sector | Industry | Paper | Industry (paper) | Energetic | industry_paper_demand_methane_energetic | Methane | EU | Energy demand | 1.156 | FEC
CZ | TYNDP2026 | NT | 2040 | TWh | 195 | Sub_sector | Industry | Paper | Industry (paper) | Energetic | industry_paper_demand_heat_energetic | Heat | EU | Energy demand | 0 | FEC
CZ | TYNDP2026 | NT | 2040 | TWh | 196 | Sub_sector | Industry | Paper | Industry (paper) | Energetic | industry_paper_demand_biomass_energetic | Biomass | EU | Energy demand | 0.79711 | FEC
CZ | TYNDP2026 | NT | 2040 | TWh | 197 | Sub_sector | Industry | Paper | Industry (paper) | Energetic | industry_paper_demand_coal_energetic | Solids | EU | Energy demand | 0.083906 | FEC
CZ | TYNDP2026 | NT | 2040 | TWh | 198 | Sub_sector | Industry | Paper | Industry (paper) | Energetic | industry_paper_demand_oil_energetic | Liquids | EU | Energy demand | 0 | FEC
CZ | TYNDP2026 | NT | 2040 | TWh | 199 | Sub_sector | Industry | Paper | Industry (paper) | Energetic | industry_paper_demand_others_energetic | Others | EU | Energy demand | 0 | FEC
CZ | TYNDP2026 | NT | 2040 | TWh | 200 | Sub_sector | Industry | Paper | Industry (paper) | Energetic | industry_paper_demand_ammonia_energetic | Ammonia | EU | Energy demand | 0 | FEC
CZ | TYNDP2026 | NT | 2040 | TWh | 202 | Sub_sector | Industry | Refineries | Industry (refineries, energetic) | Energetic | industry_refinery_demand_electricity_energetic | Electricity | EU | Energy demand | 0.17356 | not_included_in_FEC
CZ | TYNDP2026 | NT | 2040 | TWh | 203 | Sub_sector | Industry | Refineries | Industry (refineries, energetic) | Energetic | industry_refinery_demand_hydrogen_energetic | Hydrogen | EU | Energy demand | 0.1841 | not_included_in_FEC
CZ | TYNDP2026 | NT | 2040 | TWh | 204 | Sub_sector | Industry | Refineries | Industry (refineries, energetic) | Energetic | industry_refinery_demand_methane_energetic | Methane | EU | Energy demand | 0.73658 | not_included_in_FEC
CZ | TYNDP2026 | NT | 2040 | TWh | 205 | Sub_sector | Industry | Refineries | Industry (refineries, energetic) | Energetic | industry_refinery_demand_heat_energetic | Heat | EU | Energy demand | 0.057652 | not_included_in_FEC
CZ | TYNDP2026 | NT | 2040 | TWh | 206 | Sub_sector | Industry | Refineries | Industry (refineries, energetic) | Energetic | industry_refinery_demand_biomass_energetic | Biomass | EU | Energy demand | 0 | not_included_in_FEC
CZ | TYNDP2026 | NT | 2040 | TWh | 207 | Sub_sector | Industry | Refineries | Industry (refineries, energetic) | Energetic | industry_refinery_demand_coal_energetic | Solids | EU | Energy demand | 0 | not_included_in_FEC
CZ | TYNDP2026 | NT | 2040 | TWh | 208 | Sub_sector | Industry | Refineries | Industry (refineries, energetic) | Energetic | industry_refinery_demand_oil_energetic | Liquids | EU | Energy demand | 0.92852 | not_included_in_FEC
CZ | TYNDP2026 | NT | 2040 | TWh | 209 | Sub_sector | Industry | Refineries | Industry (refineries, energetic) | Energetic | industry_refinery_demand_others_energetic | Others | EU | Energy demand | 0 | not_included_in_FEC
CZ | TYNDP2026 | NT | 2040 | TWh | 210 | Sub_sector | Industry | Refineries | Industry (refineries, energetic) | Energetic | industry_refinery_demand_ammonia_energetic | Ammonia | EU | Energy demand | 0 | not_included_in_FEC
CZ | TYNDP2026 | NT | 2040 | TWh | 212 | Sub_sector | Industry | Refineries | Industry (refineries, non-energetic) | Non-energetic | industry_refinery_demand_electricity_non_energetic | Electricity | EU | Energy demand | 0 | not_included_in_FEC
CZ | TYNDP2026 | NT | 2040 | TWh | 213 | Sub_sector | Industry | Refineries | Industry (refineries, non-energetic) | Non-energetic | industry_refinery_demand_hydrogen_non_energetic | Hydrogen | EU | Energy demand | 0 | not_included_in_FEC
CZ | TYNDP2026 | NT | 2040 | TWh | 214 | Sub_sector | Industry | Refineries | Industry (refineries, non-energetic) | Non-energetic | industry_refinery_demand_methane_non_energetic | Methane | EU | Energy demand | 0 | not_included_in_FEC
CZ | TYNDP2026 | NT | 2040 | TWh | 215 | Sub_sector | Industry | Refineries | Industry (refineries, non-energetic) | Non-energetic | industry_refinery_demand_heat_non_energetic | Heat | EU | Energy demand | 0 | not_included_in_FEC
CZ | TYNDP2026 | NT | 2040 | TWh | 216 | Sub_sector | Industry | Refineries | Industry (refineries, non-energetic) | Non-energetic | industry_refinery_demand_biomass_non_energetic | Biomass | EU | Energy demand | 0 | not_included_in_FEC
CZ | TYNDP2026 | NT | 2040 | TWh | 217 | Sub_sector | Industry | Refineries | Industry (refineries, non-energetic) | Non-energetic | industry_refinery_demand_coal_non_energetic | Solids | EU | Energy demand | 0 | not_included_in_FEC
CZ | TYNDP2026 | NT | 2040 | TWh | 218 | Sub_sector | Industry | Refineries | Industry (refineries, non-energetic) | Non-energetic | industry_refinery_demand_oil_non_energetic | Liquids | EU | Energy demand | 0 | not_included_in_FEC
CZ | TYNDP2026 | NT | 2040 | TWh | 219 | Sub_sector | Industry | Refineries | Industry (refineries, non-energetic) | Non-energetic | industry_refinery_demand_others_non_energetic | Others | EU | Energy demand | 0 | not_included_in_FEC
CZ | TYNDP2026 | NT | 2040 | TWh | 220 | Sub_sector | Industry | Refineries | Industry (refineries, non-energetic) | Non-energetic | industry_refinery_demand_ammonia_non_energetic | Ammonia | EU | Energy demand | 0 | not_included_in_FEC
CZ | TYNDP2026 | NT | 2040 | TWh | 222 | Sub_sector | Industry | Steel | Industry (steel) | Energetic | industry_steel_demand_electricity_energetic | Electricity | EU | Energy demand | 4.1917 | FEC
CZ | TYNDP2026 | NT | 2040 | TWh | 223 | Sub_sector | Industry | Steel | Industry (steel) | Energetic | industry_steel_demand_hydrogen_energetic | Hydrogen | EU | Energy demand | 0.72925 | FEC
CZ | TYNDP2026 | NT | 2040 | TWh | 224 | Sub_sector | Industry | Steel | Industry (steel) | Energetic | industry_steel_demand_methane_energetic | Methane | EU | Energy demand | 5.4199 | FEC
CZ | TYNDP2026 | NT | 2040 | TWh | 225 | Sub_sector | Industry | Steel | Industry (steel) | Energetic | industry_steel_demand_heat_energetic | Heat | EU | Energy demand | 0.62641 | FEC
CZ | TYNDP2026 | NT | 2040 | TWh | 226 | Sub_sector | Industry | Steel | Industry (steel) | Energetic | industry_steel_demand_biomass_energetic | Biomass | EU | Energy demand | 7.25e-05 | FEC
CZ | TYNDP2026 | NT | 2040 | TWh | 227 | Sub_sector | Industry | Steel | Industry (steel) | Energetic | industry_steel_demand_coal_energetic | Solids | EU | Energy demand | 4.6468 | FEC
CZ | TYNDP2026 | NT | 2040 | TWh | 228 | Sub_sector | Industry | Steel | Industry (steel) | Energetic | industry_steel_demand_oil_energetic | Liquids | EU | Energy demand | 0 | FEC
CZ | TYNDP2026 | NT | 2040 | TWh | 229 | Sub_sector | Industry | Steel | Industry (steel) | Energetic | industry_steel_demand_others_energetic | Others | EU | Energy demand | 0 | FEC
CZ | TYNDP2026 | NT | 2040 | TWh | 230 | Sub_sector | Industry | Steel | Industry (steel) | Energetic | industry_steel_demand_ammonia_energetic | Ammonia | EU | Energy demand | 0 | FEC
CZ | TYNDP2026 | NT | 2040 | TWh | 232 | Sub_sector | Transport | Cars | Transport (cars) | Energetic | transport_cars_final_demand_electricity | Electricity | EU | Energy demand | 5.2213 | FEC
CZ | TYNDP2026 | NT | 2040 | TWh | 233 | Sub_sector | Transport | Cars | Transport (cars) | Energetic | transport_cars_final_demand_hydrogen | Hydrogen | EU | Energy demand | 0.11246 | FEC
CZ | TYNDP2026 | NT | 2040 | TWh | 234 | Sub_sector | Transport | Cars | Transport (cars) | Energetic | transport_cars_final_demand_methane | Methane | EU | Energy demand | 0.94397 | FEC
CZ | TYNDP2026 | NT | 2040 | TWh | 235 | Sub_sector | Transport | Cars | Transport (cars) | Energetic | transport_cars_final_demand_heat | Heat | EU | Energy demand | 0 | FEC
CZ | TYNDP2026 | NT | 2040 | TWh | 236 | Sub_sector | Transport | Cars | Transport (cars) | Energetic | transport_cars_final_demand_biomass | Biomass | EU | Energy demand | 0 | FEC
CZ | TYNDP2026 | NT | 2040 | TWh | 237 | Sub_sector | Transport | Cars | Transport (cars) | Energetic | transport_cars_final_demand_coal | Solids | EU | Energy demand | 0 | FEC
CZ | TYNDP2026 | NT | 2040 | TWh | 238 | Sub_sector | Transport | Cars | Transport (cars) | Energetic | transport_cars_final_demand_oil | Liquids | EU | Energy demand | 29.3958 | FEC
CZ | TYNDP2026 | NT | 2040 | TWh | 239 | Sub_sector | Transport | Cars | Transport (cars) | Energetic | transport_cars_final_demand_other | Others | EU | Energy demand | 0 | FEC
CZ | TYNDP2026 | NT | 2040 | TWh | 240 | Sub_sector | Transport | Cars | Transport (cars) | Energetic | transport_cars_final_demand_ammonia | Ammonia | EU | Energy demand | 0 | FEC
CZ | TYNDP2026 | NT | 2040 | TWh | 242 | Sub_sector | Transport | Busses | Transport (busses) | Energetic | transport_busses_final_demand_electricity | Electricity | EU | Energy demand | 0.77582 | FEC
CZ | TYNDP2026 | NT | 2040 | TWh | 243 | Sub_sector | Transport | Busses | Transport (busses) | Energetic | transport_busses_final_demand_hydrogen | Hydrogen | EU | Energy demand | 0 | FEC
CZ | TYNDP2026 | NT | 2040 | TWh | 244 | Sub_sector | Transport | Busses | Transport (busses) | Energetic | transport_busses_final_demand_methane | Methane | EU | Energy demand | 0.47073 | FEC
CZ | TYNDP2026 | NT | 2040 | TWh | 245 | Sub_sector | Transport | Busses | Transport (busses) | Energetic | transport_busses_final_demand_heat | Heat | EU | Energy demand | 0 | FEC
CZ | TYNDP2026 | NT | 2040 | TWh | 246 | Sub_sector | Transport | Busses | Transport (busses) | Energetic | transport_busses_final_demand_biomass | Biomass | EU | Energy demand | 0 | FEC
CZ | TYNDP2026 | NT | 2040 | TWh | 247 | Sub_sector | Transport | Busses | Transport (busses) | Energetic | transport_busses_final_demand_coal | Solids | EU | Energy demand | 0 | FEC
CZ | TYNDP2026 | NT | 2040 | TWh | 248 | Sub_sector | Transport | Busses | Transport (busses) | Energetic | transport_busses_final_demand_oil | Liquids | EU | Energy demand | 2.726 | FEC
CZ | TYNDP2026 | NT | 2040 | TWh | 249 | Sub_sector | Transport | Busses | Transport (busses) | Energetic | transport_busses_final_demand_other | Others | EU | Energy demand | 0 | FEC
CZ | TYNDP2026 | NT | 2040 | TWh | 250 | Sub_sector | Transport | Busses | Transport (busses) | Energetic | transport_busses_final_demand_ammonia | Ammonia | EU | Energy demand | 0 | FEC
CZ | TYNDP2026 | NT | 2040 | TWh | 252 | Sub_sector | Transport | Trucks | Transport (trucks) | Energetic | transport_trucks_final_demand_electricity | Electricity | EU | Energy demand | 1.8023 | FEC
CZ | TYNDP2026 | NT | 2040 | TWh | 253 | Sub_sector | Transport | Trucks | Transport (trucks) | Energetic | transport_trucks_final_demand_hydrogen | Hydrogen | EU | Energy demand | 1.0795 | FEC
CZ | TYNDP2026 | NT | 2040 | TWh | 254 | Sub_sector | Transport | Trucks | Transport (trucks) | Energetic | transport_trucks_final_demand_methane | Methane | EU | Energy demand | 1.1544 | FEC
CZ | TYNDP2026 | NT | 2040 | TWh | 255 | Sub_sector | Transport | Trucks | Transport (trucks) | Energetic | transport_trucks_final_demand_heat | Heat | EU | Energy demand | 0 | FEC
CZ | TYNDP2026 | NT | 2040 | TWh | 256 | Sub_sector | Transport | Trucks | Transport (trucks) | Energetic | transport_trucks_final_demand_biomass | Biomass | EU | Energy demand | 0 | FEC
CZ | TYNDP2026 | NT | 2040 | TWh | 257 | Sub_sector | Transport | Trucks | Transport (trucks) | Energetic | transport_trucks_final_demand_coal | Solids | EU | Energy demand | 0 | FEC
CZ | TYNDP2026 | NT | 2040 | TWh | 258 | Sub_sector | Transport | Trucks | Transport (trucks) | Energetic | transport_trucks_final_demand_oil | Liquids | EU | Energy demand | 8.7677 | FEC
CZ | TYNDP2026 | NT | 2040 | TWh | 259 | Sub_sector | Transport | Trucks | Transport (trucks) | Energetic | transport_trucks_final_demand_other | Others | EU | Energy demand | 0 | FEC
CZ | TYNDP2026 | NT | 2040 | TWh | 260 | Sub_sector | Transport | Trucks | Transport (trucks) | Energetic | transport_trucks_final_demand_ammonia | Ammonia | EU | Energy demand | 0 | FEC
CZ | TYNDP2026 | NT | 2040 | TWh | 262 | Sub_sector | Transport | Vans | Transport (vans) | Energetic | transport_vans_final_demand_electricity | Electricity | EU | Energy demand | 0.88119 | FEC
CZ | TYNDP2026 | NT | 2040 | TWh | 263 | Sub_sector | Transport | Vans | Transport (vans) | Energetic | transport_vans_final_demand_hydrogen | Hydrogen | EU | Energy demand | 0.13312 | FEC
CZ | TYNDP2026 | NT | 2040 | TWh | 264 | Sub_sector | Transport | Vans | Transport (vans) | Energetic | transport_vans_final_demand_methane | Methane | EU | Energy demand | 0.16697 | FEC
CZ | TYNDP2026 | NT | 2040 | TWh | 265 | Sub_sector | Transport | Vans | Transport (vans) | Energetic | transport_vans_final_demand_heat | Heat | EU | Energy demand | 0 | FEC
CZ | TYNDP2026 | NT | 2040 | TWh | 266 | Sub_sector | Transport | Vans | Transport (vans) | Energetic | transport_vans_final_demand_biomass | Biomass | EU | Energy demand | 0 | FEC
CZ | TYNDP2026 | NT | 2040 | TWh | 267 | Sub_sector | Transport | Vans | Transport (vans) | Energetic | transport_vans_final_demand_coal | Solids | EU | Energy demand | 0 | FEC
CZ | TYNDP2026 | NT | 2040 | TWh | 268 | Sub_sector | Transport | Vans | Transport (vans) | Energetic | transport_vans_final_demand_oil | Liquids | EU | Energy demand | 2.4463 | FEC
CZ | TYNDP2026 | NT | 2040 | TWh | 269 | Sub_sector | Transport | Vans | Transport (vans) | Energetic | transport_vans_final_demand_other | Others | EU | Energy demand | 0 | FEC
CZ | TYNDP2026 | NT | 2040 | TWh | 270 | Sub_sector | Transport | Vans | Transport (vans) | Energetic | transport_vans_final_demand_ammonia | Ammonia | EU | Energy demand | 0 | FEC
CZ | TYNDP2026 | NT | 2040 | TWh | 272 | Sub_sector | Transport | Freight trains | Transport (trains) | Energetic | transport_trains_final_demand_electricity | Electricity | EU | Energy demand | 2.718 | FEC
CZ | TYNDP2026 | NT | 2040 | TWh | 273 | Sub_sector | Transport | Freight trains | Transport (trains) | Energetic | transport_trains_final_demand_hydrogen | Hydrogen | EU | Energy demand | 0 | FEC
CZ | TYNDP2026 | NT | 2040 | TWh | 274 | Sub_sector | Transport | Freight trains | Transport (trains) | Energetic | transport_trains_final_demand_methane | Methane | EU | Energy demand | 0 | FEC
CZ | TYNDP2026 | NT | 2040 | TWh | 275 | Sub_sector | Transport | Freight trains | Transport (trains) | Energetic | transport_trains_final_demand_heat | Heat | EU | Energy demand | 0 | FEC
CZ | TYNDP2026 | NT | 2040 | TWh | 276 | Sub_sector | Transport | Freight trains | Transport (trains) | Energetic | transport_trains_final_demand_biomass | Biomass | EU | Energy demand | 0 | FEC
CZ | TYNDP2026 | NT | 2040 | TWh | 277 | Sub_sector | Transport | Freight trains | Transport (trains) | Energetic | transport_trains_final_demand_coal | Solids | EU | Energy demand | 0 | FEC
CZ | TYNDP2026 | NT | 2040 | TWh | 278 | Sub_sector | Transport | Freight trains | Transport (trains) | Energetic | transport_trains_final_demand_oil | Liquids | EU | Energy demand | 0.45101 | FEC
CZ | TYNDP2026 | NT | 2040 | TWh | 279 | Sub_sector | Transport | Freight trains | Transport (trains) | Energetic | transport_trains_final_demand_other | Others | EU | Energy demand | 0 | FEC
CZ | TYNDP2026 | NT | 2040 | TWh | 280 | Sub_sector | Transport | Freight trains | Transport (trains) | Energetic | transport_trains_final_demand_ammonia | Ammonia | EU | Energy demand | 0 | FEC
CZ | TYNDP2026 | NT | 2040 | TWh | 282 | Sub_sector | Transport | Ships | Transport (ships) | Energetic | transport_ships_final_demand_electricity | Electricity | EU | Energy demand | 0 | FEC
CZ | TYNDP2026 | NT | 2040 | TWh | 283 | Sub_sector | Transport | Ships | Transport (ships) | Energetic | transport_ships_final_demand_hydrogen | Hydrogen | EU | Energy demand | 0.00020094 | FEC
CZ | TYNDP2026 | NT | 2040 | TWh | 284 | Sub_sector | Transport | Ships | Transport (ships) | Energetic | transport_ships_final_demand_methane | Methane | EU | Energy demand | 0.0013779 | FEC
CZ | TYNDP2026 | NT | 2040 | TWh | 285 | Sub_sector | Transport | Ships | Transport (ships) | Energetic | transport_ships_final_demand_heat | Heat | EU | Energy demand | 0 | FEC
CZ | TYNDP2026 | NT | 2040 | TWh | 286 | Sub_sector | Transport | Ships | Transport (ships) | Energetic | transport_ships_final_demand_biomass | Biomass | EU | Energy demand | 0 | FEC
CZ | TYNDP2026 | NT | 2040 | TWh | 287 | Sub_sector | Transport | Ships | Transport (ships) | Energetic | transport_ships_final_demand_coal | Solids | EU | Energy demand | 0 | FEC
CZ | TYNDP2026 | NT | 2040 | TWh | 288 | Sub_sector | Transport | Ships | Transport (ships) | Energetic | transport_ships_final_demand_oil | Liquids | EU | Energy demand | 0.0012774 | FEC
CZ | TYNDP2026 | NT | 2040 | TWh | 289 | Sub_sector | Transport | Ships | Transport (ships) | Energetic | transport_ships_final_demand_other | Others | EU | Energy demand | 0 | FEC
CZ | TYNDP2026 | NT | 2040 | TWh | 290 | Sub_sector | Transport | Ships | Transport (ships) | Energetic | transport_ships_final_demand_ammonia | Ammonia | EU | Energy demand | 0 | FEC
CZ | TYNDP2026 | NT | 2040 | TWh | 292 | Sub_sector | Transport | Planes | Transport (planes) | Energetic | transport_planes_final_demand_electricity | Electricity | EU | Energy demand | 0.022572 | FEC
CZ | TYNDP2026 | NT | 2040 | TWh | 293 | Sub_sector | Transport | Planes | Transport (planes) | Energetic | transport_planes_final_demand_hydrogen | Hydrogen | EU | Energy demand | 0.028816 | FEC
CZ | TYNDP2026 | NT | 2040 | TWh | 294 | Sub_sector | Transport | Planes | Transport (planes) | Energetic | transport_planes_final_demand_methane | Methane | EU | Energy demand | 0 | FEC
CZ | TYNDP2026 | NT | 2040 | TWh | 295 | Sub_sector | Transport | Planes | Transport (planes) | Energetic | transport_planes_final_demand_heat | Heat | EU | Energy demand | 0 | FEC
CZ | TYNDP2026 | NT | 2040 | TWh | 296 | Sub_sector | Transport | Planes | Transport (planes) | Energetic | transport_planes_final_demand_biomass | Biomass | EU | Energy demand | 0 | FEC
CZ | TYNDP2026 | NT | 2040 | TWh | 297 | Sub_sector | Transport | Planes | Transport (planes) | Energetic | transport_planes_final_demand_coal | Solids | EU | Energy demand | 0 | FEC
CZ | TYNDP2026 | NT | 2040 | TWh | 298 | Sub_sector | Transport | Planes | Transport (planes) | Energetic | transport_planes_final_demand_oil | Liquids | EU | Energy demand | 0.16367 | FEC
CZ | TYNDP2026 | NT | 2040 | TWh | 299 | Sub_sector | Transport | Planes | Transport (planes) | Energetic | transport_planes_final_demand_other | Others | EU | Energy demand | 0 | FEC
CZ | TYNDP2026 | NT | 2040 | TWh | 300 | Sub_sector | Transport | Planes | Transport (planes) | Energetic | transport_planes_final_demand_ammonia | Ammonia | EU | Energy demand | 0 | FEC
CZ | TYNDP2026 | NT | 2040 | TWh | 302 | Sub_sector | Transport | Others | Transport (others) | Energetic | transport_other_final_demand_electricity | Electricity | EU | Energy demand | 0.017993 | FEC
CZ | TYNDP2026 | NT | 2040 | TWh | 303 | Sub_sector | Transport | Others | Transport (others) | Energetic | transport_other_final_demand_hydrogen | Hydrogen | EU | Energy demand | 0 | FEC
CZ | TYNDP2026 | NT | 2040 | TWh | 304 | Sub_sector | Transport | Others | Transport (others) | Energetic | transport_other_final_demand_methane | Methane | EU | Energy demand | 0 | FEC
CZ | TYNDP2026 | NT | 2040 | TWh | 305 | Sub_sector | Transport | Others | Transport (others) | Energetic | transport_other_final_demand_heat | Heat | EU | Energy demand | 0 | FEC
CZ | TYNDP2026 | NT | 2040 | TWh | 306 | Sub_sector | Transport | Others | Transport (others) | Energetic | transport_other_final_demand_biomass | Biomass | EU | Energy demand | 0 | FEC
CZ | TYNDP2026 | NT | 2040 | TWh | 307 | Sub_sector | Transport | Others | Transport (others) | Energetic | transport_other_final_demand_coal | Solids | EU | Energy demand | 0 | FEC
CZ | TYNDP2026 | NT | 2040 | TWh | 308 | Sub_sector | Transport | Others | Transport (others) | Energetic | transport_other_final_demand_oil | Liquids | EU | Energy demand | 0.72049 | FEC
CZ | TYNDP2026 | NT | 2040 | TWh | 309 | Sub_sector | Transport | Others | Transport (others) | Energetic | transport_other_final_demand_other | Others | EU | Energy demand | 0 | FEC
CZ | TYNDP2026 | NT | 2040 | TWh | 310 | Sub_sector | Transport | Others | Transport (others) | Energetic | transport_other_final_demand_ammonia | Ammonia | EU | Energy demand | 0 | FEC
CZ | TYNDP2026 | NT | 2040 | TWh | 312 | Sub_sector | International transport | International aviation | Transport (int. aviation) | Energetic | transport_int_aviation_final_demand_electricity | Electricity | EU | Energy demand | 0 | FEC
CZ | TYNDP2026 | NT | 2040 | TWh | 313 | Sub_sector | International transport | International aviation | Transport (int. aviation) | Energetic | transport_int_aviation_final_demand_hydrogen | Hydrogen | EU | Energy demand | 0 | FEC
CZ | TYNDP2026 | NT | 2040 | TWh | 314 | Sub_sector | International transport | International aviation | Transport (int. aviation) | Energetic | transport_int_aviation_final_demand_methane | Methane | EU | Energy demand | 0 | FEC
CZ | TYNDP2026 | NT | 2040 | TWh | 315 | Sub_sector | International transport | International aviation | Transport (int. aviation) | Energetic | transport_int_aviation_final_demand_heat | Heat | EU | Energy demand | 0 | FEC
CZ | TYNDP2026 | NT | 2040 | TWh | 316 | Sub_sector | International transport | International aviation | Transport (int. aviation) | Energetic | transport_int_aviation_final_demand_biofuels | Biomass | EU | Energy demand | 0 | FEC
CZ | TYNDP2026 | NT | 2040 | TWh | 317 | Sub_sector | International transport | International aviation | Transport (int. aviation) | Energetic | transport_int_aviation_final_demand_coal | Solids | EU | Energy demand | 0 | FEC
CZ | TYNDP2026 | NT | 2040 | TWh | 318 | Sub_sector | International transport | International aviation | Transport (int. aviation) | Energetic | transport_int_aviation_final_demand_oil | Liquids | EU | Energy demand | 4.2783 | FEC
CZ | TYNDP2026 | NT | 2040 | TWh | 319 | Sub_sector | International transport | International aviation | Transport (int. aviation) | Energetic | transport_int_aviation_final_demand_other | Others | EU | Energy demand | 0 | FEC
CZ | TYNDP2026 | NT | 2040 | TWh | 320 | Sub_sector | International transport | International aviation | Transport (int. aviation) | Energetic | transport_int_aviation_final_demand_ammonia | Ammonia | EU | Energy demand | 0 | FEC
CZ | TYNDP2026 | NT | 2040 | TWh | 322 | Sub_sector | International transport | International shipping | Transport (int. shipping) | Energetic | transport_int_shipping_final_demand_electricity | Electricity | EU | Energy demand | 0 | not_included_in_FEC
CZ | TYNDP2026 | NT | 2040 | TWh | 323 | Sub_sector | International transport | International shipping | Transport (int. shipping) | Energetic | transport_int_shipping_final_demand_hydrogen | Hydrogen | EU | Energy demand | 0 | not_included_in_FEC
CZ | TYNDP2026 | NT | 2040 | TWh | 324 | Sub_sector | International transport | International shipping | Transport (int. shipping) | Energetic | transport_int_shipping_final_demand_methane | Methane | EU | Energy demand | 0 | not_included_in_FEC
CZ | TYNDP2026 | NT | 2040 | TWh | 325 | Sub_sector | International transport | International shipping | Transport (int. shipping) | Energetic | transport_int_shipping_final_demand_heat | Heat | EU | Energy demand | 0 | not_included_in_FEC
CZ | TYNDP2026 | NT | 2040 | TWh | 326 | Sub_sector | International transport | International shipping | Transport (int. shipping) | Energetic | transport_int_shipping_final_demand_biofuels | Biomass | EU | Energy demand | 0 | not_included_in_FEC
CZ | TYNDP2026 | NT | 2040 | TWh | 327 | Sub_sector | International transport | International shipping | Transport (int. shipping) | Energetic | transport_int_shipping_final_demand_coal | Solids | EU | Energy demand | 0 | not_included_in_FEC
CZ | TYNDP2026 | NT | 2040 | TWh | 328 | Sub_sector | International transport | International shipping | Transport (int. shipping) | Energetic | transport_int_shipping_final_demand_oil | Liquids | EU | Energy demand | 0 | not_included_in_FEC
CZ | TYNDP2026 | NT | 2040 | TWh | 329 | Sub_sector | International transport | International shipping | Transport (int. shipping) | Energetic | transport_int_shipping_final_demand_other | Others | EU | Energy demand | 0 | not_included_in_FEC
CZ | TYNDP2026 | NT | 2040 | TWh | 330 | Sub_sector | International transport | International shipping | Transport (int. shipping) | Energetic | transport_int_shipping_final_demand_ammonia | Ammonia | EU | Energy demand | 0 | not_included_in_FEC
CZ | TYNDP2026 | NT | 2040 | TWh | 332 | Sub_sector | Households | Space heating | Households (heating) | Energetic | households_heating_final_demand_electricity | Electricity | EU | Energy demand | 19.7161 | FEC
CZ | TYNDP2026 | NT | 2040 | TWh | 333 | Sub_sector | Households | Space heating | Households (heating) | Energetic | households_heating_final_demand_hydrogen | Hydrogen | EU | Energy demand | 0 | FEC
CZ | TYNDP2026 | NT | 2040 | TWh | 334 | Sub_sector | Households | Space heating | Households (heating) | Energetic | households_heating_final_demand_methane | Methane | EU | Energy demand | 14.004 | FEC
CZ | TYNDP2026 | NT | 2040 | TWh | 335 | Sub_sector | Households | Space heating | Households (heating) | Energetic | households_heating_final_demand_heat | Heat | EU | Energy demand | 6.069 | FEC
CZ | TYNDP2026 | NT | 2040 | TWh | 336 | Sub_sector | Households | Space heating | Households (heating) | Energetic | households_heating_final_demand_biomass | Biomass | EU | Energy demand | 16.0944 | FEC
CZ | TYNDP2026 | NT | 2040 | TWh | 337 | Sub_sector | Households | Space heating | Households (heating) | Energetic | households_heating_final_demand_coal | Solids | EU | Energy demand | 1.8592 | FEC
CZ | TYNDP2026 | NT | 2040 | TWh | 338 | Sub_sector | Households | Space heating | Households (heating) | Energetic | households_heating_final_demand_oil | Liquids | EU | Energy demand | 0.051216 | FEC
CZ | TYNDP2026 | NT | 2040 | TWh | 339 | Sub_sector | Households | Space heating | Households (heating) | Energetic | households_heating_final_demand_other | Others | EU | Energy demand | 1.1975 | FEC
CZ | TYNDP2026 | NT | 2040 | TWh | 340 | Sub_sector | Households | Space heating | Households (heating) | Energetic | households_heating_final_demand_ammonia | Ammonia | EU | Energy demand | 0 | FEC
CZ | TYNDP2026 | NT | 2040 | TWh | 343 | Sub_sector | Households | Cooling | Households (cooling) | Energetic | households_cooling_final_demand_electricity | Electricity | EU | Energy demand | 0.10594 | FEC
CZ | TYNDP2026 | NT | 2040 | TWh | 344 | Sub_sector | Households | Cooling | Households (cooling) | Energetic | households_cooling_final_demand_hydrogen | Hydrogen | EU | Energy demand | 0 | FEC
CZ | TYNDP2026 | NT | 2040 | TWh | 345 | Sub_sector | Households | Cooling | Households (cooling) | Energetic | households_cooling_final_demand_methane | Methane | EU | Energy demand | 0 | FEC
CZ | TYNDP2026 | NT | 2040 | TWh | 346 | Sub_sector | Households | Cooling | Households (cooling) | Energetic | households_cooling_final_demand_heat | Heat | EU | Energy demand | 0 | FEC
CZ | TYNDP2026 | NT | 2040 | TWh | 347 | Sub_sector | Households | Cooling | Households (cooling) | Energetic | households_cooling_final_demand_biomass | Biomass | EU | Energy demand | 0 | FEC
CZ | TYNDP2026 | NT | 2040 | TWh | 348 | Sub_sector | Households | Cooling | Households (cooling) | Energetic | households_cooling_final_demand_coal | Solids | EU | Energy demand | 0 | FEC
CZ | TYNDP2026 | NT | 2040 | TWh | 349 | Sub_sector | Households | Cooling | Households (cooling) | Energetic | households_cooling_final_demand_oil | Liquids | EU | Energy demand | 0 | FEC
CZ | TYNDP2026 | NT | 2040 | TWh | 350 | Sub_sector | Households | Cooling | Households (cooling) | Energetic | households_cooling_final_demand_other | Others | EU | Energy demand | 0 | FEC
CZ | TYNDP2026 | NT | 2040 | TWh | 351 | Sub_sector | Households | Cooling | Households (cooling) | Energetic | households_cooling_final_demand_ammonia | Ammonia | EU | Energy demand | 0 | FEC
CZ | TYNDP2026 | NT | 2040 | TWh | 354 | Sub_sector | Households | Hot water | Households (hot water) | Energetic | households_hot_water_final_demand_electricity | Electricity | EU | Energy demand | 2.6372 | FEC
CZ | TYNDP2026 | NT | 2040 | TWh | 355 | Sub_sector | Households | Hot water | Households (hot water) | Energetic | households_hot_water_final_demand_hydrogen | Hydrogen | EU | Energy demand | 0 | FEC
CZ | TYNDP2026 | NT | 2040 | TWh | 356 | Sub_sector | Households | Hot water | Households (hot water) | Energetic | households_hot_water_final_demand_methane | Methane | EU | Energy demand | 3.3579 | FEC
CZ | TYNDP2026 | NT | 2040 | TWh | 357 | Sub_sector | Households | Hot water | Households (hot water) | Energetic | households_hot_water_final_demand_heat | Heat | EU | Energy demand | 1.924 | FEC
CZ | TYNDP2026 | NT | 2040 | TWh | 358 | Sub_sector | Households | Hot water | Households (hot water) | Energetic | households_hot_water_final_demand_biomass | Biomass | EU | Energy demand | 2.6704 | FEC
CZ | TYNDP2026 | NT | 2040 | TWh | 359 | Sub_sector | Households | Hot water | Households (hot water) | Energetic | households_hot_water_final_demand_coal | Solids | EU | Energy demand | 0.23271 | FEC
CZ | TYNDP2026 | NT | 2040 | TWh | 360 | Sub_sector | Households | Hot water | Households (hot water) | Energetic | households_hot_water_final_demand_oil | Liquids | EU | Energy demand | 0.0064106 | FEC
CZ | TYNDP2026 | NT | 2040 | TWh | 361 | Sub_sector | Households | Hot water | Households (hot water) | Energetic | households_hot_water_final_demand_other | Others | EU | Energy demand | 0.89808 | FEC
CZ | TYNDP2026 | NT | 2040 | TWh | 362 | Sub_sector | Households | Hot water | Households (hot water) | Energetic | households_hot_water_final_demand_ammonia | Ammonia | EU | Energy demand | 0 | FEC
CZ | TYNDP2026 | NT | 2040 | TWh | 365 | Sub_sector | Households | Appliances | Households (appliances) | Energetic | households_appliances_final_demand_electricity | Electricity | EU | Energy demand | 6.2223 | FEC
CZ | TYNDP2026 | NT | 2040 | TWh | 366 | Sub_sector | Households | Appliances | Households (appliances) | Energetic | households_appliances_final_demand_hydrogen | Hydrogen | EU | Energy demand | 0 | FEC
CZ | TYNDP2026 | NT | 2040 | TWh | 367 | Sub_sector | Households | Appliances | Households (appliances) | Energetic | households_appliances_final_demand_methane | Methane | EU | Energy demand | 1.9438 | FEC
CZ | TYNDP2026 | NT | 2040 | TWh | 368 | Sub_sector | Households | Appliances | Households (appliances) | Energetic | households_appliances_final_demand_heat | Heat | EU | Energy demand | 0 | FEC
CZ | TYNDP2026 | NT | 2040 | TWh | 369 | Sub_sector | Households | Appliances | Households (appliances) | Energetic | households_appliances_final_demand_biomass | Biomass | EU | Energy demand | 0.11433 | FEC
CZ | TYNDP2026 | NT | 2040 | TWh | 370 | Sub_sector | Households | Appliances | Households (appliances) | Energetic | households_appliances_final_demand_coal | Solids | EU | Energy demand | 0 | FEC
CZ | TYNDP2026 | NT | 2040 | TWh | 371 | Sub_sector | Households | Appliances | Households (appliances) | Energetic | households_appliances_final_demand_oil | Liquids | EU | Energy demand | 0 | FEC
CZ | TYNDP2026 | NT | 2040 | TWh | 372 | Sub_sector | Households | Appliances | Households (appliances) | Energetic | households_appliances_final_demand_other | Others | EU | Energy demand | 0 | FEC
CZ | TYNDP2026 | NT | 2040 | TWh | 373 | Sub_sector | Households | Appliances | Households (appliances) | Energetic | households_appliances_final_demand_ammonia | Ammonia | EU | Energy demand | 0 | FEC
CZ | TYNDP2026 | NT | 2040 | TWh | 375 | Sub_sector | Buildings | Space heating | Buildings (heat) | Energetic | buildings_heat_final_demand_electricity | Electricity | EU | Energy demand | 7.3606 | FEC
CZ | TYNDP2026 | NT | 2040 | TWh | 376 | Sub_sector | Buildings | Space heating | Buildings (heat) | Energetic | buildings_heat_final_demand_hydrogen | Hydrogen | EU | Energy demand | 0 | FEC
CZ | TYNDP2026 | NT | 2040 | TWh | 377 | Sub_sector | Buildings | Space heating | Buildings (heat) | Energetic | buildings_heat_final_demand_methane | Methane | EU | Energy demand | 6.0231 | FEC
CZ | TYNDP2026 | NT | 2040 | TWh | 378 | Sub_sector | Buildings | Space heating | Buildings (heat) | Energetic | buildings_heat_final_demand_heat | Heat | EU | Energy demand | 5.0735 | FEC
CZ | TYNDP2026 | NT | 2040 | TWh | 379 | Sub_sector | Buildings | Space heating | Buildings (heat) | Energetic | buildings_heat_final_demand_biomass | Biomass | EU | Energy demand | 0.70016 | FEC
CZ | TYNDP2026 | NT | 2040 | TWh | 380 | Sub_sector | Buildings | Space heating | Buildings (heat) | Energetic | buildings_heat_final_demand_coal | Solids | EU | Energy demand | 0.072748 | FEC
CZ | TYNDP2026 | NT | 2040 | TWh | 381 | Sub_sector | Buildings | Space heating | Buildings (heat) | Energetic | buildings_heat_final_demand_oil | Liquids | EU | Energy demand | 0.039112 | FEC
CZ | TYNDP2026 | NT | 2040 | TWh | 382 | Sub_sector | Buildings | Space heating | Buildings (heat) | Energetic | buildings_heat_final_demand_other | Others | EU | Energy demand | 0.0060512 | FEC
CZ | TYNDP2026 | NT | 2040 | TWh | 383 | Sub_sector | Buildings | Space heating | Buildings (heat) | Energetic | buildings_heat_final_demand_ammonia | Ammonia | EU | Energy demand | 0 | FEC
CZ | TYNDP2026 | NT | 2040 | TWh | 386 | Sub_sector | Buildings | Cooling | Buildings (cooling) | Energetic | buildings_cooling_final_demand_electricity | Electricity | EU | Energy demand | 0.3586 | FEC
CZ | TYNDP2026 | NT | 2040 | TWh | 387 | Sub_sector | Buildings | Cooling | Buildings (cooling) | Energetic | buildings_cooling_final_demand_hydrogen | Hydrogen | EU | Energy demand | 0 | FEC
CZ | TYNDP2026 | NT | 2040 | TWh | 388 | Sub_sector | Buildings | Cooling | Buildings (cooling) | Energetic | buildings_cooling_final_demand_methane | Methane | EU | Energy demand | 0 | FEC
CZ | TYNDP2026 | NT | 2040 | TWh | 389 | Sub_sector | Buildings | Cooling | Buildings (cooling) | Energetic | buildings_cooling_final_demand_heat | Heat | EU | Energy demand | 0 | FEC
CZ | TYNDP2026 | NT | 2040 | TWh | 390 | Sub_sector | Buildings | Cooling | Buildings (cooling) | Energetic | buildings_cooling_final_demand_biomass | Biomass | EU | Energy demand | 0 | FEC
CZ | TYNDP2026 | NT | 2040 | TWh | 391 | Sub_sector | Buildings | Cooling | Buildings (cooling) | Energetic | buildings_cooling_final_demand_coal | Solids | EU | Energy demand | 0 | FEC
CZ | TYNDP2026 | NT | 2040 | TWh | 392 | Sub_sector | Buildings | Cooling | Buildings (cooling) | Energetic | buildings_cooling_final_demand_oil | Liquids | EU | Energy demand | 0 | FEC
CZ | TYNDP2026 | NT | 2040 | TWh | 393 | Sub_sector | Buildings | Cooling | Buildings (cooling) | Energetic | buildings_cooling_final_demand_other | Others | EU | Energy demand | 0 | FEC
CZ | TYNDP2026 | NT | 2040 | TWh | 394 | Sub_sector | Buildings | Cooling | Buildings (cooling) | Energetic | buildings_cooling_final_demand_ammonia | Ammonia | EU | Energy demand | 0 | FEC
CZ | TYNDP2026 | NT | 2040 | TWh | 397 | Sub_sector | Buildings | Appliances | Buildings (appliances) | Energetic | buildings_appliances_final_demand_electricity | Electricity | EU | Energy demand | 7.6705 | FEC
CZ | TYNDP2026 | NT | 2040 | TWh | 398 | Sub_sector | Buildings | Appliances | Buildings (appliances) | Energetic | buildings_appliances_final_demand_hydrogen | Hydrogen | EU | Energy demand | 0 | FEC
CZ | TYNDP2026 | NT | 2040 | TWh | 399 | Sub_sector | Buildings | Appliances | Buildings (appliances) | Energetic | buildings_appliances_final_demand_methane | Methane | EU | Energy demand | 3.199 | FEC
CZ | TYNDP2026 | NT | 2040 | TWh | 400 | Sub_sector | Buildings | Appliances | Buildings (appliances) | Energetic | buildings_appliances_final_demand_heat | Heat | EU | Energy demand | 0 | FEC
CZ | TYNDP2026 | NT | 2040 | TWh | 401 | Sub_sector | Buildings | Appliances | Buildings (appliances) | Energetic | buildings_appliances_final_demand_biomass | Biomass | EU | Energy demand | 0 | FEC
CZ | TYNDP2026 | NT | 2040 | TWh | 402 | Sub_sector | Buildings | Appliances | Buildings (appliances) | Energetic | buildings_appliances_final_demand_coal | Solids | EU | Energy demand | 0 | FEC
CZ | TYNDP2026 | NT | 2040 | TWh | 403 | Sub_sector | Buildings | Appliances | Buildings (appliances) | Energetic | buildings_appliances_final_demand_oil | Liquids | EU | Energy demand | 0 | FEC
CZ | TYNDP2026 | NT | 2040 | TWh | 404 | Sub_sector | Buildings | Appliances | Buildings (appliances) | Energetic | buildings_appliances_final_demand_other | Others | EU | Energy demand | 0 | FEC
CZ | TYNDP2026 | NT | 2040 | TWh | 405 | Sub_sector | Buildings | Appliances | Buildings (appliances) | Energetic | buildings_appliances_final_demand_ammonia | Ammonia | EU | Energy demand | 0 | FEC
CZ | TYNDP2026 | NT | 2040 | TWh | 407 | Sub_sector | Buildings | Datacenters | Datacenters & ICT | Energetic | datacentres_final_demand_electricity_energetic | Electricity | EU | Energy demand | 3.376 | FEC
CZ | TYNDP2026 | NT | 2040 | TWh | 408 | Sub_sector | Buildings | Datacenters | Datacenters & ICT | Energetic | datacentres_final_demand_hydrogen_energetic | Hydrogen | EU | Energy demand | 0 | FEC
CZ | TYNDP2026 | NT | 2040 | TWh | 409 | Sub_sector | Buildings | Datacenters | Datacenters & ICT | Energetic | datacentres_final_demand_methane_energetic | Methane | EU | Energy demand | 0 | FEC
CZ | TYNDP2026 | NT | 2040 | TWh | 410 | Sub_sector | Buildings | Datacenters | Datacenters & ICT | Energetic | datacentres_final_demand_heat_energetic | Heat | EU | Energy demand | 0 | FEC
CZ | TYNDP2026 | NT | 2040 | TWh | 411 | Sub_sector | Buildings | Datacenters | Datacenters & ICT | Energetic | datacentres_final_demand_biomass_energetic | Biomass | EU | Energy demand | 0 | FEC
CZ | TYNDP2026 | NT | 2040 | TWh | 412 | Sub_sector | Buildings | Datacenters | Datacenters & ICT | Energetic | datacentres_final_demand_coal_energetic | Solids | EU | Energy demand | 0 | FEC
CZ | TYNDP2026 | NT | 2040 | TWh | 413 | Sub_sector | Buildings | Datacenters | Datacenters & ICT | Energetic | datacentres_final_demand_oil_energetic | Liquids | EU | Energy demand | 0 | FEC
CZ | TYNDP2026 | NT | 2040 | TWh | 414 | Sub_sector | Buildings | Datacenters | Datacenters & ICT | Energetic | datacentres_final_demand_other_energetic | Others | EU | Energy demand | 0 | FEC
CZ | TYNDP2026 | NT | 2040 | TWh | 415 | Sub_sector | Buildings | Datacenters | Datacenters & ICT | Energetic | datacentres_final_demand_ammonia_energetic | Ammonia | EU | Energy demand | 0 | FEC
CZ | TYNDP2026 | NT | 2040 | TWh | 417 | Sub_sector | Transport | Others_Sector | Others_Sector | Energetic | other_final_demand_electricity_energetic | Electricity | EU | Energy demand | 0 | FEC
CZ | TYNDP2026 | NT | 2040 | TWh | 418 | Sub_sector | Transport | Others_Sector | Others_Sector | Energetic | other_final_demand_hydrogen_energetic | Hydrogen | EU | Energy demand | 0 | FEC
CZ | TYNDP2026 | NT | 2040 | TWh | 419 | Sub_sector | Transport | Pipeline Transport | Others_Sector | Energetic | other_final_demand_methane_energetic | Methane | EU | Energy demand | 0.63072 | FEC
CZ | TYNDP2026 | NT | 2040 | TWh | 420 | Sub_sector | Transport | Others_Sector | Others_Sector | Energetic | other_final_demand_heat_energetic | Heat | EU | Energy demand | 0 | FEC
CZ | TYNDP2026 | NT | 2040 | TWh | 421 | Sub_sector | Transport | Others_Sector | Others_Sector | Energetic | other_final_demand_biomass_energetic | Biomass | EU | Energy demand | 0 | FEC
CZ | TYNDP2026 | NT | 2040 | TWh | 422 | Sub_sector | Transport | Others_Sector | Others_Sector | Energetic | other_final_demand_coal_energetic | Solids | EU | Energy demand | 0 | FEC
CZ | TYNDP2026 | NT | 2040 | TWh | 423 | Sub_sector | Transport | Others_Sector | Others_Sector | Energetic | other_final_demand_oil_energetic | Liquids | EU | Energy demand | 0.13113 | FEC
CZ | TYNDP2026 | NT | 2040 | TWh | 424 | Sub_sector | Others_Sector | Others_Sector | Others_Sector | Non-energetic | other_final_demand_oil_non_energetic | Liquids | EU | Energy demand | 1.8198 | not_included_in_FEC
CZ | TYNDP2026 | NT | 2040 | TWh | 425 | Sub_sector | Transport | Others_Sector | Others_Sector | Energetic | other_final_demand_other_energetic | Others | EU | Energy demand | 0 | FEC
CZ | TYNDP2026 | NT | 2040 | TWh | 426 | Sub_sector | Transport | Others_Sector | Others_Sector | Energetic | other_final_demand_ammonia_energetic | Ammonia | EU | Energy demand | 0 | FEC
CZ | TYNDP2026 | NT | 2040 | TWh | 427 | Sub_sector | Industry | Surplus_Heat_in_Industry | Surplus_Heat_in_Industry | Energetic | final_demand_of_industry_unused_local_production_steam_hot_water | Heat | EU | Energy demand | 0 | FEC
CZ | TYNDP2026 | NT | 2040 | TWh | 429 | Sub_sector | Agriculture | Total | Agriculture | Energetic | agriculture_final_demand_electricity_energetic | Electricity | EU | Energy demand | 1.0976 | FEC
CZ | TYNDP2026 | NT | 2040 | TWh | 430 | Sub_sector | Agriculture | Total | Agriculture | Energetic | agriculture_final_demand_hydrogen_energetic | Hydrogen | EU | Energy demand | 0 | FEC
CZ | TYNDP2026 | NT | 2040 | TWh | 431 | Sub_sector | Agriculture | Total | Agriculture | Energetic | agriculture_final_demand_methane_energetic | Methane | EU | Energy demand | 2.4449 | FEC
CZ | TYNDP2026 | NT | 2040 | TWh | 432 | Sub_sector | Agriculture | Total | Agriculture | Energetic | agriculture_final_demand_heat_energetic | Heat | EU | Energy demand | 0.10932 | FEC
CZ | TYNDP2026 | NT | 2040 | TWh | 433 | Sub_sector | Agriculture | Total | Agriculture | Energetic | agriculture_final_demand_biomass_energetic | Biomass | EU | Energy demand | 0.17134 | FEC
CZ | TYNDP2026 | NT | 2040 | TWh | 434 | Sub_sector | Agriculture | Total | Agriculture | Energetic | agriculture_final_demand_coal_energetic | Solids | EU | Energy demand | 0 | FEC
CZ | TYNDP2026 | NT | 2040 | TWh | 435 | Sub_sector | Agriculture | Total | Agriculture | Energetic | agriculture_final_demand_oil_energetic | Liquids | EU | Energy demand | 2.9511 | FEC
CZ | TYNDP2026 | NT | 2040 | TWh | 436 | Sub_sector | Agriculture | Total | Agriculture | Energetic | agriculture_final_demand_other_energetic | Others | EU | Energy demand | 0 | FEC
CZ | TYNDP2026 | NT | 2040 | TWh | 437 | Sub_sector | Agriculture | Total | Agriculture | Energetic | agriculture_final_demand_ammonia_energetic | Ammonia | EU | Energy demand | 0 | FEC
CZ | TYNDP2026 | NT | 2040 | TWh | 447 | Sub_sector | Buildings | Surplus Energy | Buildings | Energetic | GAP | Electricity | EU | Energy demand | 0 | FEC
CZ | TYNDP2026 | NT | 2040 | TWh | 448 | Sub_sector | Buildings | Surplus Energy | Buildings | Energetic | GAP | Hydrogen | EU | Energy demand | 0 | FEC
CZ | TYNDP2026 | NT | 2040 | TWh | 449 | Sub_sector | Buildings | Surplus Energy | Buildings | Energetic | GAP | Methane | EU | Energy demand | 0.071485 | FEC
CZ | TYNDP2026 | NT | 2040 | TWh | 450 | Sub_sector | Buildings | Surplus Energy | Buildings | Energetic | GAP | Heat | EU | Energy demand | 0 | FEC
CZ | TYNDP2026 | NT | 2040 | TWh | 451 | Sub_sector | Buildings | Surplus Energy | Buildings | Energetic | GAP | Biomass | EU | Energy demand | 0.0003045 | FEC
CZ | TYNDP2026 | NT | 2040 | TWh | 452 | Sub_sector | Buildings | Surplus Energy | Buildings | Energetic | GAP | Solids | EU | Energy demand | 0 | FEC
CZ | TYNDP2026 | NT | 2040 | TWh | 453 | Sub_sector | Buildings | Surplus Energy | Buildings | Energetic | GAP | Liquids | EU | Energy demand | 0.0012069 | FEC
CZ | TYNDP2026 | NT | 2040 | TWh | 454 | Sub_sector | Buildings | Surplus Energy | Buildings | Energetic | GAP | Others | EU | Energy demand | 0 | FEC
CZ | TYNDP2026 | NT | 2040 | TWh | 455 | Sub_sector | Buildings | Surplus Energy | Buildings | Energetic | GAP | Ammonia | EU | Energy demand | 0 | FEC
CZ | TYNDP2026 | NT | 2040 | TWh | 456 | Sub_sector | Households | Surplus Energy | Households | Energetic | GAP | Electricity | EU | Energy demand | 0 | FEC
CZ | TYNDP2026 | NT | 2040 | TWh | 457 | Sub_sector | Households | Surplus Energy | Households | Energetic | GAP | Hydrogen | EU | Energy demand | 0 | FEC
CZ | TYNDP2026 | NT | 2040 | TWh | 458 | Sub_sector | Households | Surplus Energy | Households | Energetic | GAP | Methane | EU | Energy demand | 0.43141 | FEC
CZ | TYNDP2026 | NT | 2040 | TWh | 459 | Sub_sector | Households | Surplus Energy | Households | Energetic | GAP | Heat | EU | Energy demand | 0 | FEC
CZ | TYNDP2026 | NT | 2040 | TWh | 460 | Sub_sector | Households | Surplus Energy | Households | Energetic | GAP | Biomass | EU | Energy demand | 0 | FEC
CZ | TYNDP2026 | NT | 2040 | TWh | 461 | Sub_sector | Households | Surplus Energy | Households | Energetic | GAP | Solids | EU | Energy demand | 0 | FEC
CZ | TYNDP2026 | NT | 2040 | TWh | 462 | Sub_sector | Households | Surplus Energy | Households | Energetic | GAP | Liquids | EU | Energy demand | 0 | FEC
CZ | TYNDP2026 | NT | 2040 | TWh | 463 | Sub_sector | Households | Surplus Energy | Households | Energetic | GAP | Others | EU | Energy demand | 0 | FEC
CZ | TYNDP2026 | NT | 2040 | TWh | 464 | Sub_sector | Households | Surplus Energy | Households | Energetic | GAP | Ammonia | EU | Energy demand | 0 | FEC
CZ | TYNDP2026 | NT | 2050 | TWh | 102 | Sub_sector | Industry | Aluminium | Industry (aluminium) | Energetic | industry_aluminium_demand_electricity_energetic | Electricity | EU | Energy demand | 0 | FEC
CZ | TYNDP2026 | NT | 2050 | TWh | 103 | Sub_sector | Industry | Aluminium | Industry (aluminium) | Energetic | industry_aluminium_demand_hydrogen_energetic | Hydrogen | EU | Energy demand | 0 | FEC
CZ | TYNDP2026 | NT | 2050 | TWh | 104 | Sub_sector | Industry | Aluminium | Industry (aluminium) | Energetic | industry_aluminium_demand_methane_energetic | Methane | EU | Energy demand | 0 | FEC
CZ | TYNDP2026 | NT | 2050 | TWh | 105 | Sub_sector | Industry | Aluminium | Industry (aluminium) | Energetic | industry_aluminium_demand_heat_energetic | Heat | EU | Energy demand | 0 | FEC
CZ | TYNDP2026 | NT | 2050 | TWh | 106 | Sub_sector | Industry | Aluminium | Industry (aluminium) | Energetic | industry_aluminium_demand_biomass_energetic | Biomass | EU | Energy demand | 0 | FEC
CZ | TYNDP2026 | NT | 2050 | TWh | 107 | Sub_sector | Industry | Aluminium | Industry (aluminium) | Energetic | industry_aluminium_demand_coal_energetic | Solids | EU | Energy demand | 0 | FEC
CZ | TYNDP2026 | NT | 2050 | TWh | 108 | Sub_sector | Industry | Aluminium | Industry (aluminium) | Energetic | industry_aluminium_demand_oil_energetic | Liquids | EU | Energy demand | 0 | FEC
CZ | TYNDP2026 | NT | 2050 | TWh | 109 | Sub_sector | Industry | Aluminium | Industry (aluminium) | Energetic | industry_aluminium_demand_others_energetic | Others | EU | Energy demand | 0 | FEC
CZ | TYNDP2026 | NT | 2050 | TWh | 110 | Sub_sector | Industry | Aluminium | Industry (aluminium) | Energetic | industry_ammonia_demand_others_energetic | Ammonia | EU | Energy demand | 0 | FEC
CZ | TYNDP2026 | NT | 2050 | TWh | 112 | Sub_sector | Industry | Chemicals | Industry (chemicals, energetic) | Energetic | industry_chemical_demand_electricity_energetic | Electricity | EU | Energy demand | 6.8681 | FEC
CZ | TYNDP2026 | NT | 2050 | TWh | 113 | Sub_sector | Industry | Chemicals | Industry (chemicals, energetic) | Energetic | industry_chemical_demand_hydrogen_energetic | Hydrogen | EU | Energy demand | 1.1639 | FEC
CZ | TYNDP2026 | NT | 2050 | TWh | 114 | Sub_sector | Industry | Chemicals | Industry (chemicals, energetic) | Energetic | industry_chemical_demand_methane_energetic | Methane | EU | Energy demand | 0.46555 | FEC
CZ | TYNDP2026 | NT | 2050 | TWh | 115 | Sub_sector | Industry | Chemicals | Industry (chemicals, energetic) | Energetic | industry_chemical_demand_heat_energetic | Heat | EU | Energy demand | 0.83799 | FEC
CZ | TYNDP2026 | NT | 2050 | TWh | 116 | Sub_sector | Industry | Chemicals | Industry (chemicals, energetic) | Energetic | industry_chemical_demand_biomass_energetic | Biomass | EU | Energy demand | 1.4839 | FEC
CZ | TYNDP2026 | NT | 2050 | TWh | 117 | Sub_sector | Industry | Chemicals | Industry (chemicals, energetic) | Energetic | industry_chemical_demand_coal_energetic | Solids | EU | Energy demand | 0 | FEC
CZ | TYNDP2026 | NT | 2050 | TWh | 118 | Sub_sector | Industry | Chemicals | Industry (chemicals, energetic) | Energetic | industry_chemical_demand_oil_energetic | Liquids | EU | Energy demand | 0 | FEC
CZ | TYNDP2026 | NT | 2050 | TWh | 119 | Sub_sector | Industry | Chemicals | Industry (chemicals, energetic) | Energetic | industry_chemical_demand_others_energetic | Others | EU | Energy demand | 0 | FEC
CZ | TYNDP2026 | NT | 2050 | TWh | 120 | Sub_sector | Industry | Chemicals | Industry (chemicals, energetic) | Energetic | industry_chemical_demand_ammonia_energetic | Ammonia | EU | Energy demand | 0 | FEC
CZ | TYNDP2026 | NT | 2050 | TWh | 122 | Sub_sector | Industry | Chemicals | Industry (chemicals, non-energetic) | Non-energetic | industry_chemical_demand_electricity_non_energetic | Electricity | EU | Energy demand | 0 | not_included_in_FEC
CZ | TYNDP2026 | NT | 2050 | TWh | 123 | Sub_sector | Industry | Chemicals | Industry (chemicals, non-energetic) | Non-energetic | industry_chemical_demand_hydrogen_non_energetic | Hydrogen | EU | Energy demand | 8.7979 | not_included_in_FEC
CZ | TYNDP2026 | NT | 2050 | TWh | 124 | Sub_sector | Industry | Chemicals | Industry (chemicals, non-energetic) | Non-energetic | industry_chemical_demand_methane_non_energetic | Methane | EU | Energy demand | 0.79314 | not_included_in_FEC
CZ | TYNDP2026 | NT | 2050 | TWh | 125 | Sub_sector | Industry | Chemicals | Industry (chemicals, non-energetic) | Non-energetic | industry_chemical_demand_heat_non_energetic | Heat | EU | Energy demand | 0 | not_included_in_FEC
CZ | TYNDP2026 | NT | 2050 | TWh | 126 | Sub_sector | Industry | Chemicals | Industry (chemicals, non-energetic) | Non-energetic | industry_chemical_demand_biomass_non_energetic | Biomass | EU | Energy demand | 8.8139 | not_included_in_FEC
CZ | TYNDP2026 | NT | 2050 | TWh | 127 | Sub_sector | Industry | Chemicals | Industry (chemicals, non-energetic) | Non-energetic | industry_chemical_demand_coal_non_energetic | Solids | EU | Energy demand | 0.031992 | not_included_in_FEC
CZ | TYNDP2026 | NT | 2050 | TWh | 128 | Sub_sector | Industry | Chemicals | Industry (chemicals, non-energetic) | Non-energetic | industry_chemical_demand_oil_non_energetic | Liquids | EU | Energy demand | 8.2234 | not_included_in_FEC
CZ | TYNDP2026 | NT | 2050 | TWh | 129 | Sub_sector | Industry | Chemicals | Industry (chemicals, non-energetic) | Non-energetic | industry_chemical_demand_others_non_energetic | Others | EU | Energy demand | 0 | not_included_in_FEC
CZ | TYNDP2026 | NT | 2050 | TWh | 130 | Sub_sector | Industry | Chemicals | Industry (chemicals, non-energetic) | Non-energetic | industry_chemical_demand_ammonia_non_energetic | Ammonia | EU | Energy demand | 0 | not_included_in_FEC
CZ | TYNDP2026 | NT | 2050 | TWh | 132 | Sub_sector | Industry | Fertilizers | Industry (fertilizers, energetic) | Energetic | industry_fertilizers_demand_electricity_energetic | Electricity | EU | Energy demand | 0.13852 | FEC
CZ | TYNDP2026 | NT | 2050 | TWh | 133 | Sub_sector | Industry | Fertilizers | Industry (fertilizers, energetic) | Energetic | industry_fertilizers_demand_hydrogen_energetic | Hydrogen | EU | Energy demand | 0.5634 | FEC
CZ | TYNDP2026 | NT | 2050 | TWh | 134 | Sub_sector | Industry | Fertilizers | Industry (fertilizers, energetic) | Energetic | industry_fertilizers_demand_methane_energetic | Methane | EU | Energy demand | 0.28701 | FEC
CZ | TYNDP2026 | NT | 2050 | TWh | 135 | Sub_sector | Industry | Fertilizers | Industry (fertilizers, energetic) | Energetic | industry_fertilizers_demand_heat_energetic | Heat | EU | Energy demand | 0 | FEC
CZ | TYNDP2026 | NT | 2050 | TWh | 136 | Sub_sector | Industry | Fertilizers | Industry (fertilizers, energetic) | Energetic | industry_fertilizers_demand_biomass_energetic | Biomass | EU | Energy demand | 0 | FEC
CZ | TYNDP2026 | NT | 2050 | TWh | 137 | Sub_sector | Industry | Fertilizers | Industry (fertilizers, energetic) | Energetic | industry_fertilizers_demand_coal_energetic | Solids | EU | Energy demand | 0 | FEC
CZ | TYNDP2026 | NT | 2050 | TWh | 138 | Sub_sector | Industry | Fertilizers | Industry (fertilizers, energetic) | Energetic | industry_fertilizers_demand_oil_energetic | Liquids | EU | Energy demand | 0 | FEC
CZ | TYNDP2026 | NT | 2050 | TWh | 139 | Sub_sector | Industry | Fertilizers | Industry (fertilizers, energetic) | Energetic | industry_fertilizers_demand_others_energetic | Others | EU | Energy demand | 0 | FEC
CZ | TYNDP2026 | NT | 2050 | TWh | 140 | Sub_sector | Industry | Fertilizers | Industry (fertilizers, energetic) | Energetic | industry_fertilizers_demand_ammonia_energetic | Ammonia | EU | Energy demand | 0 | FEC
CZ | TYNDP2026 | NT | 2050 | TWh | 142 | Sub_sector | Industry | Fertilizers | Industry (fertilizers, non-energetic) | Non-energetic | industry_fertilizers_demand_electricity_non_energetic | Electricity | EU | Energy demand | 0 | not_included_in_FEC
CZ | TYNDP2026 | NT | 2050 | TWh | 143 | Sub_sector | Industry | Fertilizers | Industry (fertilizers, non-energetic) | Non-energetic | industry_fertilizers_demand_hydrogen_non_energetic | Hydrogen | EU | Energy demand | 1.0339 | not_included_in_FEC
CZ | TYNDP2026 | NT | 2050 | TWh | 144 | Sub_sector | Industry | Fertilizers | Industry (fertilizers, non-energetic) | Non-energetic | industry_fertilizers_demand_methane_non_energetic | Methane | EU | Energy demand | 0.73509 | not_included_in_FEC
CZ | TYNDP2026 | NT | 2050 | TWh | 145 | Sub_sector | Industry | Fertilizers | Industry (fertilizers, non-energetic) | Non-energetic | industry_fertilizers_demand_heat_non_energetic | Heat | EU | Energy demand | 0 | not_included_in_FEC
CZ | TYNDP2026 | NT | 2050 | TWh | 146 | Sub_sector | Industry | Fertilizers | Industry (fertilizers, non-energetic) | Non-energetic | industry_fertilizers_demand_biomass_non_energetic | Biomass | EU | Energy demand | 0 | not_included_in_FEC
CZ | TYNDP2026 | NT | 2050 | TWh | 147 | Sub_sector | Industry | Fertilizers | Industry (fertilizers, non-energetic) | Non-energetic | industry_fertilizers_demand_coal_non_energetic | Solids | EU | Energy demand | 0 | not_included_in_FEC
CZ | TYNDP2026 | NT | 2050 | TWh | 148 | Sub_sector | Industry | Fertilizers | Industry (fertilizers, non-energetic) | Non-energetic | industry_fertilizers_demand_oil_non_energetic | Liquids | EU | Energy demand | 0 | not_included_in_FEC
CZ | TYNDP2026 | NT | 2050 | TWh | 149 | Sub_sector | Industry | Fertilizers | Industry (fertilizers, non-energetic) | Non-energetic | industry_fertilizers_demand_others_non_energetic | Others | EU | Energy demand | 0 | not_included_in_FEC
CZ | TYNDP2026 | NT | 2050 | TWh | 150 | Sub_sector | Industry | Fertilizers | Industry (fertilizers, non-energetic) | Non-energetic | industry_fertilizers_demand_ammonia_non_energetic | Ammonia | EU | Energy demand | 0 | not_included_in_FEC
CZ | TYNDP2026 | NT | 2050 | TWh | 152 | Sub_sector | Industry | Food | Industry (food) | Energetic | industry_food_demand_electricity_energetic | Electricity | EU | Energy demand | 2.9676 | FEC
CZ | TYNDP2026 | NT | 2050 | TWh | 153 | Sub_sector | Industry | Food | Industry (food) | Energetic | industry_food_demand_hydrogen_energetic | Hydrogen | EU | Energy demand | 0 | FEC
CZ | TYNDP2026 | NT | 2050 | TWh | 154 | Sub_sector | Industry | Food | Industry (food) | Energetic | industry_food_demand_methane_energetic | Methane | EU | Energy demand | 0.43212 | FEC
CZ | TYNDP2026 | NT | 2050 | TWh | 155 | Sub_sector | Industry | Food | Industry (food) | Energetic | industry_food_demand_heat_energetic | Heat | EU | Energy demand | 0 | FEC
CZ | TYNDP2026 | NT | 2050 | TWh | 156 | Sub_sector | Industry | Food | Industry (food) | Energetic | industry_food_demand_biomass_energetic | Biomass | EU | Energy demand | 0 | FEC
CZ | TYNDP2026 | NT | 2050 | TWh | 157 | Sub_sector | Industry | Food | Industry (food) | Energetic | industry_food_demand_coal_energetic | Solids | EU | Energy demand | 0 | FEC
CZ | TYNDP2026 | NT | 2050 | TWh | 158 | Sub_sector | Industry | Food | Industry (food) | Energetic | industry_food_demand_oil_energetic | Liquids | EU | Energy demand | 0.056796 | FEC
CZ | TYNDP2026 | NT | 2050 | TWh | 159 | Sub_sector | Industry | Food | Industry (food) | Energetic | industry_food_demand_others_energetic | Others | EU | Energy demand | 0 | FEC
CZ | TYNDP2026 | NT | 2050 | TWh | 160 | Sub_sector | Industry | Food | Industry (food) | Energetic | industry_food_demand_ammonia_energetic | Ammonia | EU | Energy demand | 0 | FEC
CZ | TYNDP2026 | NT | 2050 | TWh | 162 | Sub_sector | Industry | Metals | Industry (metal) | Energetic | industry_metal_demand_electricity_energetic | Electricity | EU | Energy demand | 0.39499 | FEC
CZ | TYNDP2026 | NT | 2050 | TWh | 163 | Sub_sector | Industry | Metals | Industry (metal) | Energetic | industry_metal_demand_hydrogen_energetic | Hydrogen | EU | Energy demand | 0 | FEC
CZ | TYNDP2026 | NT | 2050 | TWh | 164 | Sub_sector | Industry | Metals | Industry (metal) | Energetic | industry_metal_demand_methane_energetic | Methane | EU | Energy demand | 0.58957 | FEC
CZ | TYNDP2026 | NT | 2050 | TWh | 165 | Sub_sector | Industry | Metals | Industry (metal) | Energetic | industry_metal_demand_heat_energetic | Heat | EU | Energy demand | 0.011678 | FEC
CZ | TYNDP2026 | NT | 2050 | TWh | 166 | Sub_sector | Industry | Metals | Industry (metal) | Energetic | industry_metal_demand_biomass_energetic | Biomass | EU | Energy demand | 0 | FEC
CZ | TYNDP2026 | NT | 2050 | TWh | 167 | Sub_sector | Industry | Metals | Industry (metal) | Energetic | industry_metal_demand_coal_energetic | Solids | EU | Energy demand | 0.0030959 | FEC
CZ | TYNDP2026 | NT | 2050 | TWh | 168 | Sub_sector | Industry | Metals | Industry (metal) | Energetic | industry_metal_demand_oil_energetic | Liquids | EU | Energy demand | 0 | FEC
CZ | TYNDP2026 | NT | 2050 | TWh | 169 | Sub_sector | Industry | Metals | Industry (metal) | Energetic | industry_metal_demand_others_energetic | Others | EU | Energy demand | 0 | FEC
CZ | TYNDP2026 | NT | 2050 | TWh | 170 | Sub_sector | Industry | Metals | Industry (metal) | Energetic | industry_metal_demand_ammonia_energetic | Ammonia | EU | Energy demand | 0 | FEC
CZ | TYNDP2026 | NT | 2050 | TWh | 172 | Sub_sector | Industry | Others | Industry (other, energetic) | Energetic | industry_other_demand_electricity_energetic | Electricity | EU | Energy demand | 18.1223 | FEC
CZ | TYNDP2026 | NT | 2050 | TWh | 173 | Sub_sector | Industry | Others | Industry (other, energetic) | Energetic | industry_other_demand_hydrogen_energetic | Hydrogen | EU | Energy demand | 1.2643 | FEC
CZ | TYNDP2026 | NT | 2050 | TWh | 174 | Sub_sector | Industry | Others | Industry (other, energetic) | Energetic | industry_other_demand_methane_energetic | Methane | EU | Energy demand | 6.1812 | FEC
CZ | TYNDP2026 | NT | 2050 | TWh | 175 | Sub_sector | Industry | Others | Industry (other, energetic) | Energetic | industry_other_demand_heat_energetic | Heat | EU | Energy demand | 0 | FEC
CZ | TYNDP2026 | NT | 2050 | TWh | 176 | Sub_sector | Industry | Others | Industry (other, energetic) | Energetic | industry_other_demand_biomass_energetic | Biomass | EU | Energy demand | 0.42145 | FEC
CZ | TYNDP2026 | NT | 2050 | TWh | 177 | Sub_sector | Industry | Others | Industry (other, energetic) | Energetic | industry_other_demand_coal_energetic | Solids | EU | Energy demand | 0 | FEC
CZ | TYNDP2026 | NT | 2050 | TWh | 178 | Sub_sector | Industry | Others | Industry (other, energetic) | Energetic | industry_other_demand_oil_energetic | Liquids | EU | Energy demand | 2.1072 | FEC
CZ | TYNDP2026 | NT | 2050 | TWh | 179 | Sub_sector | Industry | Others | Industry (other, energetic) | Energetic | industry_other_demand_others_energetic | Others | EU | Energy demand | 0 | FEC
CZ | TYNDP2026 | NT | 2050 | TWh | 180 | Sub_sector | Industry | Others | Industry (other, energetic) | Energetic | industry_other_demand_ammonia_energetic | Ammonia | EU | Energy demand | 0 | FEC
CZ | TYNDP2026 | NT | 2050 | TWh | 182 | Sub_sector | Industry | Others | Industry (other, non-energetic) | Non-energetic | industry_other_demand_electricity_non_energetic | Electricity | EU | Energy demand | 0 | not_included_in_FEC
CZ | TYNDP2026 | NT | 2050 | TWh | 183 | Sub_sector | Industry | Others | Industry (other, non-energetic) | Non-energetic | industry_other_demand_hydrogen_non_energetic | Hydrogen | EU | Energy demand | 0 | not_included_in_FEC
CZ | TYNDP2026 | NT | 2050 | TWh | 184 | Sub_sector | Industry | Others | Industry (other, non-energetic) | Non-energetic | industry_other_demand_methane_non_energetic | Methane | EU | Energy demand | 0 | not_included_in_FEC
CZ | TYNDP2026 | NT | 2050 | TWh | 185 | Sub_sector | Industry | Others | Industry (other, non-energetic) | Non-energetic | industry_other_demand_heat_non_energetic | Heat | EU | Energy demand | 0 | not_included_in_FEC
CZ | TYNDP2026 | NT | 2050 | TWh | 186 | Sub_sector | Industry | Others | Industry (other, non-energetic) | Non-energetic | industry_other_demand_biomass_non_energetic | Biomass | EU | Energy demand | 0 | not_included_in_FEC
CZ | TYNDP2026 | NT | 2050 | TWh | 187 | Sub_sector | Industry | Others | Industry (other, non-energetic) | Non-energetic | industry_other_demand_coal_non_energetic | Solids | EU | Energy demand | 0 | not_included_in_FEC
CZ | TYNDP2026 | NT | 2050 | TWh | 188 | Sub_sector | Industry | Others | Industry (other, non-energetic) | Non-energetic | industry_other_demand_oil_non_energetic | Liquids | EU | Energy demand | 4.5241 | not_included_in_FEC
CZ | TYNDP2026 | NT | 2050 | TWh | 189 | Sub_sector | Industry | Others | Industry (other, non-energetic) | Non-energetic | industry_other_demand_others_non_energetic | Others | EU | Energy demand | 0 | not_included_in_FEC
CZ | TYNDP2026 | NT | 2050 | TWh | 190 | Sub_sector | Industry | Others | Industry (other, non-energetic) | Non-energetic | industry_other_demand_ammonia_non_energetic | Ammonia | EU | Energy demand | 0 | not_included_in_FEC
CZ | TYNDP2026 | NT | 2050 | TWh | 192 | Sub_sector | Industry | Paper | Industry (paper) | Energetic | industry_paper_demand_electricity_energetic | Electricity | EU | Energy demand | 3.0863 | FEC
CZ | TYNDP2026 | NT | 2050 | TWh | 193 | Sub_sector | Industry | Paper | Industry (paper) | Energetic | industry_paper_demand_hydrogen_energetic | Hydrogen | EU | Energy demand | 0.60455 | FEC
CZ | TYNDP2026 | NT | 2050 | TWh | 194 | Sub_sector | Industry | Paper | Industry (paper) | Energetic | industry_paper_demand_methane_energetic | Methane | EU | Energy demand | 0.062006 | FEC
CZ | TYNDP2026 | NT | 2050 | TWh | 195 | Sub_sector | Industry | Paper | Industry (paper) | Energetic | industry_paper_demand_heat_energetic | Heat | EU | Energy demand | 0 | FEC
CZ | TYNDP2026 | NT | 2050 | TWh | 196 | Sub_sector | Industry | Paper | Industry (paper) | Energetic | industry_paper_demand_biomass_energetic | Biomass | EU | Energy demand | 0.24415 | FEC
CZ | TYNDP2026 | NT | 2050 | TWh | 197 | Sub_sector | Industry | Paper | Industry (paper) | Energetic | industry_paper_demand_coal_energetic | Solids | EU | Energy demand | 0 | FEC
CZ | TYNDP2026 | NT | 2050 | TWh | 198 | Sub_sector | Industry | Paper | Industry (paper) | Energetic | industry_paper_demand_oil_energetic | Liquids | EU | Energy demand | 0 | FEC
CZ | TYNDP2026 | NT | 2050 | TWh | 199 | Sub_sector | Industry | Paper | Industry (paper) | Energetic | industry_paper_demand_others_energetic | Others | EU | Energy demand | 0 | FEC
CZ | TYNDP2026 | NT | 2050 | TWh | 200 | Sub_sector | Industry | Paper | Industry (paper) | Energetic | industry_paper_demand_ammonia_energetic | Ammonia | EU | Energy demand | 0 | FEC
CZ | TYNDP2026 | NT | 2050 | TWh | 202 | Sub_sector | Industry | Refineries | Industry (refineries, energetic) | Energetic | industry_refinery_demand_electricity_energetic | Electricity | EU | Energy demand | 0.10067 | not_included_in_FEC
CZ | TYNDP2026 | NT | 2050 | TWh | 203 | Sub_sector | Industry | Refineries | Industry (refineries, energetic) | Energetic | industry_refinery_demand_hydrogen_energetic | Hydrogen | EU | Energy demand | 0.32034 | not_included_in_FEC
CZ | TYNDP2026 | NT | 2050 | TWh | 204 | Sub_sector | Industry | Refineries | Industry (refineries, energetic) | Energetic | industry_refinery_demand_methane_energetic | Methane | EU | Energy demand | 0.42722 | not_included_in_FEC
CZ | TYNDP2026 | NT | 2050 | TWh | 205 | Sub_sector | Industry | Refineries | Industry (refineries, energetic) | Energetic | industry_refinery_demand_heat_energetic | Heat | EU | Energy demand | 0.033438 | not_included_in_FEC
CZ | TYNDP2026 | NT | 2050 | TWh | 206 | Sub_sector | Industry | Refineries | Industry (refineries, energetic) | Energetic | industry_refinery_demand_biomass_energetic | Biomass | EU | Energy demand | 0 | not_included_in_FEC
CZ | TYNDP2026 | NT | 2050 | TWh | 207 | Sub_sector | Industry | Refineries | Industry (refineries, energetic) | Energetic | industry_refinery_demand_coal_energetic | Solids | EU | Energy demand | 0 | not_included_in_FEC
CZ | TYNDP2026 | NT | 2050 | TWh | 208 | Sub_sector | Industry | Refineries | Industry (refineries, energetic) | Energetic | industry_refinery_demand_oil_energetic | Liquids | EU | Energy demand | 0.30697 | not_included_in_FEC
CZ | TYNDP2026 | NT | 2050 | TWh | 209 | Sub_sector | Industry | Refineries | Industry (refineries, energetic) | Energetic | industry_refinery_demand_others_energetic | Others | EU | Energy demand | 0 | not_included_in_FEC
CZ | TYNDP2026 | NT | 2050 | TWh | 210 | Sub_sector | Industry | Refineries | Industry (refineries, energetic) | Energetic | industry_refinery_demand_ammonia_energetic | Ammonia | EU | Energy demand | 0 | not_included_in_FEC
CZ | TYNDP2026 | NT | 2050 | TWh | 212 | Sub_sector | Industry | Refineries | Industry (refineries, non-energetic) | Non-energetic | industry_refinery_demand_electricity_non_energetic | Electricity | EU | Energy demand | 0 | not_included_in_FEC
CZ | TYNDP2026 | NT | 2050 | TWh | 213 | Sub_sector | Industry | Refineries | Industry (refineries, non-energetic) | Non-energetic | industry_refinery_demand_hydrogen_non_energetic | Hydrogen | EU | Energy demand | 0 | not_included_in_FEC
CZ | TYNDP2026 | NT | 2050 | TWh | 214 | Sub_sector | Industry | Refineries | Industry (refineries, non-energetic) | Non-energetic | industry_refinery_demand_methane_non_energetic | Methane | EU | Energy demand | 0 | not_included_in_FEC
CZ | TYNDP2026 | NT | 2050 | TWh | 215 | Sub_sector | Industry | Refineries | Industry (refineries, non-energetic) | Non-energetic | industry_refinery_demand_heat_non_energetic | Heat | EU | Energy demand | 0 | not_included_in_FEC
CZ | TYNDP2026 | NT | 2050 | TWh | 216 | Sub_sector | Industry | Refineries | Industry (refineries, non-energetic) | Non-energetic | industry_refinery_demand_biomass_non_energetic | Biomass | EU | Energy demand | 0 | not_included_in_FEC
CZ | TYNDP2026 | NT | 2050 | TWh | 217 | Sub_sector | Industry | Refineries | Industry (refineries, non-energetic) | Non-energetic | industry_refinery_demand_coal_non_energetic | Solids | EU | Energy demand | 0 | not_included_in_FEC
CZ | TYNDP2026 | NT | 2050 | TWh | 218 | Sub_sector | Industry | Refineries | Industry (refineries, non-energetic) | Non-energetic | industry_refinery_demand_oil_non_energetic | Liquids | EU | Energy demand | 0 | not_included_in_FEC
CZ | TYNDP2026 | NT | 2050 | TWh | 219 | Sub_sector | Industry | Refineries | Industry (refineries, non-energetic) | Non-energetic | industry_refinery_demand_others_non_energetic | Others | EU | Energy demand | 0 | not_included_in_FEC
CZ | TYNDP2026 | NT | 2050 | TWh | 220 | Sub_sector | Industry | Refineries | Industry (refineries, non-energetic) | Non-energetic | industry_refinery_demand_ammonia_non_energetic | Ammonia | EU | Energy demand | 0 | not_included_in_FEC
CZ | TYNDP2026 | NT | 2050 | TWh | 222 | Sub_sector | Industry | Steel | Industry (steel) | Energetic | industry_steel_demand_electricity_energetic | Electricity | EU | Energy demand | 5.0944 | FEC
CZ | TYNDP2026 | NT | 2050 | TWh | 223 | Sub_sector | Industry | Steel | Industry (steel) | Energetic | industry_steel_demand_hydrogen_energetic | Hydrogen | EU | Energy demand | 3.0023 | FEC
CZ | TYNDP2026 | NT | 2050 | TWh | 224 | Sub_sector | Industry | Steel | Industry (steel) | Energetic | industry_steel_demand_methane_energetic | Methane | EU | Energy demand | 6.7895 | FEC
CZ | TYNDP2026 | NT | 2050 | TWh | 225 | Sub_sector | Industry | Steel | Industry (steel) | Energetic | industry_steel_demand_heat_energetic | Heat | EU | Energy demand | 0.065927 | FEC
CZ | TYNDP2026 | NT | 2050 | TWh | 226 | Sub_sector | Industry | Steel | Industry (steel) | Energetic | industry_steel_demand_biomass_energetic | Biomass | EU | Energy demand | 7.63e-06 | FEC
CZ | TYNDP2026 | NT | 2050 | TWh | 227 | Sub_sector | Industry | Steel | Industry (steel) | Energetic | industry_steel_demand_coal_energetic | Solids | EU | Energy demand | 0.82075 | FEC
CZ | TYNDP2026 | NT | 2050 | TWh | 228 | Sub_sector | Industry | Steel | Industry (steel) | Energetic | industry_steel_demand_oil_energetic | Liquids | EU | Energy demand | 0 | FEC
CZ | TYNDP2026 | NT | 2050 | TWh | 229 | Sub_sector | Industry | Steel | Industry (steel) | Energetic | industry_steel_demand_others_energetic | Others | EU | Energy demand | 0 | FEC
CZ | TYNDP2026 | NT | 2050 | TWh | 230 | Sub_sector | Industry | Steel | Industry (steel) | Energetic | industry_steel_demand_ammonia_energetic | Ammonia | EU | Energy demand | 0 | FEC
CZ | TYNDP2026 | NT | 2050 | TWh | 232 | Sub_sector | Transport | Cars | Transport (cars) | Energetic | transport_cars_final_demand_electricity | Electricity | EU | Energy demand | 12.275 | FEC
CZ | TYNDP2026 | NT | 2050 | TWh | 233 | Sub_sector | Transport | Cars | Transport (cars) | Energetic | transport_cars_final_demand_hydrogen | Hydrogen | EU | Energy demand | 0.45139 | FEC
CZ | TYNDP2026 | NT | 2050 | TWh | 234 | Sub_sector | Transport | Cars | Transport (cars) | Energetic | transport_cars_final_demand_methane | Methane | EU | Energy demand | 1.1723 | FEC
CZ | TYNDP2026 | NT | 2050 | TWh | 235 | Sub_sector | Transport | Cars | Transport (cars) | Energetic | transport_cars_final_demand_heat | Heat | EU | Energy demand | 0 | FEC
CZ | TYNDP2026 | NT | 2050 | TWh | 236 | Sub_sector | Transport | Cars | Transport (cars) | Energetic | transport_cars_final_demand_biomass | Biomass | EU | Energy demand | 0 | FEC
CZ | TYNDP2026 | NT | 2050 | TWh | 237 | Sub_sector | Transport | Cars | Transport (cars) | Energetic | transport_cars_final_demand_coal | Solids | EU | Energy demand | 0 | FEC
CZ | TYNDP2026 | NT | 2050 | TWh | 238 | Sub_sector | Transport | Cars | Transport (cars) | Energetic | transport_cars_final_demand_oil | Liquids | EU | Energy demand | 6.3304 | FEC
CZ | TYNDP2026 | NT | 2050 | TWh | 239 | Sub_sector | Transport | Cars | Transport (cars) | Energetic | transport_cars_final_demand_other | Others | EU | Energy demand | 0 | FEC
CZ | TYNDP2026 | NT | 2050 | TWh | 240 | Sub_sector | Transport | Cars | Transport (cars) | Energetic | transport_cars_final_demand_ammonia | Ammonia | EU | Energy demand | 0 | FEC
CZ | TYNDP2026 | NT | 2050 | TWh | 242 | Sub_sector | Transport | Busses | Transport (busses) | Energetic | transport_busses_final_demand_electricity | Electricity | EU | Energy demand | 0.88352 | FEC
CZ | TYNDP2026 | NT | 2050 | TWh | 243 | Sub_sector | Transport | Busses | Transport (busses) | Energetic | transport_busses_final_demand_hydrogen | Hydrogen | EU | Energy demand | 0.17909 | FEC
CZ | TYNDP2026 | NT | 2050 | TWh | 244 | Sub_sector | Transport | Busses | Transport (busses) | Energetic | transport_busses_final_demand_methane | Methane | EU | Energy demand | 0.61762 | FEC
CZ | TYNDP2026 | NT | 2050 | TWh | 245 | Sub_sector | Transport | Busses | Transport (busses) | Energetic | transport_busses_final_demand_heat | Heat | EU | Energy demand | 0 | FEC
CZ | TYNDP2026 | NT | 2050 | TWh | 246 | Sub_sector | Transport | Busses | Transport (busses) | Energetic | transport_busses_final_demand_biomass | Biomass | EU | Energy demand | 0 | FEC
CZ | TYNDP2026 | NT | 2050 | TWh | 247 | Sub_sector | Transport | Busses | Transport (busses) | Energetic | transport_busses_final_demand_coal | Solids | EU | Energy demand | 0 | FEC
CZ | TYNDP2026 | NT | 2050 | TWh | 248 | Sub_sector | Transport | Busses | Transport (busses) | Energetic | transport_busses_final_demand_oil | Liquids | EU | Energy demand | 2.3755 | FEC
CZ | TYNDP2026 | NT | 2050 | TWh | 249 | Sub_sector | Transport | Busses | Transport (busses) | Energetic | transport_busses_final_demand_other | Others | EU | Energy demand | 0 | FEC
CZ | TYNDP2026 | NT | 2050 | TWh | 250 | Sub_sector | Transport | Busses | Transport (busses) | Energetic | transport_busses_final_demand_ammonia | Ammonia | EU | Energy demand | 0 | FEC
CZ | TYNDP2026 | NT | 2050 | TWh | 252 | Sub_sector | Transport | Trucks | Transport (trucks) | Energetic | transport_trucks_final_demand_electricity | Electricity | EU | Energy demand | 3.1991 | FEC
CZ | TYNDP2026 | NT | 2050 | TWh | 253 | Sub_sector | Transport | Trucks | Transport (trucks) | Energetic | transport_trucks_final_demand_hydrogen | Hydrogen | EU | Energy demand | 2.1705 | FEC
CZ | TYNDP2026 | NT | 2050 | TWh | 254 | Sub_sector | Transport | Trucks | Transport (trucks) | Energetic | transport_trucks_final_demand_methane | Methane | EU | Energy demand | 1.2 | FEC
CZ | TYNDP2026 | NT | 2050 | TWh | 255 | Sub_sector | Transport | Trucks | Transport (trucks) | Energetic | transport_trucks_final_demand_heat | Heat | EU | Energy demand | 0 | FEC
CZ | TYNDP2026 | NT | 2050 | TWh | 256 | Sub_sector | Transport | Trucks | Transport (trucks) | Energetic | transport_trucks_final_demand_biomass | Biomass | EU | Energy demand | 0 | FEC
CZ | TYNDP2026 | NT | 2050 | TWh | 257 | Sub_sector | Transport | Trucks | Transport (trucks) | Energetic | transport_trucks_final_demand_coal | Solids | EU | Energy demand | 0 | FEC
CZ | TYNDP2026 | NT | 2050 | TWh | 258 | Sub_sector | Transport | Trucks | Transport (trucks) | Energetic | transport_trucks_final_demand_oil | Liquids | EU | Energy demand | 4.8147 | FEC
CZ | TYNDP2026 | NT | 2050 | TWh | 259 | Sub_sector | Transport | Trucks | Transport (trucks) | Energetic | transport_trucks_final_demand_other | Others | EU | Energy demand | 0 | FEC
CZ | TYNDP2026 | NT | 2050 | TWh | 260 | Sub_sector | Transport | Trucks | Transport (trucks) | Energetic | transport_trucks_final_demand_ammonia | Ammonia | EU | Energy demand | 0 | FEC
CZ | TYNDP2026 | NT | 2050 | TWh | 262 | Sub_sector | Transport | Vans | Transport (vans) | Energetic | transport_vans_final_demand_electricity | Electricity | EU | Energy demand | 1.4217 | FEC
CZ | TYNDP2026 | NT | 2050 | TWh | 263 | Sub_sector | Transport | Vans | Transport (vans) | Energetic | transport_vans_final_demand_hydrogen | Hydrogen | EU | Energy demand | 0.27579 | FEC
CZ | TYNDP2026 | NT | 2050 | TWh | 264 | Sub_sector | Transport | Vans | Transport (vans) | Energetic | transport_vans_final_demand_methane | Methane | EU | Energy demand | 0.18266 | FEC
CZ | TYNDP2026 | NT | 2050 | TWh | 265 | Sub_sector | Transport | Vans | Transport (vans) | Energetic | transport_vans_final_demand_heat | Heat | EU | Energy demand | 0 | FEC
CZ | TYNDP2026 | NT | 2050 | TWh | 266 | Sub_sector | Transport | Vans | Transport (vans) | Energetic | transport_vans_final_demand_biomass | Biomass | EU | Energy demand | 0 | FEC
CZ | TYNDP2026 | NT | 2050 | TWh | 267 | Sub_sector | Transport | Vans | Transport (vans) | Energetic | transport_vans_final_demand_coal | Solids | EU | Energy demand | 0 | FEC
CZ | TYNDP2026 | NT | 2050 | TWh | 268 | Sub_sector | Transport | Vans | Transport (vans) | Energetic | transport_vans_final_demand_oil | Liquids | EU | Energy demand | 1.2341 | FEC
CZ | TYNDP2026 | NT | 2050 | TWh | 269 | Sub_sector | Transport | Vans | Transport (vans) | Energetic | transport_vans_final_demand_other | Others | EU | Energy demand | 0 | FEC
CZ | TYNDP2026 | NT | 2050 | TWh | 270 | Sub_sector | Transport | Vans | Transport (vans) | Energetic | transport_vans_final_demand_ammonia | Ammonia | EU | Energy demand | 0 | FEC
CZ | TYNDP2026 | NT | 2050 | TWh | 272 | Sub_sector | Transport | Freight trains | Transport (trains) | Energetic | transport_trains_final_demand_electricity | Electricity | EU | Energy demand | 3.4599 | FEC
CZ | TYNDP2026 | NT | 2050 | TWh | 273 | Sub_sector | Transport | Freight trains | Transport (trains) | Energetic | transport_trains_final_demand_hydrogen | Hydrogen | EU | Energy demand | 0.084188 | FEC
CZ | TYNDP2026 | NT | 2050 | TWh | 274 | Sub_sector | Transport | Freight trains | Transport (trains) | Energetic | transport_trains_final_demand_methane | Methane | EU | Energy demand | 0 | FEC
CZ | TYNDP2026 | NT | 2050 | TWh | 275 | Sub_sector | Transport | Freight trains | Transport (trains) | Energetic | transport_trains_final_demand_heat | Heat | EU | Energy demand | 0 | FEC
CZ | TYNDP2026 | NT | 2050 | TWh | 276 | Sub_sector | Transport | Freight trains | Transport (trains) | Energetic | transport_trains_final_demand_biomass | Biomass | EU | Energy demand | 0 | FEC
CZ | TYNDP2026 | NT | 2050 | TWh | 277 | Sub_sector | Transport | Freight trains | Transport (trains) | Energetic | transport_trains_final_demand_coal | Solids | EU | Energy demand | 0 | FEC
CZ | TYNDP2026 | NT | 2050 | TWh | 278 | Sub_sector | Transport | Freight trains | Transport (trains) | Energetic | transport_trains_final_demand_oil | Liquids | EU | Energy demand | 0.07117 | FEC
CZ | TYNDP2026 | NT | 2050 | TWh | 279 | Sub_sector | Transport | Freight trains | Transport (trains) | Energetic | transport_trains_final_demand_other | Others | EU | Energy demand | 0 | FEC
CZ | TYNDP2026 | NT | 2050 | TWh | 280 | Sub_sector | Transport | Freight trains | Transport (trains) | Energetic | transport_trains_final_demand_ammonia | Ammonia | EU | Energy demand | 0 | FEC
CZ | TYNDP2026 | NT | 2050 | TWh | 282 | Sub_sector | Transport | Ships | Transport (ships) | Energetic | transport_ships_final_demand_electricity | Electricity | EU | Energy demand | 0 | FEC
CZ | TYNDP2026 | NT | 2050 | TWh | 283 | Sub_sector | Transport | Ships | Transport (ships) | Energetic | transport_ships_final_demand_hydrogen | Hydrogen | EU | Energy demand | 0.0013335 | FEC
CZ | TYNDP2026 | NT | 2050 | TWh | 284 | Sub_sector | Transport | Ships | Transport (ships) | Energetic | transport_ships_final_demand_methane | Methane | EU | Energy demand | 0.0010646 | FEC
CZ | TYNDP2026 | NT | 2050 | TWh | 285 | Sub_sector | Transport | Ships | Transport (ships) | Energetic | transport_ships_final_demand_heat | Heat | EU | Energy demand | 0 | FEC
CZ | TYNDP2026 | NT | 2050 | TWh | 286 | Sub_sector | Transport | Ships | Transport (ships) | Energetic | transport_ships_final_demand_biomass | Biomass | EU | Energy demand | 0 | FEC
CZ | TYNDP2026 | NT | 2050 | TWh | 287 | Sub_sector | Transport | Ships | Transport (ships) | Energetic | transport_ships_final_demand_coal | Solids | EU | Energy demand | 0 | FEC
CZ | TYNDP2026 | NT | 2050 | TWh | 288 | Sub_sector | Transport | Ships | Transport (ships) | Energetic | transport_ships_final_demand_oil | Liquids | EU | Energy demand | 0.0031096 | FEC
CZ | TYNDP2026 | NT | 2050 | TWh | 289 | Sub_sector | Transport | Ships | Transport (ships) | Energetic | transport_ships_final_demand_other | Others | EU | Energy demand | 0 | FEC
CZ | TYNDP2026 | NT | 2050 | TWh | 290 | Sub_sector | Transport | Ships | Transport (ships) | Energetic | transport_ships_final_demand_ammonia | Ammonia | EU | Energy demand | 0 | FEC
CZ | TYNDP2026 | NT | 2050 | TWh | 292 | Sub_sector | Transport | Planes | Transport (planes) | Energetic | transport_planes_final_demand_electricity | Electricity | EU | Energy demand | 0.04549 | FEC
CZ | TYNDP2026 | NT | 2050 | TWh | 293 | Sub_sector | Transport | Planes | Transport (planes) | Energetic | transport_planes_final_demand_hydrogen | Hydrogen | EU | Energy demand | 0.050814 | FEC
CZ | TYNDP2026 | NT | 2050 | TWh | 294 | Sub_sector | Transport | Planes | Transport (planes) | Energetic | transport_planes_final_demand_methane | Methane | EU | Energy demand | 0 | FEC
CZ | TYNDP2026 | NT | 2050 | TWh | 295 | Sub_sector | Transport | Planes | Transport (planes) | Energetic | transport_planes_final_demand_heat | Heat | EU | Energy demand | 0 | FEC
CZ | TYNDP2026 | NT | 2050 | TWh | 296 | Sub_sector | Transport | Planes | Transport (planes) | Energetic | transport_planes_final_demand_biomass | Biomass | EU | Energy demand | 0 | FEC
CZ | TYNDP2026 | NT | 2050 | TWh | 297 | Sub_sector | Transport | Planes | Transport (planes) | Energetic | transport_planes_final_demand_coal | Solids | EU | Energy demand | 0 | FEC
CZ | TYNDP2026 | NT | 2050 | TWh | 298 | Sub_sector | Transport | Planes | Transport (planes) | Energetic | transport_planes_final_demand_oil | Liquids | EU | Energy demand | 0.079164 | FEC
CZ | TYNDP2026 | NT | 2050 | TWh | 299 | Sub_sector | Transport | Planes | Transport (planes) | Energetic | transport_planes_final_demand_other | Others | EU | Energy demand | 0 | FEC
CZ | TYNDP2026 | NT | 2050 | TWh | 300 | Sub_sector | Transport | Planes | Transport (planes) | Energetic | transport_planes_final_demand_ammonia | Ammonia | EU | Energy demand | 0 | FEC
CZ | TYNDP2026 | NT | 2050 | TWh | 302 | Sub_sector | Transport | Others | Transport (others) | Energetic | transport_other_final_demand_electricity | Electricity | EU | Energy demand | 0.058706 | FEC
CZ | TYNDP2026 | NT | 2050 | TWh | 303 | Sub_sector | Transport | Others | Transport (others) | Energetic | transport_other_final_demand_hydrogen | Hydrogen | EU | Energy demand | 0 | FEC
CZ | TYNDP2026 | NT | 2050 | TWh | 304 | Sub_sector | Transport | Others | Transport (others) | Energetic | transport_other_final_demand_methane | Methane | EU | Energy demand | 0 | FEC
CZ | TYNDP2026 | NT | 2050 | TWh | 305 | Sub_sector | Transport | Others | Transport (others) | Energetic | transport_other_final_demand_heat | Heat | EU | Energy demand | 0 | FEC
CZ | TYNDP2026 | NT | 2050 | TWh | 306 | Sub_sector | Transport | Others | Transport (others) | Energetic | transport_other_final_demand_biomass | Biomass | EU | Energy demand | 0 | FEC
CZ | TYNDP2026 | NT | 2050 | TWh | 307 | Sub_sector | Transport | Others | Transport (others) | Energetic | transport_other_final_demand_coal | Solids | EU | Energy demand | 0 | FEC
CZ | TYNDP2026 | NT | 2050 | TWh | 308 | Sub_sector | Transport | Others | Transport (others) | Energetic | transport_other_final_demand_oil | Liquids | EU | Energy demand | 0.35661 | FEC
CZ | TYNDP2026 | NT | 2050 | TWh | 309 | Sub_sector | Transport | Others | Transport (others) | Energetic | transport_other_final_demand_other | Others | EU | Energy demand | 0 | FEC
CZ | TYNDP2026 | NT | 2050 | TWh | 310 | Sub_sector | Transport | Others | Transport (others) | Energetic | transport_other_final_demand_ammonia | Ammonia | EU | Energy demand | 0 | FEC
CZ | TYNDP2026 | NT | 2050 | TWh | 312 | Sub_sector | International transport | International aviation | Transport (int. aviation) | Energetic | transport_int_aviation_final_demand_electricity | Electricity | EU | Energy demand | 0 | FEC
CZ | TYNDP2026 | NT | 2050 | TWh | 313 | Sub_sector | International transport | International aviation | Transport (int. aviation) | Energetic | transport_int_aviation_final_demand_hydrogen | Hydrogen | EU | Energy demand | 0 | FEC
CZ | TYNDP2026 | NT | 2050 | TWh | 314 | Sub_sector | International transport | International aviation | Transport (int. aviation) | Energetic | transport_int_aviation_final_demand_methane | Methane | EU | Energy demand | 0 | FEC
CZ | TYNDP2026 | NT | 2050 | TWh | 315 | Sub_sector | International transport | International aviation | Transport (int. aviation) | Energetic | transport_int_aviation_final_demand_heat | Heat | EU | Energy demand | 0 | FEC
CZ | TYNDP2026 | NT | 2050 | TWh | 316 | Sub_sector | International transport | International aviation | Transport (int. aviation) | Energetic | transport_int_aviation_final_demand_biofuels | Biomass | EU | Energy demand | 0 | FEC
CZ | TYNDP2026 | NT | 2050 | TWh | 317 | Sub_sector | International transport | International aviation | Transport (int. aviation) | Energetic | transport_int_aviation_final_demand_coal | Solids | EU | Energy demand | 0 | FEC
CZ | TYNDP2026 | NT | 2050 | TWh | 318 | Sub_sector | International transport | International aviation | Transport (int. aviation) | Energetic | transport_int_aviation_final_demand_oil | Liquids | EU | Energy demand | 4.0219 | FEC
CZ | TYNDP2026 | NT | 2050 | TWh | 319 | Sub_sector | International transport | International aviation | Transport (int. aviation) | Energetic | transport_int_aviation_final_demand_other | Others | EU | Energy demand | 0 | FEC
CZ | TYNDP2026 | NT | 2050 | TWh | 320 | Sub_sector | International transport | International aviation | Transport (int. aviation) | Energetic | transport_int_aviation_final_demand_ammonia | Ammonia | EU | Energy demand | 0 | FEC
CZ | TYNDP2026 | NT | 2050 | TWh | 322 | Sub_sector | International transport | International shipping | Transport (int. shipping) | Energetic | transport_int_shipping_final_demand_electricity | Electricity | EU | Energy demand | 0 | not_included_in_FEC
CZ | TYNDP2026 | NT | 2050 | TWh | 323 | Sub_sector | International transport | International shipping | Transport (int. shipping) | Energetic | transport_int_shipping_final_demand_hydrogen | Hydrogen | EU | Energy demand | 0 | not_included_in_FEC
CZ | TYNDP2026 | NT | 2050 | TWh | 324 | Sub_sector | International transport | International shipping | Transport (int. shipping) | Energetic | transport_int_shipping_final_demand_methane | Methane | EU | Energy demand | 0 | not_included_in_FEC
CZ | TYNDP2026 | NT | 2050 | TWh | 325 | Sub_sector | International transport | International shipping | Transport (int. shipping) | Energetic | transport_int_shipping_final_demand_heat | Heat | EU | Energy demand | 0 | not_included_in_FEC
CZ | TYNDP2026 | NT | 2050 | TWh | 326 | Sub_sector | International transport | International shipping | Transport (int. shipping) | Energetic | transport_int_shipping_final_demand_biofuels | Biomass | EU | Energy demand | 0 | not_included_in_FEC
CZ | TYNDP2026 | NT | 2050 | TWh | 327 | Sub_sector | International transport | International shipping | Transport (int. shipping) | Energetic | transport_int_shipping_final_demand_coal | Solids | EU | Energy demand | 0 | not_included_in_FEC
CZ | TYNDP2026 | NT | 2050 | TWh | 328 | Sub_sector | International transport | International shipping | Transport (int. shipping) | Energetic | transport_int_shipping_final_demand_oil | Liquids | EU | Energy demand | 0 | not_included_in_FEC
CZ | TYNDP2026 | NT | 2050 | TWh | 329 | Sub_sector | International transport | International shipping | Transport (int. shipping) | Energetic | transport_int_shipping_final_demand_other | Others | EU | Energy demand | 0 | not_included_in_FEC
CZ | TYNDP2026 | NT | 2050 | TWh | 330 | Sub_sector | International transport | International shipping | Transport (int. shipping) | Energetic | transport_int_shipping_final_demand_ammonia | Ammonia | EU | Energy demand | 0 | not_included_in_FEC
CZ | TYNDP2026 | NT | 2050 | TWh | 332 | Sub_sector | Households | Space heating | Households (heating) | Energetic | households_heating_final_demand_electricity | Electricity | EU | Energy demand | 18.7116 | FEC
CZ | TYNDP2026 | NT | 2050 | TWh | 333 | Sub_sector | Households | Space heating | Households (heating) | Energetic | households_heating_final_demand_hydrogen | Hydrogen | EU | Energy demand | 0 | FEC
CZ | TYNDP2026 | NT | 2050 | TWh | 334 | Sub_sector | Households | Space heating | Households (heating) | Energetic | households_heating_final_demand_methane | Methane | EU | Energy demand | 9.9766 | FEC
CZ | TYNDP2026 | NT | 2050 | TWh | 335 | Sub_sector | Households | Space heating | Households (heating) | Energetic | households_heating_final_demand_heat | Heat | EU | Energy demand | 6.9922 | FEC
CZ | TYNDP2026 | NT | 2050 | TWh | 336 | Sub_sector | Households | Space heating | Households (heating) | Energetic | households_heating_final_demand_biomass | Biomass | EU | Energy demand | 13.3421 | FEC
CZ | TYNDP2026 | NT | 2050 | TWh | 337 | Sub_sector | Households | Space heating | Households (heating) | Energetic | households_heating_final_demand_coal | Solids | EU | Energy demand | 0 | FEC
CZ | TYNDP2026 | NT | 2050 | TWh | 338 | Sub_sector | Households | Space heating | Households (heating) | Energetic | households_heating_final_demand_oil | Liquids | EU | Energy demand | 0 | FEC
CZ | TYNDP2026 | NT | 2050 | TWh | 339 | Sub_sector | Households | Space heating | Households (heating) | Energetic | households_heating_final_demand_other | Others | EU | Energy demand | 0.15186 | FEC
CZ | TYNDP2026 | NT | 2050 | TWh | 340 | Sub_sector | Households | Space heating | Households (heating) | Energetic | households_heating_final_demand_ammonia | Ammonia | EU | Energy demand | 0 | FEC
CZ | TYNDP2026 | NT | 2050 | TWh | 343 | Sub_sector | Households | Cooling | Households (cooling) | Energetic | households_cooling_final_demand_electricity | Electricity | EU | Energy demand | 0.10911 | FEC
CZ | TYNDP2026 | NT | 2050 | TWh | 344 | Sub_sector | Households | Cooling | Households (cooling) | Energetic | households_cooling_final_demand_hydrogen | Hydrogen | EU | Energy demand | 0 | FEC
CZ | TYNDP2026 | NT | 2050 | TWh | 345 | Sub_sector | Households | Cooling | Households (cooling) | Energetic | households_cooling_final_demand_methane | Methane | EU | Energy demand | 0 | FEC
CZ | TYNDP2026 | NT | 2050 | TWh | 346 | Sub_sector | Households | Cooling | Households (cooling) | Energetic | households_cooling_final_demand_heat | Heat | EU | Energy demand | 0 | FEC
CZ | TYNDP2026 | NT | 2050 | TWh | 347 | Sub_sector | Households | Cooling | Households (cooling) | Energetic | households_cooling_final_demand_biomass | Biomass | EU | Energy demand | 0 | FEC
CZ | TYNDP2026 | NT | 2050 | TWh | 348 | Sub_sector | Households | Cooling | Households (cooling) | Energetic | households_cooling_final_demand_coal | Solids | EU | Energy demand | 0 | FEC
CZ | TYNDP2026 | NT | 2050 | TWh | 349 | Sub_sector | Households | Cooling | Households (cooling) | Energetic | households_cooling_final_demand_oil | Liquids | EU | Energy demand | 0 | FEC
CZ | TYNDP2026 | NT | 2050 | TWh | 350 | Sub_sector | Households | Cooling | Households (cooling) | Energetic | households_cooling_final_demand_other | Others | EU | Energy demand | 0 | FEC
CZ | TYNDP2026 | NT | 2050 | TWh | 351 | Sub_sector | Households | Cooling | Households (cooling) | Energetic | households_cooling_final_demand_ammonia | Ammonia | EU | Energy demand | 0 | FEC
CZ | TYNDP2026 | NT | 2050 | TWh | 354 | Sub_sector | Households | Hot water | Households (hot water) | Energetic | households_hot_water_final_demand_electricity | Electricity | EU | Energy demand | 2.9133 | FEC
CZ | TYNDP2026 | NT | 2050 | TWh | 355 | Sub_sector | Households | Hot water | Households (hot water) | Energetic | households_hot_water_final_demand_hydrogen | Hydrogen | EU | Energy demand | 0 | FEC
CZ | TYNDP2026 | NT | 2050 | TWh | 356 | Sub_sector | Households | Hot water | Households (hot water) | Energetic | households_hot_water_final_demand_methane | Methane | EU | Energy demand | 2.6283 | FEC
CZ | TYNDP2026 | NT | 2050 | TWh | 357 | Sub_sector | Households | Hot water | Households (hot water) | Energetic | households_hot_water_final_demand_heat | Heat | EU | Energy demand | 2.1475 | FEC
CZ | TYNDP2026 | NT | 2050 | TWh | 358 | Sub_sector | Households | Hot water | Households (hot water) | Energetic | households_hot_water_final_demand_biomass | Biomass | EU | Energy demand | 2.3844 | FEC
CZ | TYNDP2026 | NT | 2050 | TWh | 359 | Sub_sector | Households | Hot water | Households (hot water) | Energetic | households_hot_water_final_demand_coal | Solids | EU | Energy demand | 0 | FEC
CZ | TYNDP2026 | NT | 2050 | TWh | 360 | Sub_sector | Households | Hot water | Households (hot water) | Energetic | households_hot_water_final_demand_oil | Liquids | EU | Energy demand | 0 | FEC
CZ | TYNDP2026 | NT | 2050 | TWh | 361 | Sub_sector | Households | Hot water | Households (hot water) | Energetic | households_hot_water_final_demand_other | Others | EU | Energy demand | 0.90564 | FEC
CZ | TYNDP2026 | NT | 2050 | TWh | 362 | Sub_sector | Households | Hot water | Households (hot water) | Energetic | households_hot_water_final_demand_ammonia | Ammonia | EU | Energy demand | 0 | FEC
CZ | TYNDP2026 | NT | 2050 | TWh | 365 | Sub_sector | Households | Appliances | Households (appliances) | Energetic | households_appliances_final_demand_electricity | Electricity | EU | Energy demand | 4.903 | FEC
CZ | TYNDP2026 | NT | 2050 | TWh | 366 | Sub_sector | Households | Appliances | Households (appliances) | Energetic | households_appliances_final_demand_hydrogen | Hydrogen | EU | Energy demand | 0 | FEC
CZ | TYNDP2026 | NT | 2050 | TWh | 367 | Sub_sector | Households | Appliances | Households (appliances) | Energetic | households_appliances_final_demand_methane | Methane | EU | Energy demand | 1.3397 | FEC
CZ | TYNDP2026 | NT | 2050 | TWh | 368 | Sub_sector | Households | Appliances | Households (appliances) | Energetic | households_appliances_final_demand_heat | Heat | EU | Energy demand | 0 | FEC
CZ | TYNDP2026 | NT | 2050 | TWh | 369 | Sub_sector | Households | Appliances | Households (appliances) | Energetic | households_appliances_final_demand_biomass | Biomass | EU | Energy demand | 0.074046 | FEC
CZ | TYNDP2026 | NT | 2050 | TWh | 370 | Sub_sector | Households | Appliances | Households (appliances) | Energetic | households_appliances_final_demand_coal | Solids | EU | Energy demand | 0 | FEC
CZ | TYNDP2026 | NT | 2050 | TWh | 371 | Sub_sector | Households | Appliances | Households (appliances) | Energetic | households_appliances_final_demand_oil | Liquids | EU | Energy demand | 0 | FEC
CZ | TYNDP2026 | NT | 2050 | TWh | 372 | Sub_sector | Households | Appliances | Households (appliances) | Energetic | households_appliances_final_demand_other | Others | EU | Energy demand | 0 | FEC
CZ | TYNDP2026 | NT | 2050 | TWh | 373 | Sub_sector | Households | Appliances | Households (appliances) | Energetic | households_appliances_final_demand_ammonia | Ammonia | EU | Energy demand | 0 | FEC
CZ | TYNDP2026 | NT | 2050 | TWh | 375 | Sub_sector | Buildings | Space heating | Buildings (heat) | Energetic | buildings_heat_final_demand_electricity | Electricity | EU | Energy demand | 6.5384 | FEC
CZ | TYNDP2026 | NT | 2050 | TWh | 376 | Sub_sector | Buildings | Space heating | Buildings (heat) | Energetic | buildings_heat_final_demand_hydrogen | Hydrogen | EU | Energy demand | 0 | FEC
CZ | TYNDP2026 | NT | 2050 | TWh | 377 | Sub_sector | Buildings | Space heating | Buildings (heat) | Energetic | buildings_heat_final_demand_methane | Methane | EU | Energy demand | 5.0735 | FEC
CZ | TYNDP2026 | NT | 2050 | TWh | 378 | Sub_sector | Buildings | Space heating | Buildings (heat) | Energetic | buildings_heat_final_demand_heat | Heat | EU | Energy demand | 5.1956 | FEC
CZ | TYNDP2026 | NT | 2050 | TWh | 379 | Sub_sector | Buildings | Space heating | Buildings (heat) | Energetic | buildings_heat_final_demand_biomass | Biomass | EU | Energy demand | 0.54497 | FEC
CZ | TYNDP2026 | NT | 2050 | TWh | 380 | Sub_sector | Buildings | Space heating | Buildings (heat) | Energetic | buildings_heat_final_demand_coal | Solids | EU | Energy demand | 0 | FEC
CZ | TYNDP2026 | NT | 2050 | TWh | 381 | Sub_sector | Buildings | Space heating | Buildings (heat) | Energetic | buildings_heat_final_demand_oil | Liquids | EU | Energy demand | 0 | FEC
CZ | TYNDP2026 | NT | 2050 | TWh | 382 | Sub_sector | Buildings | Space heating | Buildings (heat) | Energetic | buildings_heat_final_demand_other | Others | EU | Energy demand | 0.0060512 | FEC
CZ | TYNDP2026 | NT | 2050 | TWh | 383 | Sub_sector | Buildings | Space heating | Buildings (heat) | Energetic | buildings_heat_final_demand_ammonia | Ammonia | EU | Energy demand | 0 | FEC
CZ | TYNDP2026 | NT | 2050 | TWh | 386 | Sub_sector | Buildings | Cooling | Buildings (cooling) | Energetic | buildings_cooling_final_demand_electricity | Electricity | EU | Energy demand | 0.34713 | FEC
CZ | TYNDP2026 | NT | 2050 | TWh | 387 | Sub_sector | Buildings | Cooling | Buildings (cooling) | Energetic | buildings_cooling_final_demand_hydrogen | Hydrogen | EU | Energy demand | 0 | FEC
CZ | TYNDP2026 | NT | 2050 | TWh | 388 | Sub_sector | Buildings | Cooling | Buildings (cooling) | Energetic | buildings_cooling_final_demand_methane | Methane | EU | Energy demand | 0 | FEC
CZ | TYNDP2026 | NT | 2050 | TWh | 389 | Sub_sector | Buildings | Cooling | Buildings (cooling) | Energetic | buildings_cooling_final_demand_heat | Heat | EU | Energy demand | 0 | FEC
CZ | TYNDP2026 | NT | 2050 | TWh | 390 | Sub_sector | Buildings | Cooling | Buildings (cooling) | Energetic | buildings_cooling_final_demand_biomass | Biomass | EU | Energy demand | 0 | FEC
CZ | TYNDP2026 | NT | 2050 | TWh | 391 | Sub_sector | Buildings | Cooling | Buildings (cooling) | Energetic | buildings_cooling_final_demand_coal | Solids | EU | Energy demand | 0 | FEC
CZ | TYNDP2026 | NT | 2050 | TWh | 392 | Sub_sector | Buildings | Cooling | Buildings (cooling) | Energetic | buildings_cooling_final_demand_oil | Liquids | EU | Energy demand | 0 | FEC
CZ | TYNDP2026 | NT | 2050 | TWh | 393 | Sub_sector | Buildings | Cooling | Buildings (cooling) | Energetic | buildings_cooling_final_demand_other | Others | EU | Energy demand | 0 | FEC
CZ | TYNDP2026 | NT | 2050 | TWh | 394 | Sub_sector | Buildings | Cooling | Buildings (cooling) | Energetic | buildings_cooling_final_demand_ammonia | Ammonia | EU | Energy demand | 0 | FEC
CZ | TYNDP2026 | NT | 2050 | TWh | 397 | Sub_sector | Buildings | Appliances | Buildings (appliances) | Energetic | buildings_appliances_final_demand_electricity | Electricity | EU | Energy demand | 7.33 | FEC
CZ | TYNDP2026 | NT | 2050 | TWh | 398 | Sub_sector | Buildings | Appliances | Buildings (appliances) | Energetic | buildings_appliances_final_demand_hydrogen | Hydrogen | EU | Energy demand | 0 | FEC
CZ | TYNDP2026 | NT | 2050 | TWh | 399 | Sub_sector | Buildings | Appliances | Buildings (appliances) | Energetic | buildings_appliances_final_demand_methane | Methane | EU | Energy demand | 2.9467 | FEC
CZ | TYNDP2026 | NT | 2050 | TWh | 400 | Sub_sector | Buildings | Appliances | Buildings (appliances) | Energetic | buildings_appliances_final_demand_heat | Heat | EU | Energy demand | 0 | FEC
CZ | TYNDP2026 | NT | 2050 | TWh | 401 | Sub_sector | Buildings | Appliances | Buildings (appliances) | Energetic | buildings_appliances_final_demand_biomass | Biomass | EU | Energy demand | 0 | FEC
CZ | TYNDP2026 | NT | 2050 | TWh | 402 | Sub_sector | Buildings | Appliances | Buildings (appliances) | Energetic | buildings_appliances_final_demand_coal | Solids | EU | Energy demand | 0 | FEC
CZ | TYNDP2026 | NT | 2050 | TWh | 403 | Sub_sector | Buildings | Appliances | Buildings (appliances) | Energetic | buildings_appliances_final_demand_oil | Liquids | EU | Energy demand | 0 | FEC
CZ | TYNDP2026 | NT | 2050 | TWh | 404 | Sub_sector | Buildings | Appliances | Buildings (appliances) | Energetic | buildings_appliances_final_demand_other | Others | EU | Energy demand | 0 | FEC
CZ | TYNDP2026 | NT | 2050 | TWh | 405 | Sub_sector | Buildings | Appliances | Buildings (appliances) | Energetic | buildings_appliances_final_demand_ammonia | Ammonia | EU | Energy demand | 0 | FEC
CZ | TYNDP2026 | NT | 2050 | TWh | 407 | Sub_sector | Buildings | Datacenters | Datacenters & ICT | Energetic | datacentres_final_demand_electricity_energetic | Electricity | EU | Energy demand | 4.2884 | FEC
CZ | TYNDP2026 | NT | 2050 | TWh | 408 | Sub_sector | Buildings | Datacenters | Datacenters & ICT | Energetic | datacentres_final_demand_hydrogen_energetic | Hydrogen | EU | Energy demand | 0 | FEC
CZ | TYNDP2026 | NT | 2050 | TWh | 409 | Sub_sector | Buildings | Datacenters | Datacenters & ICT | Energetic | datacentres_final_demand_methane_energetic | Methane | EU | Energy demand | 0 | FEC
CZ | TYNDP2026 | NT | 2050 | TWh | 410 | Sub_sector | Buildings | Datacenters | Datacenters & ICT | Energetic | datacentres_final_demand_heat_energetic | Heat | EU | Energy demand | 0 | FEC
CZ | TYNDP2026 | NT | 2050 | TWh | 411 | Sub_sector | Buildings | Datacenters | Datacenters & ICT | Energetic | datacentres_final_demand_biomass_energetic | Biomass | EU | Energy demand | 0 | FEC
CZ | TYNDP2026 | NT | 2050 | TWh | 412 | Sub_sector | Buildings | Datacenters | Datacenters & ICT | Energetic | datacentres_final_demand_coal_energetic | Solids | EU | Energy demand | 0 | FEC
CZ | TYNDP2026 | NT | 2050 | TWh | 413 | Sub_sector | Buildings | Datacenters | Datacenters & ICT | Energetic | datacentres_final_demand_oil_energetic | Liquids | EU | Energy demand | 0 | FEC
CZ | TYNDP2026 | NT | 2050 | TWh | 414 | Sub_sector | Buildings | Datacenters | Datacenters & ICT | Energetic | datacentres_final_demand_other_energetic | Others | EU | Energy demand | 0 | FEC
CZ | TYNDP2026 | NT | 2050 | TWh | 415 | Sub_sector | Buildings | Datacenters | Datacenters & ICT | Energetic | datacentres_final_demand_ammonia_energetic | Ammonia | EU | Energy demand | 0 | FEC
CZ | TYNDP2026 | NT | 2050 | TWh | 417 | Sub_sector | Transport | Others_Sector | Others_Sector | Energetic | other_final_demand_electricity_energetic | Electricity | EU | Energy demand | 0 | FEC
CZ | TYNDP2026 | NT | 2050 | TWh | 418 | Sub_sector | Transport | Others_Sector | Others_Sector | Energetic | other_final_demand_hydrogen_energetic | Hydrogen | EU | Energy demand | 0 | FEC
CZ | TYNDP2026 | NT | 2050 | TWh | 419 | Sub_sector | Transport | Pipeline Transport | Others_Sector | Energetic | other_final_demand_methane_energetic | Methane | EU | Energy demand | 0.63072 | FEC
CZ | TYNDP2026 | NT | 2050 | TWh | 420 | Sub_sector | Transport | Others_Sector | Others_Sector | Energetic | other_final_demand_heat_energetic | Heat | EU | Energy demand | 0 | FEC
CZ | TYNDP2026 | NT | 2050 | TWh | 421 | Sub_sector | Transport | Others_Sector | Others_Sector | Energetic | other_final_demand_biomass_energetic | Biomass | EU | Energy demand | 0 | FEC
CZ | TYNDP2026 | NT | 2050 | TWh | 422 | Sub_sector | Transport | Others_Sector | Others_Sector | Energetic | other_final_demand_coal_energetic | Solids | EU | Energy demand | 0 | FEC
CZ | TYNDP2026 | NT | 2050 | TWh | 423 | Sub_sector | Transport | Others_Sector | Others_Sector | Energetic | other_final_demand_oil_energetic | Liquids | EU | Energy demand | 0.13113 | FEC
CZ | TYNDP2026 | NT | 2050 | TWh | 424 | Sub_sector | Others_Sector | Others_Sector | Others_Sector | Non-energetic | other_final_demand_oil_non_energetic | Liquids | EU | Energy demand | 1.8198 | not_included_in_FEC
CZ | TYNDP2026 | NT | 2050 | TWh | 425 | Sub_sector | Transport | Others_Sector | Others_Sector | Energetic | other_final_demand_other_energetic | Others | EU | Energy demand | 0 | FEC
CZ | TYNDP2026 | NT | 2050 | TWh | 426 | Sub_sector | Transport | Others_Sector | Others_Sector | Energetic | other_final_demand_ammonia_energetic | Ammonia | EU | Energy demand | 0 | FEC
CZ | TYNDP2026 | NT | 2050 | TWh | 427 | Sub_sector | Industry | Surplus_Heat_in_Industry | Surplus_Heat_in_Industry | Energetic | final_demand_of_industry_unused_local_production_steam_hot_water | Heat | EU | Energy demand | 0 | FEC
CZ | TYNDP2026 | NT | 2050 | TWh | 429 | Sub_sector | Agriculture | Total | Agriculture | Energetic | agriculture_final_demand_electricity_energetic | Electricity | EU | Energy demand | 1.1898 | FEC
CZ | TYNDP2026 | NT | 2050 | TWh | 430 | Sub_sector | Agriculture | Total | Agriculture | Energetic | agriculture_final_demand_hydrogen_energetic | Hydrogen | EU | Energy demand | 0 | FEC
CZ | TYNDP2026 | NT | 2050 | TWh | 431 | Sub_sector | Agriculture | Total | Agriculture | Energetic | agriculture_final_demand_methane_energetic | Methane | EU | Energy demand | 3.1057 | FEC
CZ | TYNDP2026 | NT | 2050 | TWh | 432 | Sub_sector | Agriculture | Total | Agriculture | Energetic | agriculture_final_demand_heat_energetic | Heat | EU | Energy demand | 0.11734 | FEC
CZ | TYNDP2026 | NT | 2050 | TWh | 433 | Sub_sector | Agriculture | Total | Agriculture | Energetic | agriculture_final_demand_biomass_energetic | Biomass | EU | Energy demand | 0.17396 | FEC
CZ | TYNDP2026 | NT | 2050 | TWh | 434 | Sub_sector | Agriculture | Total | Agriculture | Energetic | agriculture_final_demand_coal_energetic | Solids | EU | Energy demand | 0 | FEC
CZ | TYNDP2026 | NT | 2050 | TWh | 435 | Sub_sector | Agriculture | Total | Agriculture | Energetic | agriculture_final_demand_oil_energetic | Liquids | EU | Energy demand | 2.2771 | FEC
CZ | TYNDP2026 | NT | 2050 | TWh | 436 | Sub_sector | Agriculture | Total | Agriculture | Energetic | agriculture_final_demand_other_energetic | Others | EU | Energy demand | 0 | FEC
CZ | TYNDP2026 | NT | 2050 | TWh | 437 | Sub_sector | Agriculture | Total | Agriculture | Energetic | agriculture_final_demand_ammonia_energetic | Ammonia | EU | Energy demand | 0 | FEC
CZ | TYNDP2026 | NT | 2050 | TWh | 447 | Sub_sector | Buildings | Surplus Energy | Buildings | Energetic | GAP | Electricity | EU | Energy demand | 0 | FEC
CZ | TYNDP2026 | NT | 2050 | TWh | 448 | Sub_sector | Buildings | Surplus Energy | Buildings | Energetic | GAP | Hydrogen | EU | Energy demand | 0 | FEC
CZ | TYNDP2026 | NT | 2050 | TWh | 449 | Sub_sector | Buildings | Surplus Energy | Buildings | Energetic | GAP | Methane | EU | Energy demand | 0.065848 | FEC
CZ | TYNDP2026 | NT | 2050 | TWh | 450 | Sub_sector | Buildings | Surplus Energy | Buildings | Energetic | GAP | Heat | EU | Energy demand | 0 | FEC
CZ | TYNDP2026 | NT | 2050 | TWh | 451 | Sub_sector | Buildings | Surplus Energy | Buildings | Energetic | GAP | Biomass | EU | Energy demand | 0.00028049 | FEC
CZ | TYNDP2026 | NT | 2050 | TWh | 452 | Sub_sector | Buildings | Surplus Energy | Buildings | Energetic | GAP | Solids | EU | Energy demand | 0 | FEC
CZ | TYNDP2026 | NT | 2050 | TWh | 453 | Sub_sector | Buildings | Surplus Energy | Buildings | Energetic | GAP | Liquids | EU | Energy demand | 0.0011117 | FEC
CZ | TYNDP2026 | NT | 2050 | TWh | 454 | Sub_sector | Buildings | Surplus Energy | Buildings | Energetic | GAP | Others | EU | Energy demand | 0 | FEC
CZ | TYNDP2026 | NT | 2050 | TWh | 455 | Sub_sector | Buildings | Surplus Energy | Buildings | Energetic | GAP | Ammonia | EU | Energy demand | 0 | FEC
CZ | TYNDP2026 | NT | 2050 | TWh | 456 | Sub_sector | Households | Surplus Energy | Households | Energetic | GAP | Electricity | EU | Energy demand | 0 | FEC
CZ | TYNDP2026 | NT | 2050 | TWh | 457 | Sub_sector | Households | Surplus Energy | Households | Energetic | GAP | Hydrogen | EU | Energy demand | 0 | FEC
CZ | TYNDP2026 | NT | 2050 | TWh | 458 | Sub_sector | Households | Surplus Energy | Households | Energetic | GAP | Methane | EU | Energy demand | 0.31161 | FEC
CZ | TYNDP2026 | NT | 2050 | TWh | 459 | Sub_sector | Households | Surplus Energy | Households | Energetic | GAP | Heat | EU | Energy demand | 0 | FEC
CZ | TYNDP2026 | NT | 2050 | TWh | 460 | Sub_sector | Households | Surplus Energy | Households | Energetic | GAP | Biomass | EU | Energy demand | 0 | FEC
CZ | TYNDP2026 | NT | 2050 | TWh | 461 | Sub_sector | Households | Surplus Energy | Households | Energetic | GAP | Solids | EU | Energy demand | 0 | FEC
CZ | TYNDP2026 | NT | 2050 | TWh | 462 | Sub_sector | Households | Surplus Energy | Households | Energetic | GAP | Liquids | EU | Energy demand | 0 | FEC
CZ | TYNDP2026 | NT | 2050 | TWh | 463 | Sub_sector | Households | Surplus Energy | Households | Energetic | GAP | Others | EU | Energy demand | 0 | FEC
CZ | TYNDP2026 | NT | 2050 | TWh | 464 | Sub_sector | Households | Surplus Energy | Households | Energetic | GAP | Ammonia | EU | Energy demand | 0 | FEC
CZ | TYNDP2026 | HEV | 2035 | TWh | 102 | Sub_sector | Industry | Aluminium | Industry (aluminium) | Energetic | industry_aluminium_demand_electricity_energetic | Electricity | EU | Energy demand | 0 | FEC
CZ | TYNDP2026 | HEV | 2035 | TWh | 103 | Sub_sector | Industry | Aluminium | Industry (aluminium) | Energetic | industry_aluminium_demand_hydrogen_energetic | Hydrogen | EU | Energy demand | 0 | FEC
CZ | TYNDP2026 | HEV | 2035 | TWh | 104 | Sub_sector | Industry | Aluminium | Industry (aluminium) | Energetic | industry_aluminium_demand_methane_energetic | Methane | EU | Energy demand | 0 | FEC
CZ | TYNDP2026 | HEV | 2035 | TWh | 105 | Sub_sector | Industry | Aluminium | Industry (aluminium) | Energetic | industry_aluminium_demand_heat_energetic | Heat | EU | Energy demand | 0 | FEC
CZ | TYNDP2026 | HEV | 2035 | TWh | 106 | Sub_sector | Industry | Aluminium | Industry (aluminium) | Energetic | industry_aluminium_demand_biomass_energetic | Biomass | EU | Energy demand | 0 | FEC
CZ | TYNDP2026 | HEV | 2035 | TWh | 107 | Sub_sector | Industry | Aluminium | Industry (aluminium) | Energetic | industry_aluminium_demand_coal_energetic | Solids | EU | Energy demand | 0 | FEC
CZ | TYNDP2026 | HEV | 2035 | TWh | 108 | Sub_sector | Industry | Aluminium | Industry (aluminium) | Energetic | industry_aluminium_demand_oil_energetic | Liquids | EU | Energy demand | 0 | FEC
CZ | TYNDP2026 | HEV | 2035 | TWh | 109 | Sub_sector | Industry | Aluminium | Industry (aluminium) | Energetic | industry_aluminium_demand_others_energetic | Others | EU | Energy demand | 0 | FEC
CZ | TYNDP2026 | HEV | 2035 | TWh | 110 | Sub_sector | Industry | Aluminium | Industry (aluminium) | Energetic | industry_ammonia_demand_others_energetic | Ammonia | EU | Energy demand | 0 | FEC
CZ | TYNDP2026 | HEV | 2035 | TWh | 112 | Sub_sector | Industry | Chemicals | Industry (chemicals, energetic) | Energetic | industry_chemical_demand_electricity_energetic | Electricity | EU | Energy demand | 7.0783 | FEC
CZ | TYNDP2026 | HEV | 2035 | TWh | 113 | Sub_sector | Industry | Chemicals | Industry (chemicals, energetic) | Energetic | industry_chemical_demand_hydrogen_energetic | Hydrogen | EU | Energy demand | 0.39651 | FEC
CZ | TYNDP2026 | HEV | 2035 | TWh | 114 | Sub_sector | Industry | Chemicals | Industry (chemicals, energetic) | Energetic | industry_chemical_demand_methane_energetic | Methane | EU | Energy demand | 1.3517 | FEC
CZ | TYNDP2026 | HEV | 2035 | TWh | 115 | Sub_sector | Industry | Chemicals | Industry (chemicals, energetic) | Energetic | industry_chemical_demand_heat_energetic | Heat | EU | Energy demand | 0.81311 | FEC
CZ | TYNDP2026 | HEV | 2035 | TWh | 116 | Sub_sector | Industry | Chemicals | Industry (chemicals, energetic) | Energetic | industry_chemical_demand_biomass_energetic | Biomass | EU | Energy demand | 1.1931 | FEC
CZ | TYNDP2026 | HEV | 2035 | TWh | 117 | Sub_sector | Industry | Chemicals | Industry (chemicals, energetic) | Energetic | industry_chemical_demand_coal_energetic | Solids | EU | Energy demand | 0.044053 | FEC
CZ | TYNDP2026 | HEV | 2035 | TWh | 118 | Sub_sector | Industry | Chemicals | Industry (chemicals, energetic) | Energetic | industry_chemical_demand_oil_energetic | Liquids | EU | Energy demand | 0.042461 | FEC
CZ | TYNDP2026 | HEV | 2035 | TWh | 119 | Sub_sector | Industry | Chemicals | Industry (chemicals, energetic) | Energetic | industry_chemical_demand_others_energetic | Others | EU | Energy demand | 0 | FEC
CZ | TYNDP2026 | HEV | 2035 | TWh | 120 | Sub_sector | Industry | Chemicals | Industry (chemicals, energetic) | Energetic | industry_chemical_demand_ammonia_energetic | Ammonia | EU | Energy demand | 0 | FEC
CZ | TYNDP2026 | HEV | 2035 | TWh | 122 | Sub_sector | Industry | Chemicals | Industry (chemicals, non-energetic) | Non-energetic | industry_chemical_demand_electricity_non_energetic | Electricity | EU | Energy demand | 0 | not_included_in_FEC
CZ | TYNDP2026 | HEV | 2035 | TWh | 123 | Sub_sector | Industry | Chemicals | Industry (chemicals, non-energetic) | Non-energetic | industry_chemical_demand_hydrogen_non_energetic | Hydrogen | EU | Energy demand | 2.6994 | not_included_in_FEC
CZ | TYNDP2026 | HEV | 2035 | TWh | 124 | Sub_sector | Industry | Chemicals | Industry (chemicals, non-energetic) | Non-energetic | industry_chemical_demand_methane_non_energetic | Methane | EU | Energy demand | 1.6338 | not_included_in_FEC
CZ | TYNDP2026 | HEV | 2035 | TWh | 125 | Sub_sector | Industry | Chemicals | Industry (chemicals, non-energetic) | Non-energetic | industry_chemical_demand_heat_non_energetic | Heat | EU | Energy demand | 0 | not_included_in_FEC
CZ | TYNDP2026 | HEV | 2035 | TWh | 126 | Sub_sector | Industry | Chemicals | Industry (chemicals, non-energetic) | Non-energetic | industry_chemical_demand_biomass_non_energetic | Biomass | EU | Energy demand | 6.1862 | not_included_in_FEC
CZ | TYNDP2026 | HEV | 2035 | TWh | 127 | Sub_sector | Industry | Chemicals | Industry (chemicals, non-energetic) | Non-energetic | industry_chemical_demand_coal_non_energetic | Solids | EU | Energy demand | 0.011472 | not_included_in_FEC
CZ | TYNDP2026 | HEV | 2035 | TWh | 128 | Sub_sector | Industry | Chemicals | Industry (chemicals, non-energetic) | Non-energetic | industry_chemical_demand_oil_non_energetic | Liquids | EU | Energy demand | 16.4627 | not_included_in_FEC
CZ | TYNDP2026 | HEV | 2035 | TWh | 129 | Sub_sector | Industry | Chemicals | Industry (chemicals, non-energetic) | Non-energetic | industry_chemical_demand_others_non_energetic | Others | EU | Energy demand | 0 | not_included_in_FEC
CZ | TYNDP2026 | HEV | 2035 | TWh | 130 | Sub_sector | Industry | Chemicals | Industry (chemicals, non-energetic) | Non-energetic | industry_chemical_demand_ammonia_non_energetic | Ammonia | EU | Energy demand | 0 | not_included_in_FEC
CZ | TYNDP2026 | HEV | 2035 | TWh | 132 | Sub_sector | Industry | Fertilizers | Industry (fertilizers, energetic) | Energetic | industry_fertilizers_demand_electricity_energetic | Electricity | EU | Energy demand | 0.13053 | FEC
CZ | TYNDP2026 | HEV | 2035 | TWh | 133 | Sub_sector | Industry | Fertilizers | Industry (fertilizers, energetic) | Energetic | industry_fertilizers_demand_hydrogen_energetic | Hydrogen | EU | Energy demand | 0.26558 | FEC
CZ | TYNDP2026 | HEV | 2035 | TWh | 134 | Sub_sector | Industry | Fertilizers | Industry (fertilizers, energetic) | Energetic | industry_fertilizers_demand_methane_energetic | Methane | EU | Energy demand | 0.75587 | FEC
CZ | TYNDP2026 | HEV | 2035 | TWh | 135 | Sub_sector | Industry | Fertilizers | Industry (fertilizers, energetic) | Energetic | industry_fertilizers_demand_heat_energetic | Heat | EU | Energy demand | 0 | FEC
CZ | TYNDP2026 | HEV | 2035 | TWh | 136 | Sub_sector | Industry | Fertilizers | Industry (fertilizers, energetic) | Energetic | industry_fertilizers_demand_biomass_energetic | Biomass | EU | Energy demand | 0 | FEC
CZ | TYNDP2026 | HEV | 2035 | TWh | 137 | Sub_sector | Industry | Fertilizers | Industry (fertilizers, energetic) | Energetic | industry_fertilizers_demand_coal_energetic | Solids | EU | Energy demand | 0 | FEC
CZ | TYNDP2026 | HEV | 2035 | TWh | 138 | Sub_sector | Industry | Fertilizers | Industry (fertilizers, energetic) | Energetic | industry_fertilizers_demand_oil_energetic | Liquids | EU | Energy demand | 0 | FEC
CZ | TYNDP2026 | HEV | 2035 | TWh | 139 | Sub_sector | Industry | Fertilizers | Industry (fertilizers, energetic) | Energetic | industry_fertilizers_demand_others_energetic | Others | EU | Energy demand | 0 | FEC
CZ | TYNDP2026 | HEV | 2035 | TWh | 140 | Sub_sector | Industry | Fertilizers | Industry (fertilizers, energetic) | Energetic | industry_fertilizers_demand_ammonia_energetic | Ammonia | EU | Energy demand | 0 | FEC
CZ | TYNDP2026 | HEV | 2035 | TWh | 142 | Sub_sector | Industry | Fertilizers | Industry (fertilizers, non-energetic) | Non-energetic | industry_fertilizers_demand_electricity_non_energetic | Electricity | EU | Energy demand | 0 | not_included_in_FEC
CZ | TYNDP2026 | HEV | 2035 | TWh | 143 | Sub_sector | Industry | Fertilizers | Industry (fertilizers, non-energetic) | Non-energetic | industry_fertilizers_demand_hydrogen_non_energetic | Hydrogen | EU | Energy demand | 0.50725 | not_included_in_FEC
CZ | TYNDP2026 | HEV | 2035 | TWh | 144 | Sub_sector | Industry | Fertilizers | Industry (fertilizers, non-energetic) | Non-energetic | industry_fertilizers_demand_methane_non_energetic | Methane | EU | Energy demand | 1.0247 | not_included_in_FEC
CZ | TYNDP2026 | HEV | 2035 | TWh | 145 | Sub_sector | Industry | Fertilizers | Industry (fertilizers, non-energetic) | Non-energetic | industry_fertilizers_demand_heat_non_energetic | Heat | EU | Energy demand | 0 | not_included_in_FEC
CZ | TYNDP2026 | HEV | 2035 | TWh | 146 | Sub_sector | Industry | Fertilizers | Industry (fertilizers, non-energetic) | Non-energetic | industry_fertilizers_demand_biomass_non_energetic | Biomass | EU | Energy demand | 0 | not_included_in_FEC
CZ | TYNDP2026 | HEV | 2035 | TWh | 147 | Sub_sector | Industry | Fertilizers | Industry (fertilizers, non-energetic) | Non-energetic | industry_fertilizers_demand_coal_non_energetic | Solids | EU | Energy demand | 0 | not_included_in_FEC
CZ | TYNDP2026 | HEV | 2035 | TWh | 148 | Sub_sector | Industry | Fertilizers | Industry (fertilizers, non-energetic) | Non-energetic | industry_fertilizers_demand_oil_non_energetic | Liquids | EU | Energy demand | 0 | not_included_in_FEC
CZ | TYNDP2026 | HEV | 2035 | TWh | 149 | Sub_sector | Industry | Fertilizers | Industry (fertilizers, non-energetic) | Non-energetic | industry_fertilizers_demand_others_non_energetic | Others | EU | Energy demand | 0 | not_included_in_FEC
CZ | TYNDP2026 | HEV | 2035 | TWh | 150 | Sub_sector | Industry | Fertilizers | Industry (fertilizers, non-energetic) | Non-energetic | industry_fertilizers_demand_ammonia_non_energetic | Ammonia | EU | Energy demand | 0 | not_included_in_FEC
CZ | TYNDP2026 | HEV | 2035 | TWh | 152 | Sub_sector | Industry | Food | Industry (food) | Energetic | industry_food_demand_electricity_energetic | Electricity | EU | Energy demand | 3.5954 | FEC
CZ | TYNDP2026 | HEV | 2035 | TWh | 153 | Sub_sector | Industry | Food | Industry (food) | Energetic | industry_food_demand_hydrogen_energetic | Hydrogen | EU | Energy demand | 0 | FEC
CZ | TYNDP2026 | HEV | 2035 | TWh | 154 | Sub_sector | Industry | Food | Industry (food) | Energetic | industry_food_demand_methane_energetic | Methane | EU | Energy demand | 1.2734 | FEC
CZ | TYNDP2026 | HEV | 2035 | TWh | 155 | Sub_sector | Industry | Food | Industry (food) | Energetic | industry_food_demand_heat_energetic | Heat | EU | Energy demand | 0 | FEC
CZ | TYNDP2026 | HEV | 2035 | TWh | 156 | Sub_sector | Industry | Food | Industry (food) | Energetic | industry_food_demand_biomass_energetic | Biomass | EU | Energy demand | 0 | FEC
CZ | TYNDP2026 | HEV | 2035 | TWh | 157 | Sub_sector | Industry | Food | Industry (food) | Energetic | industry_food_demand_coal_energetic | Solids | EU | Energy demand | 0 | FEC
CZ | TYNDP2026 | HEV | 2035 | TWh | 158 | Sub_sector | Industry | Food | Industry (food) | Energetic | industry_food_demand_oil_energetic | Liquids | EU | Energy demand | 0.099207 | FEC
CZ | TYNDP2026 | HEV | 2035 | TWh | 159 | Sub_sector | Industry | Food | Industry (food) | Energetic | industry_food_demand_others_energetic | Others | EU | Energy demand | 0 | FEC
CZ | TYNDP2026 | HEV | 2035 | TWh | 160 | Sub_sector | Industry | Food | Industry (food) | Energetic | industry_food_demand_ammonia_energetic | Ammonia | EU | Energy demand | 0 | FEC
CZ | TYNDP2026 | HEV | 2035 | TWh | 162 | Sub_sector | Industry | Metals | Industry (metal) | Energetic | industry_metal_demand_electricity_energetic | Electricity | EU | Energy demand | 0.39499 | FEC
CZ | TYNDP2026 | HEV | 2035 | TWh | 163 | Sub_sector | Industry | Metals | Industry (metal) | Energetic | industry_metal_demand_hydrogen_energetic | Hydrogen | EU | Energy demand | 0 | FEC
CZ | TYNDP2026 | HEV | 2035 | TWh | 164 | Sub_sector | Industry | Metals | Industry (metal) | Energetic | industry_metal_demand_methane_energetic | Methane | EU | Energy demand | 0.58957 | FEC
CZ | TYNDP2026 | HEV | 2035 | TWh | 165 | Sub_sector | Industry | Metals | Industry (metal) | Energetic | industry_metal_demand_heat_energetic | Heat | EU | Energy demand | 0.011678 | FEC
CZ | TYNDP2026 | HEV | 2035 | TWh | 166 | Sub_sector | Industry | Metals | Industry (metal) | Energetic | industry_metal_demand_biomass_energetic | Biomass | EU | Energy demand | 0 | FEC
CZ | TYNDP2026 | HEV | 2035 | TWh | 167 | Sub_sector | Industry | Metals | Industry (metal) | Energetic | industry_metal_demand_coal_energetic | Solids | EU | Energy demand | 0.0030959 | FEC
CZ | TYNDP2026 | HEV | 2035 | TWh | 168 | Sub_sector | Industry | Metals | Industry (metal) | Energetic | industry_metal_demand_oil_energetic | Liquids | EU | Energy demand | 0 | FEC
CZ | TYNDP2026 | HEV | 2035 | TWh | 169 | Sub_sector | Industry | Metals | Industry (metal) | Energetic | industry_metal_demand_others_energetic | Others | EU | Energy demand | 0 | FEC
CZ | TYNDP2026 | HEV | 2035 | TWh | 170 | Sub_sector | Industry | Metals | Industry (metal) | Energetic | industry_metal_demand_ammonia_energetic | Ammonia | EU | Energy demand | 0 | FEC
CZ | TYNDP2026 | HEV | 2035 | TWh | 172 | Sub_sector | Industry | Others | Industry (other, energetic) | Energetic | industry_other_demand_electricity_energetic | Electricity | EU | Energy demand | 15.8041 | FEC
CZ | TYNDP2026 | HEV | 2035 | TWh | 173 | Sub_sector | Industry | Others | Industry (other, energetic) | Energetic | industry_other_demand_hydrogen_energetic | Hydrogen | EU | Energy demand | 0.94625 | FEC
CZ | TYNDP2026 | HEV | 2035 | TWh | 174 | Sub_sector | Industry | Others | Industry (other, energetic) | Energetic | industry_other_demand_methane_energetic | Methane | EU | Energy demand | 6.1821 | FEC
CZ | TYNDP2026 | HEV | 2035 | TWh | 175 | Sub_sector | Industry | Others | Industry (other, energetic) | Energetic | industry_other_demand_heat_energetic | Heat | EU | Energy demand | 1.4135 | FEC
CZ | TYNDP2026 | HEV | 2035 | TWh | 176 | Sub_sector | Industry | Others | Industry (other, energetic) | Energetic | industry_other_demand_biomass_energetic | Biomass | EU | Energy demand | 0 | FEC
CZ | TYNDP2026 | HEV | 2035 | TWh | 177 | Sub_sector | Industry | Others | Industry (other, energetic) | Energetic | industry_other_demand_coal_energetic | Solids | EU | Energy demand | 3.8724 | FEC
CZ | TYNDP2026 | HEV | 2035 | TWh | 178 | Sub_sector | Industry | Others | Industry (other, energetic) | Energetic | industry_other_demand_oil_energetic | Liquids | EU | Energy demand | 3.1936 | FEC
CZ | TYNDP2026 | HEV | 2035 | TWh | 179 | Sub_sector | Industry | Others | Industry (other, energetic) | Energetic | industry_other_demand_others_energetic | Others | EU | Energy demand | 0 | FEC
CZ | TYNDP2026 | HEV | 2035 | TWh | 180 | Sub_sector | Industry | Others | Industry (other, energetic) | Energetic | industry_other_demand_ammonia_energetic | Ammonia | EU | Energy demand | 0 | FEC
CZ | TYNDP2026 | HEV | 2035 | TWh | 182 | Sub_sector | Industry | Others | Industry (other, non-energetic) | Non-energetic | industry_other_demand_electricity_non_energetic | Electricity | EU | Energy demand | 0 | not_included_in_FEC
CZ | TYNDP2026 | HEV | 2035 | TWh | 183 | Sub_sector | Industry | Others | Industry (other, non-energetic) | Non-energetic | industry_other_demand_hydrogen_non_energetic | Hydrogen | EU | Energy demand | 0 | not_included_in_FEC
CZ | TYNDP2026 | HEV | 2035 | TWh | 184 | Sub_sector | Industry | Others | Industry (other, non-energetic) | Non-energetic | industry_other_demand_methane_non_energetic | Methane | EU | Energy demand | 0 | not_included_in_FEC
CZ | TYNDP2026 | HEV | 2035 | TWh | 185 | Sub_sector | Industry | Others | Industry (other, non-energetic) | Non-energetic | industry_other_demand_heat_non_energetic | Heat | EU | Energy demand | 0 | not_included_in_FEC
CZ | TYNDP2026 | HEV | 2035 | TWh | 186 | Sub_sector | Industry | Others | Industry (other, non-energetic) | Non-energetic | industry_other_demand_biomass_non_energetic | Biomass | EU | Energy demand | 0 | not_included_in_FEC
CZ | TYNDP2026 | HEV | 2035 | TWh | 187 | Sub_sector | Industry | Others | Industry (other, non-energetic) | Non-energetic | industry_other_demand_coal_non_energetic | Solids | EU | Energy demand | 0 | not_included_in_FEC
CZ | TYNDP2026 | HEV | 2035 | TWh | 188 | Sub_sector | Industry | Others | Industry (other, non-energetic) | Non-energetic | industry_other_demand_oil_non_energetic | Liquids | EU | Energy demand | 4.7051 | not_included_in_FEC
CZ | TYNDP2026 | HEV | 2035 | TWh | 189 | Sub_sector | Industry | Others | Industry (other, non-energetic) | Non-energetic | industry_other_demand_others_non_energetic | Others | EU | Energy demand | 0 | not_included_in_FEC
CZ | TYNDP2026 | HEV | 2035 | TWh | 190 | Sub_sector | Industry | Others | Industry (other, non-energetic) | Non-energetic | industry_other_demand_ammonia_non_energetic | Ammonia | EU | Energy demand | 0 | not_included_in_FEC
CZ | TYNDP2026 | HEV | 2035 | TWh | 192 | Sub_sector | Industry | Paper | Industry (paper) | Energetic | industry_paper_demand_electricity_energetic | Electricity | EU | Energy demand | 3.5685 | FEC
CZ | TYNDP2026 | HEV | 2035 | TWh | 193 | Sub_sector | Industry | Paper | Industry (paper) | Energetic | industry_paper_demand_hydrogen_energetic | Hydrogen | EU | Energy demand | 0 | FEC
CZ | TYNDP2026 | HEV | 2035 | TWh | 194 | Sub_sector | Industry | Paper | Industry (paper) | Energetic | industry_paper_demand_methane_energetic | Methane | EU | Energy demand | 1.1386 | FEC
CZ | TYNDP2026 | HEV | 2035 | TWh | 195 | Sub_sector | Industry | Paper | Industry (paper) | Energetic | industry_paper_demand_heat_energetic | Heat | EU | Energy demand | 0 | FEC
CZ | TYNDP2026 | HEV | 2035 | TWh | 196 | Sub_sector | Industry | Paper | Industry (paper) | Energetic | industry_paper_demand_biomass_energetic | Biomass | EU | Energy demand | 0.98926 | FEC
CZ | TYNDP2026 | HEV | 2035 | TWh | 197 | Sub_sector | Industry | Paper | Industry (paper) | Energetic | industry_paper_demand_coal_energetic | Solids | EU | Energy demand | 0.1448 | FEC
CZ | TYNDP2026 | HEV | 2035 | TWh | 198 | Sub_sector | Industry | Paper | Industry (paper) | Energetic | industry_paper_demand_oil_energetic | Liquids | EU | Energy demand | 0 | FEC
CZ | TYNDP2026 | HEV | 2035 | TWh | 199 | Sub_sector | Industry | Paper | Industry (paper) | Energetic | industry_paper_demand_others_energetic | Others | EU | Energy demand | 0 | FEC
CZ | TYNDP2026 | HEV | 2035 | TWh | 200 | Sub_sector | Industry | Paper | Industry (paper) | Energetic | industry_paper_demand_ammonia_energetic | Ammonia | EU | Energy demand | 0 | FEC
CZ | TYNDP2026 | HEV | 2035 | TWh | 202 | Sub_sector | Industry | Refineries | Industry (refineries, energetic) | Energetic | industry_refinery_demand_electricity_energetic | Electricity | EU | Energy demand | 0.19265 | not_included_in_FEC
CZ | TYNDP2026 | HEV | 2035 | TWh | 203 | Sub_sector | Industry | Refineries | Industry (refineries, energetic) | Energetic | industry_refinery_demand_hydrogen_energetic | Hydrogen | EU | Energy demand | 0.21218 | not_included_in_FEC
CZ | TYNDP2026 | HEV | 2035 | TWh | 204 | Sub_sector | Industry | Refineries | Industry (refineries, energetic) | Energetic | industry_refinery_demand_methane_energetic | Methane | EU | Energy demand | 0.61041 | not_included_in_FEC
CZ | TYNDP2026 | HEV | 2035 | TWh | 205 | Sub_sector | Industry | Refineries | Industry (refineries, energetic) | Energetic | industry_refinery_demand_heat_energetic | Heat | EU | Energy demand | 0.063994 | not_included_in_FEC
CZ | TYNDP2026 | HEV | 2035 | TWh | 206 | Sub_sector | Industry | Refineries | Industry (refineries, energetic) | Energetic | industry_refinery_demand_biomass_energetic | Biomass | EU | Energy demand | 0 | not_included_in_FEC
CZ | TYNDP2026 | HEV | 2035 | TWh | 207 | Sub_sector | Industry | Refineries | Industry (refineries, energetic) | Energetic | industry_refinery_demand_coal_energetic | Solids | EU | Energy demand | 0 | not_included_in_FEC
CZ | TYNDP2026 | HEV | 2035 | TWh | 208 | Sub_sector | Industry | Refineries | Industry (refineries, energetic) | Energetic | industry_refinery_demand_oil_energetic | Liquids | EU | Energy demand | 1.2468 | not_included_in_FEC
CZ | TYNDP2026 | HEV | 2035 | TWh | 209 | Sub_sector | Industry | Refineries | Industry (refineries, energetic) | Energetic | industry_refinery_demand_others_energetic | Others | EU | Energy demand | 0 | not_included_in_FEC
CZ | TYNDP2026 | HEV | 2035 | TWh | 210 | Sub_sector | Industry | Refineries | Industry (refineries, energetic) | Energetic | industry_refinery_demand_ammonia_energetic | Ammonia | EU | Energy demand | 0 | not_included_in_FEC
CZ | TYNDP2026 | HEV | 2035 | TWh | 212 | Sub_sector | Industry | Refineries | Industry (refineries, non-energetic) | Non-energetic | industry_refinery_demand_electricity_non_energetic | Electricity | EU | Energy demand | 0 | not_included_in_FEC
CZ | TYNDP2026 | HEV | 2035 | TWh | 213 | Sub_sector | Industry | Refineries | Industry (refineries, non-energetic) | Non-energetic | industry_refinery_demand_hydrogen_non_energetic | Hydrogen | EU | Energy demand | 0 | not_included_in_FEC
CZ | TYNDP2026 | HEV | 2035 | TWh | 214 | Sub_sector | Industry | Refineries | Industry (refineries, non-energetic) | Non-energetic | industry_refinery_demand_methane_non_energetic | Methane | EU | Energy demand | 0 | not_included_in_FEC
CZ | TYNDP2026 | HEV | 2035 | TWh | 215 | Sub_sector | Industry | Refineries | Industry (refineries, non-energetic) | Non-energetic | industry_refinery_demand_heat_non_energetic | Heat | EU | Energy demand | 0 | not_included_in_FEC
CZ | TYNDP2026 | HEV | 2035 | TWh | 216 | Sub_sector | Industry | Refineries | Industry (refineries, non-energetic) | Non-energetic | industry_refinery_demand_biomass_non_energetic | Biomass | EU | Energy demand | 0 | not_included_in_FEC
CZ | TYNDP2026 | HEV | 2035 | TWh | 217 | Sub_sector | Industry | Refineries | Industry (refineries, non-energetic) | Non-energetic | industry_refinery_demand_coal_non_energetic | Solids | EU | Energy demand | 0 | not_included_in_FEC
CZ | TYNDP2026 | HEV | 2035 | TWh | 218 | Sub_sector | Industry | Refineries | Industry (refineries, non-energetic) | Non-energetic | industry_refinery_demand_oil_non_energetic | Liquids | EU | Energy demand | 0 | not_included_in_FEC
CZ | TYNDP2026 | HEV | 2035 | TWh | 219 | Sub_sector | Industry | Refineries | Industry (refineries, non-energetic) | Non-energetic | industry_refinery_demand_others_non_energetic | Others | EU | Energy demand | 0 | not_included_in_FEC
CZ | TYNDP2026 | HEV | 2035 | TWh | 220 | Sub_sector | Industry | Refineries | Industry (refineries, non-energetic) | Non-energetic | industry_refinery_demand_ammonia_non_energetic | Ammonia | EU | Energy demand | 0 | not_included_in_FEC
CZ | TYNDP2026 | HEV | 2035 | TWh | 222 | Sub_sector | Industry | Steel | Industry (steel) | Energetic | industry_steel_demand_electricity_energetic | Electricity | EU | Energy demand | 4.567 | FEC
CZ | TYNDP2026 | HEV | 2035 | TWh | 223 | Sub_sector | Industry | Steel | Industry (steel) | Energetic | industry_steel_demand_hydrogen_energetic | Hydrogen | EU | Energy demand | 0.75558 | FEC
CZ | TYNDP2026 | HEV | 2035 | TWh | 224 | Sub_sector | Industry | Steel | Industry (steel) | Energetic | industry_steel_demand_methane_energetic | Methane | EU | Energy demand | 6.0922 | FEC
CZ | TYNDP2026 | HEV | 2035 | TWh | 225 | Sub_sector | Industry | Steel | Industry (steel) | Energetic | industry_steel_demand_heat_energetic | Heat | EU | Energy demand | 0.64444 | FEC
CZ | TYNDP2026 | HEV | 2035 | TWh | 226 | Sub_sector | Industry | Steel | Industry (steel) | Energetic | industry_steel_demand_biomass_energetic | Biomass | EU | Energy demand | 7.46e-05 | FEC
CZ | TYNDP2026 | HEV | 2035 | TWh | 227 | Sub_sector | Industry | Steel | Industry (steel) | Energetic | industry_steel_demand_coal_energetic | Solids | EU | Energy demand | 4.8003 | FEC
CZ | TYNDP2026 | HEV | 2035 | TWh | 228 | Sub_sector | Industry | Steel | Industry (steel) | Energetic | industry_steel_demand_oil_energetic | Liquids | EU | Energy demand | 0 | FEC
CZ | TYNDP2026 | HEV | 2035 | TWh | 229 | Sub_sector | Industry | Steel | Industry (steel) | Energetic | industry_steel_demand_others_energetic | Others | EU | Energy demand | 0 | FEC
CZ | TYNDP2026 | HEV | 2035 | TWh | 230 | Sub_sector | Industry | Steel | Industry (steel) | Energetic | industry_steel_demand_ammonia_energetic | Ammonia | EU | Energy demand | 0 | FEC
CZ | TYNDP2026 | HEV | 2035 | TWh | 232 | Sub_sector | Transport | Cars | Transport (cars) | Energetic | transport_cars_final_demand_electricity | Electricity | EU | Energy demand | 4.0357 | FEC
CZ | TYNDP2026 | HEV | 2035 | TWh | 233 | Sub_sector | Transport | Cars | Transport (cars) | Energetic | transport_cars_final_demand_hydrogen | Hydrogen | EU | Energy demand | 0 | FEC
CZ | TYNDP2026 | HEV | 2035 | TWh | 234 | Sub_sector | Transport | Cars | Transport (cars) | Energetic | transport_cars_final_demand_methane | Methane | EU | Energy demand | 1.1232 | FEC
CZ | TYNDP2026 | HEV | 2035 | TWh | 235 | Sub_sector | Transport | Cars | Transport (cars) | Energetic | transport_cars_final_demand_heat | Heat | EU | Energy demand | 0 | FEC
CZ | TYNDP2026 | HEV | 2035 | TWh | 236 | Sub_sector | Transport | Cars | Transport (cars) | Energetic | transport_cars_final_demand_biomass | Biomass | EU | Energy demand | 0 | FEC
CZ | TYNDP2026 | HEV | 2035 | TWh | 237 | Sub_sector | Transport | Cars | Transport (cars) | Energetic | transport_cars_final_demand_coal | Solids | EU | Energy demand | 0 | FEC
CZ | TYNDP2026 | HEV | 2035 | TWh | 238 | Sub_sector | Transport | Cars | Transport (cars) | Energetic | transport_cars_final_demand_oil | Liquids | EU | Energy demand | 31.1161 | FEC
CZ | TYNDP2026 | HEV | 2035 | TWh | 239 | Sub_sector | Transport | Cars | Transport (cars) | Energetic | transport_cars_final_demand_other | Others | EU | Energy demand | 0 | FEC
CZ | TYNDP2026 | HEV | 2035 | TWh | 240 | Sub_sector | Transport | Cars | Transport (cars) | Energetic | transport_cars_final_demand_ammonia | Ammonia | EU | Energy demand | 0 | FEC
CZ | TYNDP2026 | HEV | 2035 | TWh | 242 | Sub_sector | Transport | Busses | Transport (busses) | Energetic | transport_busses_final_demand_electricity | Electricity | EU | Energy demand | 0.50658 | FEC
CZ | TYNDP2026 | HEV | 2035 | TWh | 243 | Sub_sector | Transport | Busses | Transport (busses) | Energetic | transport_busses_final_demand_hydrogen | Hydrogen | EU | Energy demand | 0 | FEC
CZ | TYNDP2026 | HEV | 2035 | TWh | 244 | Sub_sector | Transport | Busses | Transport (busses) | Energetic | transport_busses_final_demand_methane | Methane | EU | Energy demand | 0.40485 | FEC
CZ | TYNDP2026 | HEV | 2035 | TWh | 245 | Sub_sector | Transport | Busses | Transport (busses) | Energetic | transport_busses_final_demand_heat | Heat | EU | Energy demand | 0 | FEC
CZ | TYNDP2026 | HEV | 2035 | TWh | 246 | Sub_sector | Transport | Busses | Transport (busses) | Energetic | transport_busses_final_demand_biomass | Biomass | EU | Energy demand | 0 | FEC
CZ | TYNDP2026 | HEV | 2035 | TWh | 247 | Sub_sector | Transport | Busses | Transport (busses) | Energetic | transport_busses_final_demand_coal | Solids | EU | Energy demand | 0 | FEC
CZ | TYNDP2026 | HEV | 2035 | TWh | 248 | Sub_sector | Transport | Busses | Transport (busses) | Energetic | transport_busses_final_demand_oil | Liquids | EU | Energy demand | 3.4263 | FEC
CZ | TYNDP2026 | HEV | 2035 | TWh | 249 | Sub_sector | Transport | Busses | Transport (busses) | Energetic | transport_busses_final_demand_other | Others | EU | Energy demand | 0 | FEC
CZ | TYNDP2026 | HEV | 2035 | TWh | 250 | Sub_sector | Transport | Busses | Transport (busses) | Energetic | transport_busses_final_demand_ammonia | Ammonia | EU | Energy demand | 0 | FEC
CZ | TYNDP2026 | HEV | 2035 | TWh | 252 | Sub_sector | Transport | Trucks | Transport (trucks) | Energetic | transport_trucks_final_demand_electricity | Electricity | EU | Energy demand | 1.1189 | FEC
CZ | TYNDP2026 | HEV | 2035 | TWh | 253 | Sub_sector | Transport | Trucks | Transport (trucks) | Energetic | transport_trucks_final_demand_hydrogen | Hydrogen | EU | Energy demand | 0.52097 | FEC
CZ | TYNDP2026 | HEV | 2035 | TWh | 254 | Sub_sector | Transport | Trucks | Transport (trucks) | Energetic | transport_trucks_final_demand_methane | Methane | EU | Energy demand | 1.1976 | FEC
CZ | TYNDP2026 | HEV | 2035 | TWh | 255 | Sub_sector | Transport | Trucks | Transport (trucks) | Energetic | transport_trucks_final_demand_heat | Heat | EU | Energy demand | 0 | FEC
CZ | TYNDP2026 | HEV | 2035 | TWh | 256 | Sub_sector | Transport | Trucks | Transport (trucks) | Energetic | transport_trucks_final_demand_biomass | Biomass | EU | Energy demand | 0 | FEC
CZ | TYNDP2026 | HEV | 2035 | TWh | 257 | Sub_sector | Transport | Trucks | Transport (trucks) | Energetic | transport_trucks_final_demand_coal | Solids | EU | Energy demand | 0 | FEC
CZ | TYNDP2026 | HEV | 2035 | TWh | 258 | Sub_sector | Transport | Trucks | Transport (trucks) | Energetic | transport_trucks_final_demand_oil | Liquids | EU | Energy demand | 11.7117 | FEC
CZ | TYNDP2026 | HEV | 2035 | TWh | 259 | Sub_sector | Transport | Trucks | Transport (trucks) | Energetic | transport_trucks_final_demand_other | Others | EU | Energy demand | 0 | FEC
CZ | TYNDP2026 | HEV | 2035 | TWh | 260 | Sub_sector | Transport | Trucks | Transport (trucks) | Energetic | transport_trucks_final_demand_ammonia | Ammonia | EU | Energy demand | 0 | FEC
CZ | TYNDP2026 | HEV | 2035 | TWh | 262 | Sub_sector | Transport | Vans | Transport (vans) | Energetic | transport_vans_final_demand_electricity | Electricity | EU | Energy demand | 0.60549 | FEC
CZ | TYNDP2026 | HEV | 2035 | TWh | 263 | Sub_sector | Transport | Vans | Transport (vans) | Energetic | transport_vans_final_demand_hydrogen | Hydrogen | EU | Energy demand | 0.070814 | FEC
CZ | TYNDP2026 | HEV | 2035 | TWh | 264 | Sub_sector | Transport | Vans | Transport (vans) | Energetic | transport_vans_final_demand_methane | Methane | EU | Energy demand | 0.16068 | FEC
CZ | TYNDP2026 | HEV | 2035 | TWh | 265 | Sub_sector | Transport | Vans | Transport (vans) | Energetic | transport_vans_final_demand_heat | Heat | EU | Energy demand | 0 | FEC
CZ | TYNDP2026 | HEV | 2035 | TWh | 266 | Sub_sector | Transport | Vans | Transport (vans) | Energetic | transport_vans_final_demand_biomass | Biomass | EU | Energy demand | 0 | FEC
CZ | TYNDP2026 | HEV | 2035 | TWh | 267 | Sub_sector | Transport | Vans | Transport (vans) | Energetic | transport_vans_final_demand_coal | Solids | EU | Energy demand | 0 | FEC
CZ | TYNDP2026 | HEV | 2035 | TWh | 268 | Sub_sector | Transport | Vans | Transport (vans) | Energetic | transport_vans_final_demand_oil | Liquids | EU | Energy demand | 3.4438 | FEC
CZ | TYNDP2026 | HEV | 2035 | TWh | 269 | Sub_sector | Transport | Vans | Transport (vans) | Energetic | transport_vans_final_demand_other | Others | EU | Energy demand | 0 | FEC
CZ | TYNDP2026 | HEV | 2035 | TWh | 270 | Sub_sector | Transport | Vans | Transport (vans) | Energetic | transport_vans_final_demand_ammonia | Ammonia | EU | Energy demand | 0 | FEC
CZ | TYNDP2026 | HEV | 2035 | TWh | 272 | Sub_sector | Transport | Freight trains | Transport (trains) | Energetic | transport_trains_final_demand_electricity | Electricity | EU | Energy demand | 3.2929 | FEC
CZ | TYNDP2026 | HEV | 2035 | TWh | 273 | Sub_sector | Transport | Freight trains | Transport (trains) | Energetic | transport_trains_final_demand_hydrogen | Hydrogen | EU | Energy demand | 0 | FEC
CZ | TYNDP2026 | HEV | 2035 | TWh | 274 | Sub_sector | Transport | Freight trains | Transport (trains) | Energetic | transport_trains_final_demand_methane | Methane | EU | Energy demand | 0 | FEC
CZ | TYNDP2026 | HEV | 2035 | TWh | 275 | Sub_sector | Transport | Freight trains | Transport (trains) | Energetic | transport_trains_final_demand_heat | Heat | EU | Energy demand | 0 | FEC
CZ | TYNDP2026 | HEV | 2035 | TWh | 276 | Sub_sector | Transport | Freight trains | Transport (trains) | Energetic | transport_trains_final_demand_biomass | Biomass | EU | Energy demand | 0 | FEC
CZ | TYNDP2026 | HEV | 2035 | TWh | 277 | Sub_sector | Transport | Freight trains | Transport (trains) | Energetic | transport_trains_final_demand_coal | Solids | EU | Energy demand | 0 | FEC
CZ | TYNDP2026 | HEV | 2035 | TWh | 278 | Sub_sector | Transport | Freight trains | Transport (trains) | Energetic | transport_trains_final_demand_oil | Liquids | EU | Energy demand | 0.71066 | FEC
CZ | TYNDP2026 | HEV | 2035 | TWh | 279 | Sub_sector | Transport | Freight trains | Transport (trains) | Energetic | transport_trains_final_demand_other | Others | EU | Energy demand | 0 | FEC
CZ | TYNDP2026 | HEV | 2035 | TWh | 280 | Sub_sector | Transport | Freight trains | Transport (trains) | Energetic | transport_trains_final_demand_ammonia | Ammonia | EU | Energy demand | 0 | FEC
CZ | TYNDP2026 | HEV | 2035 | TWh | 282 | Sub_sector | Transport | Ships | Transport (ships) | Energetic | transport_ships_final_demand_electricity | Electricity | EU | Energy demand | 0 | FEC
CZ | TYNDP2026 | HEV | 2035 | TWh | 283 | Sub_sector | Transport | Ships | Transport (ships) | Energetic | transport_ships_final_demand_hydrogen | Hydrogen | EU | Energy demand | 6.37e-05 | FEC
CZ | TYNDP2026 | HEV | 2035 | TWh | 284 | Sub_sector | Transport | Ships | Transport (ships) | Energetic | transport_ships_final_demand_methane | Methane | EU | Energy demand | 0.00075945 | FEC
CZ | TYNDP2026 | HEV | 2035 | TWh | 285 | Sub_sector | Transport | Ships | Transport (ships) | Energetic | transport_ships_final_demand_heat | Heat | EU | Energy demand | 0 | FEC
CZ | TYNDP2026 | HEV | 2035 | TWh | 286 | Sub_sector | Transport | Ships | Transport (ships) | Energetic | transport_ships_final_demand_biomass | Biomass | EU | Energy demand | 0 | FEC
CZ | TYNDP2026 | HEV | 2035 | TWh | 287 | Sub_sector | Transport | Ships | Transport (ships) | Energetic | transport_ships_final_demand_coal | Solids | EU | Energy demand | 0 | FEC
CZ | TYNDP2026 | HEV | 2035 | TWh | 288 | Sub_sector | Transport | Ships | Transport (ships) | Energetic | transport_ships_final_demand_oil | Liquids | EU | Energy demand | 0.00098206 | FEC
CZ | TYNDP2026 | HEV | 2035 | TWh | 289 | Sub_sector | Transport | Ships | Transport (ships) | Energetic | transport_ships_final_demand_other | Others | EU | Energy demand | 0 | FEC
CZ | TYNDP2026 | HEV | 2035 | TWh | 290 | Sub_sector | Transport | Ships | Transport (ships) | Energetic | transport_ships_final_demand_ammonia | Ammonia | EU | Energy demand | 0 | FEC
CZ | TYNDP2026 | HEV | 2035 | TWh | 292 | Sub_sector | Transport | Planes | Transport (planes) | Energetic | transport_planes_final_demand_electricity | Electricity | EU | Energy demand | 0.013928 | FEC
CZ | TYNDP2026 | HEV | 2035 | TWh | 293 | Sub_sector | Transport | Planes | Transport (planes) | Energetic | transport_planes_final_demand_hydrogen | Hydrogen | EU | Energy demand | 0.017039 | FEC
CZ | TYNDP2026 | HEV | 2035 | TWh | 294 | Sub_sector | Transport | Planes | Transport (planes) | Energetic | transport_planes_final_demand_methane | Methane | EU | Energy demand | 0 | FEC
CZ | TYNDP2026 | HEV | 2035 | TWh | 295 | Sub_sector | Transport | Planes | Transport (planes) | Energetic | transport_planes_final_demand_heat | Heat | EU | Energy demand | 0 | FEC
CZ | TYNDP2026 | HEV | 2035 | TWh | 296 | Sub_sector | Transport | Planes | Transport (planes) | Energetic | transport_planes_final_demand_biomass | Biomass | EU | Energy demand | 0 | FEC
CZ | TYNDP2026 | HEV | 2035 | TWh | 297 | Sub_sector | Transport | Planes | Transport (planes) | Energetic | transport_planes_final_demand_coal | Solids | EU | Energy demand | 0 | FEC
CZ | TYNDP2026 | HEV | 2035 | TWh | 298 | Sub_sector | Transport | Planes | Transport (planes) | Energetic | transport_planes_final_demand_oil | Liquids | EU | Energy demand | 0.21006 | FEC
CZ | TYNDP2026 | HEV | 2035 | TWh | 299 | Sub_sector | Transport | Planes | Transport (planes) | Energetic | transport_planes_final_demand_other | Others | EU | Energy demand | 0 | FEC
CZ | TYNDP2026 | HEV | 2035 | TWh | 300 | Sub_sector | Transport | Planes | Transport (planes) | Energetic | transport_planes_final_demand_ammonia | Ammonia | EU | Energy demand | 0 | FEC
CZ | TYNDP2026 | HEV | 2035 | TWh | 302 | Sub_sector | Transport | Others | Transport (others) | Energetic | transport_other_final_demand_electricity | Electricity | EU | Energy demand | 0.011799 | FEC
CZ | TYNDP2026 | HEV | 2035 | TWh | 303 | Sub_sector | Transport | Others | Transport (others) | Energetic | transport_other_final_demand_hydrogen | Hydrogen | EU | Energy demand | 0 | FEC
CZ | TYNDP2026 | HEV | 2035 | TWh | 304 | Sub_sector | Transport | Others | Transport (others) | Energetic | transport_other_final_demand_methane | Methane | EU | Energy demand | 0 | FEC
CZ | TYNDP2026 | HEV | 2035 | TWh | 305 | Sub_sector | Transport | Others | Transport (others) | Energetic | transport_other_final_demand_heat | Heat | EU | Energy demand | 0 | FEC
CZ | TYNDP2026 | HEV | 2035 | TWh | 306 | Sub_sector | Transport | Others | Transport (others) | Energetic | transport_other_final_demand_biomass | Biomass | EU | Energy demand | 0 | FEC
CZ | TYNDP2026 | HEV | 2035 | TWh | 307 | Sub_sector | Transport | Others | Transport (others) | Energetic | transport_other_final_demand_coal | Solids | EU | Energy demand | 0 | FEC
CZ | TYNDP2026 | HEV | 2035 | TWh | 308 | Sub_sector | Transport | Others | Transport (others) | Energetic | transport_other_final_demand_oil | Liquids | EU | Energy demand | 0.76062 | FEC
CZ | TYNDP2026 | HEV | 2035 | TWh | 309 | Sub_sector | Transport | Others | Transport (others) | Energetic | transport_other_final_demand_other | Others | EU | Energy demand | 0 | FEC
CZ | TYNDP2026 | HEV | 2035 | TWh | 310 | Sub_sector | Transport | Others | Transport (others) | Energetic | transport_other_final_demand_ammonia | Ammonia | EU | Energy demand | 0 | FEC
CZ | TYNDP2026 | HEV | 2035 | TWh | 312 | Sub_sector | International transport | International aviation | Transport (int. aviation) | Energetic | transport_int_aviation_final_demand_electricity | Electricity | EU | Energy demand | 0 | FEC
CZ | TYNDP2026 | HEV | 2035 | TWh | 313 | Sub_sector | International transport | International aviation | Transport (int. aviation) | Energetic | transport_int_aviation_final_demand_hydrogen | Hydrogen | EU | Energy demand | 0 | FEC
CZ | TYNDP2026 | HEV | 2035 | TWh | 314 | Sub_sector | International transport | International aviation | Transport (int. aviation) | Energetic | transport_int_aviation_final_demand_methane | Methane | EU | Energy demand | 0 | FEC
CZ | TYNDP2026 | HEV | 2035 | TWh | 315 | Sub_sector | International transport | International aviation | Transport (int. aviation) | Energetic | transport_int_aviation_final_demand_heat | Heat | EU | Energy demand | 0 | FEC
CZ | TYNDP2026 | HEV | 2035 | TWh | 316 | Sub_sector | International transport | International aviation | Transport (int. aviation) | Energetic | transport_int_aviation_final_demand_biofuels | Biomass | EU | Energy demand | 0 | FEC
CZ | TYNDP2026 | HEV | 2035 | TWh | 317 | Sub_sector | International transport | International aviation | Transport (int. aviation) | Energetic | transport_int_aviation_final_demand_coal | Solids | EU | Energy demand | 0 | FEC
CZ | TYNDP2026 | HEV | 2035 | TWh | 318 | Sub_sector | International transport | International aviation | Transport (int. aviation) | Energetic | transport_int_aviation_final_demand_oil | Liquids | EU | Energy demand | 4.4126 | FEC
CZ | TYNDP2026 | HEV | 2035 | TWh | 319 | Sub_sector | International transport | International aviation | Transport (int. aviation) | Energetic | transport_int_aviation_final_demand_other | Others | EU | Energy demand | 0 | FEC
CZ | TYNDP2026 | HEV | 2035 | TWh | 320 | Sub_sector | International transport | International aviation | Transport (int. aviation) | Energetic | transport_int_aviation_final_demand_ammonia | Ammonia | EU | Energy demand | 0 | FEC
CZ | TYNDP2026 | HEV | 2035 | TWh | 322 | Sub_sector | International transport | International shipping | Transport (int. shipping) | Energetic | transport_int_shipping_final_demand_electricity | Electricity | EU | Energy demand | 0 | not_included_in_FEC
CZ | TYNDP2026 | HEV | 2035 | TWh | 323 | Sub_sector | International transport | International shipping | Transport (int. shipping) | Energetic | transport_int_shipping_final_demand_hydrogen | Hydrogen | EU | Energy demand | 0 | not_included_in_FEC
CZ | TYNDP2026 | HEV | 2035 | TWh | 324 | Sub_sector | International transport | International shipping | Transport (int. shipping) | Energetic | transport_int_shipping_final_demand_methane | Methane | EU | Energy demand | 0 | not_included_in_FEC
CZ | TYNDP2026 | HEV | 2035 | TWh | 325 | Sub_sector | International transport | International shipping | Transport (int. shipping) | Energetic | transport_int_shipping_final_demand_heat | Heat | EU | Energy demand | 0 | not_included_in_FEC
CZ | TYNDP2026 | HEV | 2035 | TWh | 326 | Sub_sector | International transport | International shipping | Transport (int. shipping) | Energetic | transport_int_shipping_final_demand_biofuels | Biomass | EU | Energy demand | 0 | not_included_in_FEC
CZ | TYNDP2026 | HEV | 2035 | TWh | 327 | Sub_sector | International transport | International shipping | Transport (int. shipping) | Energetic | transport_int_shipping_final_demand_coal | Solids | EU | Energy demand | 0 | not_included_in_FEC
CZ | TYNDP2026 | HEV | 2035 | TWh | 328 | Sub_sector | International transport | International shipping | Transport (int. shipping) | Energetic | transport_int_shipping_final_demand_oil | Liquids | EU | Energy demand | 0 | not_included_in_FEC
CZ | TYNDP2026 | HEV | 2035 | TWh | 329 | Sub_sector | International transport | International shipping | Transport (int. shipping) | Energetic | transport_int_shipping_final_demand_other | Others | EU | Energy demand | 0 | not_included_in_FEC
CZ | TYNDP2026 | HEV | 2035 | TWh | 330 | Sub_sector | International transport | International shipping | Transport (int. shipping) | Energetic | transport_int_shipping_final_demand_ammonia | Ammonia | EU | Energy demand | 0 | not_included_in_FEC
CZ | TYNDP2026 | HEV | 2035 | TWh | 332 | Sub_sector | Households | Space heating | Households (heating) | Energetic | households_heating_final_demand_electricity | Electricity | EU | Energy demand | 12.0652 | FEC
CZ | TYNDP2026 | HEV | 2035 | TWh | 333 | Sub_sector | Households | Space heating | Households (heating) | Energetic | households_heating_final_demand_hydrogen | Hydrogen | EU | Energy demand | 0 | FEC
CZ | TYNDP2026 | HEV | 2035 | TWh | 334 | Sub_sector | Households | Space heating | Households (heating) | Energetic | households_heating_final_demand_methane | Methane | EU | Energy demand | 13.5501 | FEC
CZ | TYNDP2026 | HEV | 2035 | TWh | 335 | Sub_sector | Households | Space heating | Households (heating) | Energetic | households_heating_final_demand_heat | Heat | EU | Energy demand | 5.8244 | FEC
CZ | TYNDP2026 | HEV | 2035 | TWh | 336 | Sub_sector | Households | Space heating | Households (heating) | Energetic | households_heating_final_demand_biomass | Biomass | EU | Energy demand | 15.7031 | FEC
CZ | TYNDP2026 | HEV | 2035 | TWh | 337 | Sub_sector | Households | Space heating | Households (heating) | Energetic | households_heating_final_demand_coal | Solids | EU | Energy demand | 6.4093 | FEC
CZ | TYNDP2026 | HEV | 2035 | TWh | 338 | Sub_sector | Households | Space heating | Households (heating) | Energetic | households_heating_final_demand_oil | Liquids | EU | Energy demand | 0.17888 | FEC
CZ | TYNDP2026 | HEV | 2035 | TWh | 339 | Sub_sector | Households | Space heating | Households (heating) | Energetic | households_heating_final_demand_other | Others | EU | Energy demand | 0.46394 | FEC
CZ | TYNDP2026 | HEV | 2035 | TWh | 340 | Sub_sector | Households | Space heating | Households (heating) | Energetic | households_heating_final_demand_ammonia | Ammonia | EU | Energy demand | 0 | FEC
CZ | TYNDP2026 | HEV | 2035 | TWh | 343 | Sub_sector | Households | Cooling | Households (cooling) | Energetic | households_cooling_final_demand_electricity | Electricity | EU | Energy demand | 0.083364 | FEC
CZ | TYNDP2026 | HEV | 2035 | TWh | 344 | Sub_sector | Households | Cooling | Households (cooling) | Energetic | households_cooling_final_demand_hydrogen | Hydrogen | EU | Energy demand | 0 | FEC
CZ | TYNDP2026 | HEV | 2035 | TWh | 345 | Sub_sector | Households | Cooling | Households (cooling) | Energetic | households_cooling_final_demand_methane | Methane | EU | Energy demand | 0 | FEC
CZ | TYNDP2026 | HEV | 2035 | TWh | 346 | Sub_sector | Households | Cooling | Households (cooling) | Energetic | households_cooling_final_demand_heat | Heat | EU | Energy demand | 0 | FEC
CZ | TYNDP2026 | HEV | 2035 | TWh | 347 | Sub_sector | Households | Cooling | Households (cooling) | Energetic | households_cooling_final_demand_biomass | Biomass | EU | Energy demand | 0 | FEC
CZ | TYNDP2026 | HEV | 2035 | TWh | 348 | Sub_sector | Households | Cooling | Households (cooling) | Energetic | households_cooling_final_demand_coal | Solids | EU | Energy demand | 0 | FEC
CZ | TYNDP2026 | HEV | 2035 | TWh | 349 | Sub_sector | Households | Cooling | Households (cooling) | Energetic | households_cooling_final_demand_oil | Liquids | EU | Energy demand | 0 | FEC
CZ | TYNDP2026 | HEV | 2035 | TWh | 350 | Sub_sector | Households | Cooling | Households (cooling) | Energetic | households_cooling_final_demand_other | Others | EU | Energy demand | 0 | FEC
CZ | TYNDP2026 | HEV | 2035 | TWh | 351 | Sub_sector | Households | Cooling | Households (cooling) | Energetic | households_cooling_final_demand_ammonia | Ammonia | EU | Energy demand | 0 | FEC
CZ | TYNDP2026 | HEV | 2035 | TWh | 354 | Sub_sector | Households | Hot water | Households (hot water) | Energetic | households_hot_water_final_demand_electricity | Electricity | EU | Energy demand | 2.1536 | FEC
CZ | TYNDP2026 | HEV | 2035 | TWh | 355 | Sub_sector | Households | Hot water | Households (hot water) | Energetic | households_hot_water_final_demand_hydrogen | Hydrogen | EU | Energy demand | 0 | FEC
CZ | TYNDP2026 | HEV | 2035 | TWh | 356 | Sub_sector | Households | Hot water | Households (hot water) | Energetic | households_hot_water_final_demand_methane | Methane | EU | Energy demand | 4.0689 | FEC
CZ | TYNDP2026 | HEV | 2035 | TWh | 357 | Sub_sector | Households | Hot water | Households (hot water) | Energetic | households_hot_water_final_demand_heat | Heat | EU | Energy demand | 1.6884 | FEC
CZ | TYNDP2026 | HEV | 2035 | TWh | 358 | Sub_sector | Households | Hot water | Households (hot water) | Energetic | households_hot_water_final_demand_biomass | Biomass | EU | Energy demand | 3.1485 | FEC
CZ | TYNDP2026 | HEV | 2035 | TWh | 359 | Sub_sector | Households | Hot water | Households (hot water) | Energetic | households_hot_water_final_demand_coal | Solids | EU | Energy demand | 0.92268 | FEC
CZ | TYNDP2026 | HEV | 2035 | TWh | 360 | Sub_sector | Households | Hot water | Households (hot water) | Energetic | households_hot_water_final_demand_oil | Liquids | EU | Energy demand | 0.025752 | FEC
CZ | TYNDP2026 | HEV | 2035 | TWh | 361 | Sub_sector | Households | Hot water | Households (hot water) | Energetic | households_hot_water_final_demand_other | Others | EU | Energy demand | 0.70052 | FEC
CZ | TYNDP2026 | HEV | 2035 | TWh | 362 | Sub_sector | Households | Hot water | Households (hot water) | Energetic | households_hot_water_final_demand_ammonia | Ammonia | EU | Energy demand | 0 | FEC
CZ | TYNDP2026 | HEV | 2035 | TWh | 365 | Sub_sector | Households | Appliances | Households (appliances) | Energetic | households_appliances_final_demand_electricity | Electricity | EU | Energy demand | 6.8738 | FEC
CZ | TYNDP2026 | HEV | 2035 | TWh | 366 | Sub_sector | Households | Appliances | Households (appliances) | Energetic | households_appliances_final_demand_hydrogen | Hydrogen | EU | Energy demand | 0 | FEC
CZ | TYNDP2026 | HEV | 2035 | TWh | 367 | Sub_sector | Households | Appliances | Households (appliances) | Energetic | households_appliances_final_demand_methane | Methane | EU | Energy demand | 2.149 | FEC
CZ | TYNDP2026 | HEV | 2035 | TWh | 368 | Sub_sector | Households | Appliances | Households (appliances) | Energetic | households_appliances_final_demand_heat | Heat | EU | Energy demand | 0 | FEC
CZ | TYNDP2026 | HEV | 2035 | TWh | 369 | Sub_sector | Households | Appliances | Households (appliances) | Energetic | households_appliances_final_demand_biomass | Biomass | EU | Energy demand | 0.1649 | FEC
CZ | TYNDP2026 | HEV | 2035 | TWh | 370 | Sub_sector | Households | Appliances | Households (appliances) | Energetic | households_appliances_final_demand_coal | Solids | EU | Energy demand | 0 | FEC
CZ | TYNDP2026 | HEV | 2035 | TWh | 371 | Sub_sector | Households | Appliances | Households (appliances) | Energetic | households_appliances_final_demand_oil | Liquids | EU | Energy demand | 0 | FEC
CZ | TYNDP2026 | HEV | 2035 | TWh | 372 | Sub_sector | Households | Appliances | Households (appliances) | Energetic | households_appliances_final_demand_other | Others | EU | Energy demand | 0 | FEC
CZ | TYNDP2026 | HEV | 2035 | TWh | 373 | Sub_sector | Households | Appliances | Households (appliances) | Energetic | households_appliances_final_demand_ammonia | Ammonia | EU | Energy demand | 0 | FEC
CZ | TYNDP2026 | HEV | 2035 | TWh | 375 | Sub_sector | Buildings | Space heating | Buildings (heat) | Energetic | buildings_heat_final_demand_electricity | Electricity | EU | Energy demand | 6.9846 | FEC
CZ | TYNDP2026 | HEV | 2035 | TWh | 376 | Sub_sector | Buildings | Space heating | Buildings (heat) | Energetic | buildings_heat_final_demand_hydrogen | Hydrogen | EU | Energy demand | 0 | FEC
CZ | TYNDP2026 | HEV | 2035 | TWh | 377 | Sub_sector | Buildings | Space heating | Buildings (heat) | Energetic | buildings_heat_final_demand_methane | Methane | EU | Energy demand | 6.9684 | FEC
CZ | TYNDP2026 | HEV | 2035 | TWh | 378 | Sub_sector | Buildings | Space heating | Buildings (heat) | Energetic | buildings_heat_final_demand_heat | Heat | EU | Energy demand | 4.8424 | FEC
CZ | TYNDP2026 | HEV | 2035 | TWh | 379 | Sub_sector | Buildings | Space heating | Buildings (heat) | Energetic | buildings_heat_final_demand_biomass | Biomass | EU | Energy demand | 1.0187 | FEC
CZ | TYNDP2026 | HEV | 2035 | TWh | 380 | Sub_sector | Buildings | Space heating | Buildings (heat) | Energetic | buildings_heat_final_demand_coal | Solids | EU | Energy demand | 0.17249 | FEC
CZ | TYNDP2026 | HEV | 2035 | TWh | 381 | Sub_sector | Buildings | Space heating | Buildings (heat) | Energetic | buildings_heat_final_demand_oil | Liquids | EU | Energy demand | 0.092728 | FEC
CZ | TYNDP2026 | HEV | 2035 | TWh | 382 | Sub_sector | Buildings | Space heating | Buildings (heat) | Energetic | buildings_heat_final_demand_other | Others | EU | Energy demand | 0.0060512 | FEC
CZ | TYNDP2026 | HEV | 2035 | TWh | 383 | Sub_sector | Buildings | Space heating | Buildings (heat) | Energetic | buildings_heat_final_demand_ammonia | Ammonia | EU | Energy demand | 0 | FEC
CZ | TYNDP2026 | HEV | 2035 | TWh | 386 | Sub_sector | Buildings | Cooling | Buildings (cooling) | Energetic | buildings_cooling_final_demand_electricity | Electricity | EU | Energy demand | 0.35772 | FEC
CZ | TYNDP2026 | HEV | 2035 | TWh | 387 | Sub_sector | Buildings | Cooling | Buildings (cooling) | Energetic | buildings_cooling_final_demand_hydrogen | Hydrogen | EU | Energy demand | 0 | FEC
CZ | TYNDP2026 | HEV | 2035 | TWh | 388 | Sub_sector | Buildings | Cooling | Buildings (cooling) | Energetic | buildings_cooling_final_demand_methane | Methane | EU | Energy demand | 0 | FEC
CZ | TYNDP2026 | HEV | 2035 | TWh | 389 | Sub_sector | Buildings | Cooling | Buildings (cooling) | Energetic | buildings_cooling_final_demand_heat | Heat | EU | Energy demand | 0 | FEC
CZ | TYNDP2026 | HEV | 2035 | TWh | 390 | Sub_sector | Buildings | Cooling | Buildings (cooling) | Energetic | buildings_cooling_final_demand_biomass | Biomass | EU | Energy demand | 0 | FEC
CZ | TYNDP2026 | HEV | 2035 | TWh | 391 | Sub_sector | Buildings | Cooling | Buildings (cooling) | Energetic | buildings_cooling_final_demand_coal | Solids | EU | Energy demand | 0 | FEC
CZ | TYNDP2026 | HEV | 2035 | TWh | 392 | Sub_sector | Buildings | Cooling | Buildings (cooling) | Energetic | buildings_cooling_final_demand_oil | Liquids | EU | Energy demand | 0 | FEC
CZ | TYNDP2026 | HEV | 2035 | TWh | 393 | Sub_sector | Buildings | Cooling | Buildings (cooling) | Energetic | buildings_cooling_final_demand_other | Others | EU | Energy demand | 0 | FEC
CZ | TYNDP2026 | HEV | 2035 | TWh | 394 | Sub_sector | Buildings | Cooling | Buildings (cooling) | Energetic | buildings_cooling_final_demand_ammonia | Ammonia | EU | Energy demand | 0 | FEC
CZ | TYNDP2026 | HEV | 2035 | TWh | 397 | Sub_sector | Buildings | Appliances | Buildings (appliances) | Energetic | buildings_appliances_final_demand_electricity | Electricity | EU | Energy demand | 7.8729 | FEC
CZ | TYNDP2026 | HEV | 2035 | TWh | 398 | Sub_sector | Buildings | Appliances | Buildings (appliances) | Energetic | buildings_appliances_final_demand_hydrogen | Hydrogen | EU | Energy demand | 0 | FEC
CZ | TYNDP2026 | HEV | 2035 | TWh | 399 | Sub_sector | Buildings | Appliances | Buildings (appliances) | Energetic | buildings_appliances_final_demand_methane | Methane | EU | Energy demand | 3.4238 | FEC
CZ | TYNDP2026 | HEV | 2035 | TWh | 400 | Sub_sector | Buildings | Appliances | Buildings (appliances) | Energetic | buildings_appliances_final_demand_heat | Heat | EU | Energy demand | 0 | FEC
CZ | TYNDP2026 | HEV | 2035 | TWh | 401 | Sub_sector | Buildings | Appliances | Buildings (appliances) | Energetic | buildings_appliances_final_demand_biomass | Biomass | EU | Energy demand | 0 | FEC
CZ | TYNDP2026 | HEV | 2035 | TWh | 402 | Sub_sector | Buildings | Appliances | Buildings (appliances) | Energetic | buildings_appliances_final_demand_coal | Solids | EU | Energy demand | 0 | FEC
CZ | TYNDP2026 | HEV | 2035 | TWh | 403 | Sub_sector | Buildings | Appliances | Buildings (appliances) | Energetic | buildings_appliances_final_demand_oil | Liquids | EU | Energy demand | 0 | FEC
CZ | TYNDP2026 | HEV | 2035 | TWh | 404 | Sub_sector | Buildings | Appliances | Buildings (appliances) | Energetic | buildings_appliances_final_demand_other | Others | EU | Energy demand | 0 | FEC
CZ | TYNDP2026 | HEV | 2035 | TWh | 405 | Sub_sector | Buildings | Appliances | Buildings (appliances) | Energetic | buildings_appliances_final_demand_ammonia | Ammonia | EU | Energy demand | 0 | FEC
CZ | TYNDP2026 | HEV | 2035 | TWh | 407 | Sub_sector | Buildings | Datacenters | Datacenters & ICT | Energetic | datacentres_final_demand_electricity_energetic | Electricity | EU | Energy demand | 3.1878 | FEC
CZ | TYNDP2026 | HEV | 2035 | TWh | 408 | Sub_sector | Buildings | Datacenters | Datacenters & ICT | Energetic | datacentres_final_demand_hydrogen_energetic | Hydrogen | EU | Energy demand | 0 | FEC
CZ | TYNDP2026 | HEV | 2035 | TWh | 409 | Sub_sector | Buildings | Datacenters | Datacenters & ICT | Energetic | datacentres_final_demand_methane_energetic | Methane | EU | Energy demand | 0 | FEC
CZ | TYNDP2026 | HEV | 2035 | TWh | 410 | Sub_sector | Buildings | Datacenters | Datacenters & ICT | Energetic | datacentres_final_demand_heat_energetic | Heat | EU | Energy demand | 0 | FEC
CZ | TYNDP2026 | HEV | 2035 | TWh | 411 | Sub_sector | Buildings | Datacenters | Datacenters & ICT | Energetic | datacentres_final_demand_biomass_energetic | Biomass | EU | Energy demand | 0 | FEC
CZ | TYNDP2026 | HEV | 2035 | TWh | 412 | Sub_sector | Buildings | Datacenters | Datacenters & ICT | Energetic | datacentres_final_demand_coal_energetic | Solids | EU | Energy demand | 0 | FEC
CZ | TYNDP2026 | HEV | 2035 | TWh | 413 | Sub_sector | Buildings | Datacenters | Datacenters & ICT | Energetic | datacentres_final_demand_oil_energetic | Liquids | EU | Energy demand | 0 | FEC
CZ | TYNDP2026 | HEV | 2035 | TWh | 414 | Sub_sector | Buildings | Datacenters | Datacenters & ICT | Energetic | datacentres_final_demand_other_energetic | Others | EU | Energy demand | 0 | FEC
CZ | TYNDP2026 | HEV | 2035 | TWh | 415 | Sub_sector | Buildings | Datacenters | Datacenters & ICT | Energetic | datacentres_final_demand_ammonia_energetic | Ammonia | EU | Energy demand | 0 | FEC
CZ | TYNDP2026 | HEV | 2035 | TWh | 417 | Sub_sector | Transport | Others_Sector | Others_Sector | Energetic | other_final_demand_electricity_energetic | Electricity | EU | Energy demand | 0 | FEC
CZ | TYNDP2026 | HEV | 2035 | TWh | 418 | Sub_sector | Transport | Others_Sector | Others_Sector | Energetic | other_final_demand_hydrogen_energetic | Hydrogen | EU | Energy demand | 0 | FEC
CZ | TYNDP2026 | HEV | 2035 | TWh | 419 | Sub_sector | Transport | Pipeline Transport | Others_Sector | Energetic | other_final_demand_methane_energetic | Methane | EU | Energy demand | 0.63072 | FEC
CZ | TYNDP2026 | HEV | 2035 | TWh | 420 | Sub_sector | Transport | Others_Sector | Others_Sector | Energetic | other_final_demand_heat_energetic | Heat | EU | Energy demand | 0 | FEC
CZ | TYNDP2026 | HEV | 2035 | TWh | 421 | Sub_sector | Transport | Others_Sector | Others_Sector | Energetic | other_final_demand_biomass_energetic | Biomass | EU | Energy demand | 0 | FEC
CZ | TYNDP2026 | HEV | 2035 | TWh | 422 | Sub_sector | Transport | Others_Sector | Others_Sector | Energetic | other_final_demand_coal_energetic | Solids | EU | Energy demand | 0 | FEC
CZ | TYNDP2026 | HEV | 2035 | TWh | 423 | Sub_sector | Transport | Others_Sector | Others_Sector | Energetic | other_final_demand_oil_energetic | Liquids | EU | Energy demand | 0.13113 | FEC
CZ | TYNDP2026 | HEV | 2035 | TWh | 424 | Sub_sector | Others_Sector | Others_Sector | Others_Sector | Non-energetic | other_final_demand_oil_non_energetic | Liquids | EU | Energy demand | 1.8198 | not_included_in_FEC
CZ | TYNDP2026 | HEV | 2035 | TWh | 425 | Sub_sector | Transport | Others_Sector | Others_Sector | Energetic | other_final_demand_other_energetic | Others | EU | Energy demand | 0 | FEC
CZ | TYNDP2026 | HEV | 2035 | TWh | 426 | Sub_sector | Transport | Others_Sector | Others_Sector | Energetic | other_final_demand_ammonia_energetic | Ammonia | EU | Energy demand | 0 | FEC
CZ | TYNDP2026 | HEV | 2035 | TWh | 427 | Sub_sector | Industry | Surplus_Heat_in_Industry | Surplus_Heat_in_Industry | Energetic | final_demand_of_industry_unused_local_production_steam_hot_water | Heat | EU | Energy demand | 0 | FEC
CZ | TYNDP2026 | HEV | 2035 | TWh | 429 | Sub_sector | Agriculture | Total | Agriculture | Energetic | agriculture_final_demand_electricity_energetic | Electricity | EU | Energy demand | 1.0595 | FEC
CZ | TYNDP2026 | HEV | 2035 | TWh | 430 | Sub_sector | Agriculture | Total | Agriculture | Energetic | agriculture_final_demand_hydrogen_energetic | Hydrogen | EU | Energy demand | 0 | FEC
CZ | TYNDP2026 | HEV | 2035 | TWh | 431 | Sub_sector | Agriculture | Total | Agriculture | Energetic | agriculture_final_demand_methane_energetic | Methane | EU | Energy demand | 2.1283 | FEC
CZ | TYNDP2026 | HEV | 2035 | TWh | 432 | Sub_sector | Agriculture | Total | Agriculture | Energetic | agriculture_final_demand_heat_energetic | Heat | EU | Energy demand | 0.10588 | FEC
CZ | TYNDP2026 | HEV | 2035 | TWh | 433 | Sub_sector | Agriculture | Total | Agriculture | Energetic | agriculture_final_demand_biomass_energetic | Biomass | EU | Energy demand | 0.14835 | FEC
CZ | TYNDP2026 | HEV | 2035 | TWh | 434 | Sub_sector | Agriculture | Total | Agriculture | Energetic | agriculture_final_demand_coal_energetic | Solids | EU | Energy demand | 0 | FEC
CZ | TYNDP2026 | HEV | 2035 | TWh | 435 | Sub_sector | Agriculture | Total | Agriculture | Energetic | agriculture_final_demand_oil_energetic | Liquids | EU | Energy demand | 3.2547 | FEC
CZ | TYNDP2026 | HEV | 2035 | TWh | 436 | Sub_sector | Agriculture | Total | Agriculture | Energetic | agriculture_final_demand_other_energetic | Others | EU | Energy demand | 0 | FEC
CZ | TYNDP2026 | HEV | 2035 | TWh | 437 | Sub_sector | Agriculture | Total | Agriculture | Energetic | agriculture_final_demand_ammonia_energetic | Ammonia | EU | Energy demand | 0 | FEC
CZ | TYNDP2026 | HEV | 2035 | TWh | 447 | Sub_sector | Buildings | Surplus Energy | Buildings | Energetic | GAP | Electricity | EU | Energy demand | 0 | FEC
CZ | TYNDP2026 | HEV | 2035 | TWh | 448 | Sub_sector | Buildings | Surplus Energy | Buildings | Energetic | GAP | Hydrogen | EU | Energy demand | 0 | FEC
CZ | TYNDP2026 | HEV | 2035 | TWh | 449 | Sub_sector | Buildings | Surplus Energy | Buildings | Energetic | GAP | Methane | EU | Energy demand | 0 | FEC
CZ | TYNDP2026 | HEV | 2035 | TWh | 450 | Sub_sector | Buildings | Surplus Energy | Buildings | Energetic | GAP | Heat | EU | Energy demand | 0 | FEC
CZ | TYNDP2026 | HEV | 2035 | TWh | 451 | Sub_sector | Buildings | Surplus Energy | Buildings | Energetic | GAP | Biomass | EU | Energy demand | 0.00031877 | FEC
CZ | TYNDP2026 | HEV | 2035 | TWh | 452 | Sub_sector | Buildings | Surplus Energy | Buildings | Energetic | GAP | Solids | EU | Energy demand | 0 | FEC
CZ | TYNDP2026 | HEV | 2035 | TWh | 453 | Sub_sector | Buildings | Surplus Energy | Buildings | Energetic | GAP | Liquids | EU | Energy demand | 0.0012634 | FEC
CZ | TYNDP2026 | HEV | 2035 | TWh | 454 | Sub_sector | Buildings | Surplus Energy | Buildings | Energetic | GAP | Others | EU | Energy demand | 0 | FEC
CZ | TYNDP2026 | HEV | 2035 | TWh | 455 | Sub_sector | Buildings | Surplus Energy | Buildings | Energetic | GAP | Ammonia | EU | Energy demand | 0 | FEC
CZ | TYNDP2026 | HEV | 2035 | TWh | 456 | Sub_sector | Households | Surplus Energy | Households | Energetic | GAP | Electricity | EU | Energy demand | 0 | FEC
CZ | TYNDP2026 | HEV | 2035 | TWh | 457 | Sub_sector | Households | Surplus Energy | Households | Energetic | GAP | Hydrogen | EU | Energy demand | 0 | FEC
CZ | TYNDP2026 | HEV | 2035 | TWh | 458 | Sub_sector | Households | Surplus Energy | Households | Energetic | GAP | Methane | EU | Energy demand | 0 | FEC
CZ | TYNDP2026 | HEV | 2035 | TWh | 459 | Sub_sector | Households | Surplus Energy | Households | Energetic | GAP | Heat | EU | Energy demand | 0 | FEC
CZ | TYNDP2026 | HEV | 2035 | TWh | 460 | Sub_sector | Households | Surplus Energy | Households | Energetic | GAP | Biomass | EU | Energy demand | 0 | FEC
CZ | TYNDP2026 | HEV | 2035 | TWh | 461 | Sub_sector | Households | Surplus Energy | Households | Energetic | GAP | Solids | EU | Energy demand | 0 | FEC
CZ | TYNDP2026 | HEV | 2035 | TWh | 462 | Sub_sector | Households | Surplus Energy | Households | Energetic | GAP | Liquids | EU | Energy demand | 0 | FEC
CZ | TYNDP2026 | HEV | 2035 | TWh | 463 | Sub_sector | Households | Surplus Energy | Households | Energetic | GAP | Others | EU | Energy demand | 0 | FEC
CZ | TYNDP2026 | HEV | 2035 | TWh | 464 | Sub_sector | Households | Surplus Energy | Households | Energetic | GAP | Ammonia | EU | Energy demand | 0 | FEC
CZ | TYNDP2026 | HEV | 2040 | TWh | 102 | Sub_sector | Industry | Aluminium | Industry (aluminium) | Energetic | industry_aluminium_demand_electricity_energetic | Electricity | EU | Energy demand | 0 | FEC
CZ | TYNDP2026 | HEV | 2040 | TWh | 103 | Sub_sector | Industry | Aluminium | Industry (aluminium) | Energetic | industry_aluminium_demand_hydrogen_energetic | Hydrogen | EU | Energy demand | 0 | FEC
CZ | TYNDP2026 | HEV | 2040 | TWh | 104 | Sub_sector | Industry | Aluminium | Industry (aluminium) | Energetic | industry_aluminium_demand_methane_energetic | Methane | EU | Energy demand | 0 | FEC
CZ | TYNDP2026 | HEV | 2040 | TWh | 105 | Sub_sector | Industry | Aluminium | Industry (aluminium) | Energetic | industry_aluminium_demand_heat_energetic | Heat | EU | Energy demand | 0 | FEC
CZ | TYNDP2026 | HEV | 2040 | TWh | 106 | Sub_sector | Industry | Aluminium | Industry (aluminium) | Energetic | industry_aluminium_demand_biomass_energetic | Biomass | EU | Energy demand | 0 | FEC
CZ | TYNDP2026 | HEV | 2040 | TWh | 107 | Sub_sector | Industry | Aluminium | Industry (aluminium) | Energetic | industry_aluminium_demand_coal_energetic | Solids | EU | Energy demand | 0 | FEC
CZ | TYNDP2026 | HEV | 2040 | TWh | 108 | Sub_sector | Industry | Aluminium | Industry (aluminium) | Energetic | industry_aluminium_demand_oil_energetic | Liquids | EU | Energy demand | 0 | FEC
CZ | TYNDP2026 | HEV | 2040 | TWh | 109 | Sub_sector | Industry | Aluminium | Industry (aluminium) | Energetic | industry_aluminium_demand_others_energetic | Others | EU | Energy demand | 0 | FEC
CZ | TYNDP2026 | HEV | 2040 | TWh | 110 | Sub_sector | Industry | Aluminium | Industry (aluminium) | Energetic | industry_ammonia_demand_others_energetic | Ammonia | EU | Energy demand | 0 | FEC
CZ | TYNDP2026 | HEV | 2040 | TWh | 112 | Sub_sector | Industry | Chemicals | Industry (chemicals, energetic) | Energetic | industry_chemical_demand_electricity_energetic | Electricity | EU | Energy demand | 7.4139 | FEC
CZ | TYNDP2026 | HEV | 2040 | TWh | 113 | Sub_sector | Industry | Chemicals | Industry (chemicals, energetic) | Energetic | industry_chemical_demand_hydrogen_energetic | Hydrogen | EU | Energy demand | 0.52506 | FEC
CZ | TYNDP2026 | HEV | 2040 | TWh | 114 | Sub_sector | Industry | Chemicals | Industry (chemicals, energetic) | Energetic | industry_chemical_demand_methane_energetic | Methane | EU | Energy demand | 0.8906 | FEC
CZ | TYNDP2026 | HEV | 2040 | TWh | 115 | Sub_sector | Industry | Chemicals | Industry (chemicals, energetic) | Energetic | industry_chemical_demand_heat_energetic | Heat | EU | Energy demand | 0.78736 | FEC
CZ | TYNDP2026 | HEV | 2040 | TWh | 116 | Sub_sector | Industry | Chemicals | Industry (chemicals, energetic) | Energetic | industry_chemical_demand_biomass_energetic | Biomass | EU | Energy demand | 1.4316 | FEC
CZ | TYNDP2026 | HEV | 2040 | TWh | 117 | Sub_sector | Industry | Chemicals | Industry (chemicals, energetic) | Energetic | industry_chemical_demand_coal_energetic | Solids | EU | Energy demand | 0 | FEC
CZ | TYNDP2026 | HEV | 2040 | TWh | 118 | Sub_sector | Industry | Chemicals | Industry (chemicals, energetic) | Energetic | industry_chemical_demand_oil_energetic | Liquids | EU | Energy demand | 0 | FEC
CZ | TYNDP2026 | HEV | 2040 | TWh | 119 | Sub_sector | Industry | Chemicals | Industry (chemicals, energetic) | Energetic | industry_chemical_demand_others_energetic | Others | EU | Energy demand | 0 | FEC
CZ | TYNDP2026 | HEV | 2040 | TWh | 120 | Sub_sector | Industry | Chemicals | Industry (chemicals, energetic) | Energetic | industry_chemical_demand_ammonia_energetic | Ammonia | EU | Energy demand | 0 | FEC
CZ | TYNDP2026 | HEV | 2040 | TWh | 122 | Sub_sector | Industry | Chemicals | Industry (chemicals, non-energetic) | Non-energetic | industry_chemical_demand_electricity_non_energetic | Electricity | EU | Energy demand | 0 | not_included_in_FEC
CZ | TYNDP2026 | HEV | 2040 | TWh | 123 | Sub_sector | Industry | Chemicals | Industry (chemicals, non-energetic) | Non-energetic | industry_chemical_demand_hydrogen_non_energetic | Hydrogen | EU | Energy demand | 3.0059 | not_included_in_FEC
CZ | TYNDP2026 | HEV | 2040 | TWh | 124 | Sub_sector | Industry | Chemicals | Industry (chemicals, non-energetic) | Non-energetic | industry_chemical_demand_methane_non_energetic | Methane | EU | Energy demand | 1.9416 | not_included_in_FEC
CZ | TYNDP2026 | HEV | 2040 | TWh | 125 | Sub_sector | Industry | Chemicals | Industry (chemicals, non-energetic) | Non-energetic | industry_chemical_demand_heat_non_energetic | Heat | EU | Energy demand | 0 | not_included_in_FEC
CZ | TYNDP2026 | HEV | 2040 | TWh | 126 | Sub_sector | Industry | Chemicals | Industry (chemicals, non-energetic) | Non-energetic | industry_chemical_demand_biomass_non_energetic | Biomass | EU | Energy demand | 9.5193 | not_included_in_FEC
CZ | TYNDP2026 | HEV | 2040 | TWh | 127 | Sub_sector | Industry | Chemicals | Industry (chemicals, non-energetic) | Non-energetic | industry_chemical_demand_coal_non_energetic | Solids | EU | Energy demand | 0.023228 | not_included_in_FEC
CZ | TYNDP2026 | HEV | 2040 | TWh | 128 | Sub_sector | Industry | Chemicals | Industry (chemicals, non-energetic) | Non-energetic | industry_chemical_demand_oil_non_energetic | Liquids | EU | Energy demand | 12.8368 | not_included_in_FEC
CZ | TYNDP2026 | HEV | 2040 | TWh | 129 | Sub_sector | Industry | Chemicals | Industry (chemicals, non-energetic) | Non-energetic | industry_chemical_demand_others_non_energetic | Others | EU | Energy demand | 0 | not_included_in_FEC
CZ | TYNDP2026 | HEV | 2040 | TWh | 130 | Sub_sector | Industry | Chemicals | Industry (chemicals, non-energetic) | Non-energetic | industry_chemical_demand_ammonia_non_energetic | Ammonia | EU | Energy demand | 0 | not_included_in_FEC
CZ | TYNDP2026 | HEV | 2040 | TWh | 132 | Sub_sector | Industry | Fertilizers | Industry (fertilizers, energetic) | Energetic | industry_fertilizers_demand_electricity_energetic | Electricity | EU | Energy demand | 0.13319 | FEC
CZ | TYNDP2026 | HEV | 2040 | TWh | 133 | Sub_sector | Industry | Fertilizers | Industry (fertilizers, energetic) | Energetic | industry_fertilizers_demand_hydrogen_energetic | Hydrogen | EU | Energy demand | 0.29199 | FEC
CZ | TYNDP2026 | HEV | 2040 | TWh | 134 | Sub_sector | Industry | Fertilizers | Industry (fertilizers, energetic) | Energetic | industry_fertilizers_demand_methane_energetic | Methane | EU | Energy demand | 0.64991 | FEC
CZ | TYNDP2026 | HEV | 2040 | TWh | 135 | Sub_sector | Industry | Fertilizers | Industry (fertilizers, energetic) | Energetic | industry_fertilizers_demand_heat_energetic | Heat | EU | Energy demand | 0 | FEC
CZ | TYNDP2026 | HEV | 2040 | TWh | 136 | Sub_sector | Industry | Fertilizers | Industry (fertilizers, energetic) | Energetic | industry_fertilizers_demand_biomass_energetic | Biomass | EU | Energy demand | 0 | FEC
CZ | TYNDP2026 | HEV | 2040 | TWh | 137 | Sub_sector | Industry | Fertilizers | Industry (fertilizers, energetic) | Energetic | industry_fertilizers_demand_coal_energetic | Solids | EU | Energy demand | 0 | FEC
CZ | TYNDP2026 | HEV | 2040 | TWh | 138 | Sub_sector | Industry | Fertilizers | Industry (fertilizers, energetic) | Energetic | industry_fertilizers_demand_oil_energetic | Liquids | EU | Energy demand | 0 | FEC
CZ | TYNDP2026 | HEV | 2040 | TWh | 139 | Sub_sector | Industry | Fertilizers | Industry (fertilizers, energetic) | Energetic | industry_fertilizers_demand_others_energetic | Others | EU | Energy demand | 0 | FEC
CZ | TYNDP2026 | HEV | 2040 | TWh | 140 | Sub_sector | Industry | Fertilizers | Industry (fertilizers, energetic) | Energetic | industry_fertilizers_demand_ammonia_energetic | Ammonia | EU | Energy demand | 0 | FEC
CZ | TYNDP2026 | HEV | 2040 | TWh | 142 | Sub_sector | Industry | Fertilizers | Industry (fertilizers, non-energetic) | Non-energetic | industry_fertilizers_demand_electricity_non_energetic | Electricity | EU | Energy demand | 0 | not_included_in_FEC
CZ | TYNDP2026 | HEV | 2040 | TWh | 143 | Sub_sector | Industry | Fertilizers | Industry (fertilizers, non-energetic) | Non-energetic | industry_fertilizers_demand_hydrogen_non_energetic | Hydrogen | EU | Energy demand | 0.73062 | not_included_in_FEC
CZ | TYNDP2026 | HEV | 2040 | TWh | 144 | Sub_sector | Industry | Fertilizers | Industry (fertilizers, non-energetic) | Non-energetic | industry_fertilizers_demand_methane_non_energetic | Methane | EU | Energy demand | 0.89418 | not_included_in_FEC
CZ | TYNDP2026 | HEV | 2040 | TWh | 145 | Sub_sector | Industry | Fertilizers | Industry (fertilizers, non-energetic) | Non-energetic | industry_fertilizers_demand_heat_non_energetic | Heat | EU | Energy demand | 0 | not_included_in_FEC
CZ | TYNDP2026 | HEV | 2040 | TWh | 146 | Sub_sector | Industry | Fertilizers | Industry (fertilizers, non-energetic) | Non-energetic | industry_fertilizers_demand_biomass_non_energetic | Biomass | EU | Energy demand | 0 | not_included_in_FEC
CZ | TYNDP2026 | HEV | 2040 | TWh | 147 | Sub_sector | Industry | Fertilizers | Industry (fertilizers, non-energetic) | Non-energetic | industry_fertilizers_demand_coal_non_energetic | Solids | EU | Energy demand | 0 | not_included_in_FEC
CZ | TYNDP2026 | HEV | 2040 | TWh | 148 | Sub_sector | Industry | Fertilizers | Industry (fertilizers, non-energetic) | Non-energetic | industry_fertilizers_demand_oil_non_energetic | Liquids | EU | Energy demand | 0 | not_included_in_FEC
CZ | TYNDP2026 | HEV | 2040 | TWh | 149 | Sub_sector | Industry | Fertilizers | Industry (fertilizers, non-energetic) | Non-energetic | industry_fertilizers_demand_others_non_energetic | Others | EU | Energy demand | 0 | not_included_in_FEC
CZ | TYNDP2026 | HEV | 2040 | TWh | 150 | Sub_sector | Industry | Fertilizers | Industry (fertilizers, non-energetic) | Non-energetic | industry_fertilizers_demand_ammonia_non_energetic | Ammonia | EU | Energy demand | 0 | not_included_in_FEC
CZ | TYNDP2026 | HEV | 2040 | TWh | 152 | Sub_sector | Industry | Food | Industry (food) | Energetic | industry_food_demand_electricity_energetic | Electricity | EU | Energy demand | 3.5945 | FEC
CZ | TYNDP2026 | HEV | 2040 | TWh | 153 | Sub_sector | Industry | Food | Industry (food) | Energetic | industry_food_demand_hydrogen_energetic | Hydrogen | EU | Energy demand | 0 | FEC
CZ | TYNDP2026 | HEV | 2040 | TWh | 154 | Sub_sector | Industry | Food | Industry (food) | Energetic | industry_food_demand_methane_energetic | Methane | EU | Energy demand | 0.82801 | FEC
CZ | TYNDP2026 | HEV | 2040 | TWh | 155 | Sub_sector | Industry | Food | Industry (food) | Energetic | industry_food_demand_heat_energetic | Heat | EU | Energy demand | 0 | FEC
CZ | TYNDP2026 | HEV | 2040 | TWh | 156 | Sub_sector | Industry | Food | Industry (food) | Energetic | industry_food_demand_biomass_energetic | Biomass | EU | Energy demand | 0 | FEC
CZ | TYNDP2026 | HEV | 2040 | TWh | 157 | Sub_sector | Industry | Food | Industry (food) | Energetic | industry_food_demand_coal_energetic | Solids | EU | Energy demand | 0 | FEC
CZ | TYNDP2026 | HEV | 2040 | TWh | 158 | Sub_sector | Industry | Food | Industry (food) | Energetic | industry_food_demand_oil_energetic | Liquids | EU | Energy demand | 0.072463 | FEC
CZ | TYNDP2026 | HEV | 2040 | TWh | 159 | Sub_sector | Industry | Food | Industry (food) | Energetic | industry_food_demand_others_energetic | Others | EU | Energy demand | 0 | FEC
CZ | TYNDP2026 | HEV | 2040 | TWh | 160 | Sub_sector | Industry | Food | Industry (food) | Energetic | industry_food_demand_ammonia_energetic | Ammonia | EU | Energy demand | 0 | FEC
CZ | TYNDP2026 | HEV | 2040 | TWh | 162 | Sub_sector | Industry | Metals | Industry (metal) | Energetic | industry_metal_demand_electricity_energetic | Electricity | EU | Energy demand | 0.39499 | FEC
CZ | TYNDP2026 | HEV | 2040 | TWh | 163 | Sub_sector | Industry | Metals | Industry (metal) | Energetic | industry_metal_demand_hydrogen_energetic | Hydrogen | EU | Energy demand | 0 | FEC
CZ | TYNDP2026 | HEV | 2040 | TWh | 164 | Sub_sector | Industry | Metals | Industry (metal) | Energetic | industry_metal_demand_methane_energetic | Methane | EU | Energy demand | 0.58957 | FEC
CZ | TYNDP2026 | HEV | 2040 | TWh | 165 | Sub_sector | Industry | Metals | Industry (metal) | Energetic | industry_metal_demand_heat_energetic | Heat | EU | Energy demand | 0.011678 | FEC
CZ | TYNDP2026 | HEV | 2040 | TWh | 166 | Sub_sector | Industry | Metals | Industry (metal) | Energetic | industry_metal_demand_biomass_energetic | Biomass | EU | Energy demand | 0 | FEC
CZ | TYNDP2026 | HEV | 2040 | TWh | 167 | Sub_sector | Industry | Metals | Industry (metal) | Energetic | industry_metal_demand_coal_energetic | Solids | EU | Energy demand | 0.0030959 | FEC
CZ | TYNDP2026 | HEV | 2040 | TWh | 168 | Sub_sector | Industry | Metals | Industry (metal) | Energetic | industry_metal_demand_oil_energetic | Liquids | EU | Energy demand | 0 | FEC
CZ | TYNDP2026 | HEV | 2040 | TWh | 169 | Sub_sector | Industry | Metals | Industry (metal) | Energetic | industry_metal_demand_others_energetic | Others | EU | Energy demand | 0 | FEC
CZ | TYNDP2026 | HEV | 2040 | TWh | 170 | Sub_sector | Industry | Metals | Industry (metal) | Energetic | industry_metal_demand_ammonia_energetic | Ammonia | EU | Energy demand | 0 | FEC
CZ | TYNDP2026 | HEV | 2040 | TWh | 172 | Sub_sector | Industry | Others | Industry (other, energetic) | Energetic | industry_other_demand_electricity_energetic | Electricity | EU | Energy demand | 19.6735 | FEC
CZ | TYNDP2026 | HEV | 2040 | TWh | 173 | Sub_sector | Industry | Others | Industry (other, energetic) | Energetic | industry_other_demand_hydrogen_energetic | Hydrogen | EU | Energy demand | 0.92025 | FEC
CZ | TYNDP2026 | HEV | 2040 | TWh | 174 | Sub_sector | Industry | Others | Industry (other, energetic) | Energetic | industry_other_demand_methane_energetic | Methane | EU | Energy demand | 5.2961 | FEC
CZ | TYNDP2026 | HEV | 2040 | TWh | 175 | Sub_sector | Industry | Others | Industry (other, energetic) | Energetic | industry_other_demand_heat_energetic | Heat | EU | Energy demand | 1.222 | FEC
CZ | TYNDP2026 | HEV | 2040 | TWh | 176 | Sub_sector | Industry | Others | Industry (other, energetic) | Energetic | industry_other_demand_biomass_energetic | Biomass | EU | Energy demand | 0.15275 | FEC
CZ | TYNDP2026 | HEV | 2040 | TWh | 177 | Sub_sector | Industry | Others | Industry (other, energetic) | Energetic | industry_other_demand_coal_energetic | Solids | EU | Energy demand | 0.74946 | FEC
CZ | TYNDP2026 | HEV | 2040 | TWh | 178 | Sub_sector | Industry | Others | Industry (other, energetic) | Energetic | industry_other_demand_oil_energetic | Liquids | EU | Energy demand | 2.535 | FEC
CZ | TYNDP2026 | HEV | 2040 | TWh | 179 | Sub_sector | Industry | Others | Industry (other, energetic) | Energetic | industry_other_demand_others_energetic | Others | EU | Energy demand | 0 | FEC
CZ | TYNDP2026 | HEV | 2040 | TWh | 180 | Sub_sector | Industry | Others | Industry (other, energetic) | Energetic | industry_other_demand_ammonia_energetic | Ammonia | EU | Energy demand | 0 | FEC
CZ | TYNDP2026 | HEV | 2040 | TWh | 182 | Sub_sector | Industry | Others | Industry (other, non-energetic) | Non-energetic | industry_other_demand_electricity_non_energetic | Electricity | EU | Energy demand | 0 | not_included_in_FEC
CZ | TYNDP2026 | HEV | 2040 | TWh | 183 | Sub_sector | Industry | Others | Industry (other, non-energetic) | Non-energetic | industry_other_demand_hydrogen_non_energetic | Hydrogen | EU | Energy demand | 0 | not_included_in_FEC
CZ | TYNDP2026 | HEV | 2040 | TWh | 184 | Sub_sector | Industry | Others | Industry (other, non-energetic) | Non-energetic | industry_other_demand_methane_non_energetic | Methane | EU | Energy demand | 0 | not_included_in_FEC
CZ | TYNDP2026 | HEV | 2040 | TWh | 185 | Sub_sector | Industry | Others | Industry (other, non-energetic) | Non-energetic | industry_other_demand_heat_non_energetic | Heat | EU | Energy demand | 0 | not_included_in_FEC
CZ | TYNDP2026 | HEV | 2040 | TWh | 186 | Sub_sector | Industry | Others | Industry (other, non-energetic) | Non-energetic | industry_other_demand_biomass_non_energetic | Biomass | EU | Energy demand | 0 | not_included_in_FEC
CZ | TYNDP2026 | HEV | 2040 | TWh | 187 | Sub_sector | Industry | Others | Industry (other, non-energetic) | Non-energetic | industry_other_demand_coal_non_energetic | Solids | EU | Energy demand | 0 | not_included_in_FEC
CZ | TYNDP2026 | HEV | 2040 | TWh | 188 | Sub_sector | Industry | Others | Industry (other, non-energetic) | Non-energetic | industry_other_demand_oil_non_energetic | Liquids | EU | Energy demand | 4.5758 | not_included_in_FEC
CZ | TYNDP2026 | HEV | 2040 | TWh | 189 | Sub_sector | Industry | Others | Industry (other, non-energetic) | Non-energetic | industry_other_demand_others_non_energetic | Others | EU | Energy demand | 0 | not_included_in_FEC
CZ | TYNDP2026 | HEV | 2040 | TWh | 190 | Sub_sector | Industry | Others | Industry (other, non-energetic) | Non-energetic | industry_other_demand_ammonia_non_energetic | Ammonia | EU | Energy demand | 0 | not_included_in_FEC
CZ | TYNDP2026 | HEV | 2040 | TWh | 192 | Sub_sector | Industry | Paper | Industry (paper) | Energetic | industry_paper_demand_electricity_energetic | Electricity | EU | Energy demand | 3.3997 | FEC
CZ | TYNDP2026 | HEV | 2040 | TWh | 193 | Sub_sector | Industry | Paper | Industry (paper) | Energetic | industry_paper_demand_hydrogen_energetic | Hydrogen | EU | Energy demand | 0 | FEC
CZ | TYNDP2026 | HEV | 2040 | TWh | 194 | Sub_sector | Industry | Paper | Industry (paper) | Energetic | industry_paper_demand_methane_energetic | Methane | EU | Energy demand | 0.95499 | FEC
CZ | TYNDP2026 | HEV | 2040 | TWh | 195 | Sub_sector | Industry | Paper | Industry (paper) | Energetic | industry_paper_demand_heat_energetic | Heat | EU | Energy demand | 0 | FEC
CZ | TYNDP2026 | HEV | 2040 | TWh | 196 | Sub_sector | Industry | Paper | Industry (paper) | Energetic | industry_paper_demand_biomass_energetic | Biomass | EU | Energy demand | 0.85689 | FEC
CZ | TYNDP2026 | HEV | 2040 | TWh | 197 | Sub_sector | Industry | Paper | Industry (paper) | Energetic | industry_paper_demand_coal_energetic | Solids | EU | Energy demand | 0.089209 | FEC
CZ | TYNDP2026 | HEV | 2040 | TWh | 198 | Sub_sector | Industry | Paper | Industry (paper) | Energetic | industry_paper_demand_oil_energetic | Liquids | EU | Energy demand | 0 | FEC
CZ | TYNDP2026 | HEV | 2040 | TWh | 199 | Sub_sector | Industry | Paper | Industry (paper) | Energetic | industry_paper_demand_others_energetic | Others | EU | Energy demand | 0 | FEC
CZ | TYNDP2026 | HEV | 2040 | TWh | 200 | Sub_sector | Industry | Paper | Industry (paper) | Energetic | industry_paper_demand_ammonia_energetic | Ammonia | EU | Energy demand | 0 | FEC
CZ | TYNDP2026 | HEV | 2040 | TWh | 202 | Sub_sector | Industry | Refineries | Industry (refineries, energetic) | Energetic | industry_refinery_demand_electricity_energetic | Electricity | EU | Energy demand | 0.16054 | not_included_in_FEC
CZ | TYNDP2026 | HEV | 2040 | TWh | 203 | Sub_sector | Industry | Refineries | Industry (refineries, energetic) | Energetic | industry_refinery_demand_hydrogen_energetic | Hydrogen | EU | Energy demand | 0.17682 | not_included_in_FEC
CZ | TYNDP2026 | HEV | 2040 | TWh | 204 | Sub_sector | Industry | Refineries | Industry (refineries, energetic) | Energetic | industry_refinery_demand_methane_energetic | Methane | EU | Energy demand | 0.67832 | not_included_in_FEC
CZ | TYNDP2026 | HEV | 2040 | TWh | 205 | Sub_sector | Industry | Refineries | Industry (refineries, energetic) | Energetic | industry_refinery_demand_heat_energetic | Heat | EU | Energy demand | 0.053328 | not_included_in_FEC
CZ | TYNDP2026 | HEV | 2040 | TWh | 206 | Sub_sector | Industry | Refineries | Industry (refineries, energetic) | Energetic | industry_refinery_demand_biomass_energetic | Biomass | EU | Energy demand | 0 | not_included_in_FEC
CZ | TYNDP2026 | HEV | 2040 | TWh | 207 | Sub_sector | Industry | Refineries | Industry (refineries, energetic) | Energetic | industry_refinery_demand_coal_energetic | Solids | EU | Energy demand | 0 | not_included_in_FEC
CZ | TYNDP2026 | HEV | 2040 | TWh | 208 | Sub_sector | Industry | Refineries | Industry (refineries, energetic) | Energetic | industry_refinery_demand_oil_energetic | Liquids | EU | Energy demand | 0.85508 | not_included_in_FEC
CZ | TYNDP2026 | HEV | 2040 | TWh | 209 | Sub_sector | Industry | Refineries | Industry (refineries, energetic) | Energetic | industry_refinery_demand_others_energetic | Others | EU | Energy demand | 0 | not_included_in_FEC
CZ | TYNDP2026 | HEV | 2040 | TWh | 210 | Sub_sector | Industry | Refineries | Industry (refineries, energetic) | Energetic | industry_refinery_demand_ammonia_energetic | Ammonia | EU | Energy demand | 0 | not_included_in_FEC
CZ | TYNDP2026 | HEV | 2040 | TWh | 212 | Sub_sector | Industry | Refineries | Industry (refineries, non-energetic) | Non-energetic | industry_refinery_demand_electricity_non_energetic | Electricity | EU | Energy demand | 0 | not_included_in_FEC
CZ | TYNDP2026 | HEV | 2040 | TWh | 213 | Sub_sector | Industry | Refineries | Industry (refineries, non-energetic) | Non-energetic | industry_refinery_demand_hydrogen_non_energetic | Hydrogen | EU | Energy demand | 0 | not_included_in_FEC
CZ | TYNDP2026 | HEV | 2040 | TWh | 214 | Sub_sector | Industry | Refineries | Industry (refineries, non-energetic) | Non-energetic | industry_refinery_demand_methane_non_energetic | Methane | EU | Energy demand | 0 | not_included_in_FEC
CZ | TYNDP2026 | HEV | 2040 | TWh | 215 | Sub_sector | Industry | Refineries | Industry (refineries, non-energetic) | Non-energetic | industry_refinery_demand_heat_non_energetic | Heat | EU | Energy demand | 0 | not_included_in_FEC
CZ | TYNDP2026 | HEV | 2040 | TWh | 216 | Sub_sector | Industry | Refineries | Industry (refineries, non-energetic) | Non-energetic | industry_refinery_demand_biomass_non_energetic | Biomass | EU | Energy demand | 0 | not_included_in_FEC
CZ | TYNDP2026 | HEV | 2040 | TWh | 217 | Sub_sector | Industry | Refineries | Industry (refineries, non-energetic) | Non-energetic | industry_refinery_demand_coal_non_energetic | Solids | EU | Energy demand | 0 | not_included_in_FEC
CZ | TYNDP2026 | HEV | 2040 | TWh | 218 | Sub_sector | Industry | Refineries | Industry (refineries, non-energetic) | Non-energetic | industry_refinery_demand_oil_non_energetic | Liquids | EU | Energy demand | 0 | not_included_in_FEC
CZ | TYNDP2026 | HEV | 2040 | TWh | 219 | Sub_sector | Industry | Refineries | Industry (refineries, non-energetic) | Non-energetic | industry_refinery_demand_others_non_energetic | Others | EU | Energy demand | 0 | not_included_in_FEC
CZ | TYNDP2026 | HEV | 2040 | TWh | 220 | Sub_sector | Industry | Refineries | Industry (refineries, non-energetic) | Non-energetic | industry_refinery_demand_ammonia_non_energetic | Ammonia | EU | Energy demand | 0 | not_included_in_FEC
CZ | TYNDP2026 | HEV | 2040 | TWh | 222 | Sub_sector | Industry | Steel | Industry (steel) | Energetic | industry_steel_demand_electricity_energetic | Electricity | EU | Energy demand | 4.8236 | FEC
CZ | TYNDP2026 | HEV | 2040 | TWh | 223 | Sub_sector | Industry | Steel | Industry (steel) | Energetic | industry_steel_demand_hydrogen_energetic | Hydrogen | EU | Energy demand | 0.80536 | FEC
CZ | TYNDP2026 | HEV | 2040 | TWh | 224 | Sub_sector | Industry | Steel | Industry (steel) | Energetic | industry_steel_demand_methane_energetic | Methane | EU | Energy demand | 6.4533 | FEC
CZ | TYNDP2026 | HEV | 2040 | TWh | 225 | Sub_sector | Industry | Steel | Industry (steel) | Energetic | industry_steel_demand_heat_energetic | Heat | EU | Energy demand | 0.57653 | FEC
CZ | TYNDP2026 | HEV | 2040 | TWh | 226 | Sub_sector | Industry | Steel | Industry (steel) | Energetic | industry_steel_demand_biomass_energetic | Biomass | EU | Energy demand | 6.67e-05 | FEC
CZ | TYNDP2026 | HEV | 2040 | TWh | 227 | Sub_sector | Industry | Steel | Industry (steel) | Energetic | industry_steel_demand_coal_energetic | Solids | EU | Energy demand | 4.3008 | FEC
CZ | TYNDP2026 | HEV | 2040 | TWh | 228 | Sub_sector | Industry | Steel | Industry (steel) | Energetic | industry_steel_demand_oil_energetic | Liquids | EU | Energy demand | 0 | FEC
CZ | TYNDP2026 | HEV | 2040 | TWh | 229 | Sub_sector | Industry | Steel | Industry (steel) | Energetic | industry_steel_demand_others_energetic | Others | EU | Energy demand | 0 | FEC
CZ | TYNDP2026 | HEV | 2040 | TWh | 230 | Sub_sector | Industry | Steel | Industry (steel) | Energetic | industry_steel_demand_ammonia_energetic | Ammonia | EU | Energy demand | 0 | FEC
CZ | TYNDP2026 | HEV | 2040 | TWh | 232 | Sub_sector | Transport | Cars | Transport (cars) | Energetic | transport_cars_final_demand_electricity | Electricity | EU | Energy demand | 6.0346 | FEC
CZ | TYNDP2026 | HEV | 2040 | TWh | 233 | Sub_sector | Transport | Cars | Transport (cars) | Energetic | transport_cars_final_demand_hydrogen | Hydrogen | EU | Energy demand | 0.1132 | FEC
CZ | TYNDP2026 | HEV | 2040 | TWh | 234 | Sub_sector | Transport | Cars | Transport (cars) | Energetic | transport_cars_final_demand_methane | Methane | EU | Energy demand | 0.94528 | FEC
CZ | TYNDP2026 | HEV | 2040 | TWh | 235 | Sub_sector | Transport | Cars | Transport (cars) | Energetic | transport_cars_final_demand_heat | Heat | EU | Energy demand | 0 | FEC
CZ | TYNDP2026 | HEV | 2040 | TWh | 236 | Sub_sector | Transport | Cars | Transport (cars) | Energetic | transport_cars_final_demand_biomass | Biomass | EU | Energy demand | 0 | FEC
CZ | TYNDP2026 | HEV | 2040 | TWh | 237 | Sub_sector | Transport | Cars | Transport (cars) | Energetic | transport_cars_final_demand_coal | Solids | EU | Energy demand | 0 | FEC
CZ | TYNDP2026 | HEV | 2040 | TWh | 238 | Sub_sector | Transport | Cars | Transport (cars) | Energetic | transport_cars_final_demand_oil | Liquids | EU | Energy demand | 27.0798 | FEC
CZ | TYNDP2026 | HEV | 2040 | TWh | 239 | Sub_sector | Transport | Cars | Transport (cars) | Energetic | transport_cars_final_demand_other | Others | EU | Energy demand | 0 | FEC
CZ | TYNDP2026 | HEV | 2040 | TWh | 240 | Sub_sector | Transport | Cars | Transport (cars) | Energetic | transport_cars_final_demand_ammonia | Ammonia | EU | Energy demand | 0 | FEC
CZ | TYNDP2026 | HEV | 2040 | TWh | 242 | Sub_sector | Transport | Busses | Transport (busses) | Energetic | transport_busses_final_demand_electricity | Electricity | EU | Energy demand | 0.89662 | FEC
CZ | TYNDP2026 | HEV | 2040 | TWh | 243 | Sub_sector | Transport | Busses | Transport (busses) | Energetic | transport_busses_final_demand_hydrogen | Hydrogen | EU | Energy demand | 0 | FEC
CZ | TYNDP2026 | HEV | 2040 | TWh | 244 | Sub_sector | Transport | Busses | Transport (busses) | Energetic | transport_busses_final_demand_methane | Methane | EU | Energy demand | 0.43576 | FEC
CZ | TYNDP2026 | HEV | 2040 | TWh | 245 | Sub_sector | Transport | Busses | Transport (busses) | Energetic | transport_busses_final_demand_heat | Heat | EU | Energy demand | 0 | FEC
CZ | TYNDP2026 | HEV | 2040 | TWh | 246 | Sub_sector | Transport | Busses | Transport (busses) | Energetic | transport_busses_final_demand_biomass | Biomass | EU | Energy demand | 0 | FEC
CZ | TYNDP2026 | HEV | 2040 | TWh | 247 | Sub_sector | Transport | Busses | Transport (busses) | Energetic | transport_busses_final_demand_coal | Solids | EU | Energy demand | 0 | FEC
CZ | TYNDP2026 | HEV | 2040 | TWh | 248 | Sub_sector | Transport | Busses | Transport (busses) | Energetic | transport_busses_final_demand_oil | Liquids | EU | Energy demand | 2.5226 | FEC
CZ | TYNDP2026 | HEV | 2040 | TWh | 249 | Sub_sector | Transport | Busses | Transport (busses) | Energetic | transport_busses_final_demand_other | Others | EU | Energy demand | 0 | FEC
CZ | TYNDP2026 | HEV | 2040 | TWh | 250 | Sub_sector | Transport | Busses | Transport (busses) | Energetic | transport_busses_final_demand_ammonia | Ammonia | EU | Energy demand | 0 | FEC
CZ | TYNDP2026 | HEV | 2040 | TWh | 252 | Sub_sector | Transport | Trucks | Transport (trucks) | Energetic | transport_trucks_final_demand_electricity | Electricity | EU | Energy demand | 2.0519 | FEC
CZ | TYNDP2026 | HEV | 2040 | TWh | 253 | Sub_sector | Transport | Trucks | Transport (trucks) | Energetic | transport_trucks_final_demand_hydrogen | Hydrogen | EU | Energy demand | 1.1326 | FEC
CZ | TYNDP2026 | HEV | 2040 | TWh | 254 | Sub_sector | Transport | Trucks | Transport (trucks) | Energetic | transport_trucks_final_demand_methane | Methane | EU | Energy demand | 1.1534 | FEC
CZ | TYNDP2026 | HEV | 2040 | TWh | 255 | Sub_sector | Transport | Trucks | Transport (trucks) | Energetic | transport_trucks_final_demand_heat | Heat | EU | Energy demand | 0 | FEC
CZ | TYNDP2026 | HEV | 2040 | TWh | 256 | Sub_sector | Transport | Trucks | Transport (trucks) | Energetic | transport_trucks_final_demand_biomass | Biomass | EU | Energy demand | 0 | FEC
CZ | TYNDP2026 | HEV | 2040 | TWh | 257 | Sub_sector | Transport | Trucks | Transport (trucks) | Energetic | transport_trucks_final_demand_coal | Solids | EU | Energy demand | 0 | FEC
CZ | TYNDP2026 | HEV | 2040 | TWh | 258 | Sub_sector | Transport | Trucks | Transport (trucks) | Energetic | transport_trucks_final_demand_oil | Liquids | EU | Energy demand | 8.4098 | FEC
CZ | TYNDP2026 | HEV | 2040 | TWh | 259 | Sub_sector | Transport | Trucks | Transport (trucks) | Energetic | transport_trucks_final_demand_other | Others | EU | Energy demand | 0 | FEC
CZ | TYNDP2026 | HEV | 2040 | TWh | 260 | Sub_sector | Transport | Trucks | Transport (trucks) | Energetic | transport_trucks_final_demand_ammonia | Ammonia | EU | Energy demand | 0 | FEC
CZ | TYNDP2026 | HEV | 2040 | TWh | 262 | Sub_sector | Transport | Vans | Transport (vans) | Energetic | transport_vans_final_demand_electricity | Electricity | EU | Energy demand | 0.89047 | FEC
CZ | TYNDP2026 | HEV | 2040 | TWh | 263 | Sub_sector | Transport | Vans | Transport (vans) | Energetic | transport_vans_final_demand_hydrogen | Hydrogen | EU | Energy demand | 0.13452 | FEC
CZ | TYNDP2026 | HEV | 2040 | TWh | 264 | Sub_sector | Transport | Vans | Transport (vans) | Energetic | transport_vans_final_demand_methane | Methane | EU | Energy demand | 0.16872 | FEC
CZ | TYNDP2026 | HEV | 2040 | TWh | 265 | Sub_sector | Transport | Vans | Transport (vans) | Energetic | transport_vans_final_demand_heat | Heat | EU | Energy demand | 0 | FEC
CZ | TYNDP2026 | HEV | 2040 | TWh | 266 | Sub_sector | Transport | Vans | Transport (vans) | Energetic | transport_vans_final_demand_biomass | Biomass | EU | Energy demand | 0 | FEC
CZ | TYNDP2026 | HEV | 2040 | TWh | 267 | Sub_sector | Transport | Vans | Transport (vans) | Energetic | transport_vans_final_demand_coal | Solids | EU | Energy demand | 0 | FEC
CZ | TYNDP2026 | HEV | 2040 | TWh | 268 | Sub_sector | Transport | Vans | Transport (vans) | Energetic | transport_vans_final_demand_oil | Liquids | EU | Energy demand | 2.4721 | FEC
CZ | TYNDP2026 | HEV | 2040 | TWh | 269 | Sub_sector | Transport | Vans | Transport (vans) | Energetic | transport_vans_final_demand_other | Others | EU | Energy demand | 0 | FEC
CZ | TYNDP2026 | HEV | 2040 | TWh | 270 | Sub_sector | Transport | Vans | Transport (vans) | Energetic | transport_vans_final_demand_ammonia | Ammonia | EU | Energy demand | 0 | FEC
CZ | TYNDP2026 | HEV | 2040 | TWh | 272 | Sub_sector | Transport | Freight trains | Transport (trains) | Energetic | transport_trains_final_demand_electricity | Electricity | EU | Energy demand | 2.7371 | FEC
CZ | TYNDP2026 | HEV | 2040 | TWh | 273 | Sub_sector | Transport | Freight trains | Transport (trains) | Energetic | transport_trains_final_demand_hydrogen | Hydrogen | EU | Energy demand | 0 | FEC
CZ | TYNDP2026 | HEV | 2040 | TWh | 274 | Sub_sector | Transport | Freight trains | Transport (trains) | Energetic | transport_trains_final_demand_methane | Methane | EU | Energy demand | 0 | FEC
CZ | TYNDP2026 | HEV | 2040 | TWh | 275 | Sub_sector | Transport | Freight trains | Transport (trains) | Energetic | transport_trains_final_demand_heat | Heat | EU | Energy demand | 0 | FEC
CZ | TYNDP2026 | HEV | 2040 | TWh | 276 | Sub_sector | Transport | Freight trains | Transport (trains) | Energetic | transport_trains_final_demand_biomass | Biomass | EU | Energy demand | 0 | FEC
CZ | TYNDP2026 | HEV | 2040 | TWh | 277 | Sub_sector | Transport | Freight trains | Transport (trains) | Energetic | transport_trains_final_demand_coal | Solids | EU | Energy demand | 0 | FEC
CZ | TYNDP2026 | HEV | 2040 | TWh | 278 | Sub_sector | Transport | Freight trains | Transport (trains) | Energetic | transport_trains_final_demand_oil | Liquids | EU | Energy demand | 0.45431 | FEC
CZ | TYNDP2026 | HEV | 2040 | TWh | 279 | Sub_sector | Transport | Freight trains | Transport (trains) | Energetic | transport_trains_final_demand_other | Others | EU | Energy demand | 0 | FEC
CZ | TYNDP2026 | HEV | 2040 | TWh | 280 | Sub_sector | Transport | Freight trains | Transport (trains) | Energetic | transport_trains_final_demand_ammonia | Ammonia | EU | Energy demand | 0 | FEC
CZ | TYNDP2026 | HEV | 2040 | TWh | 282 | Sub_sector | Transport | Ships | Transport (ships) | Energetic | transport_ships_final_demand_electricity | Electricity | EU | Energy demand | 0 | FEC
CZ | TYNDP2026 | HEV | 2040 | TWh | 283 | Sub_sector | Transport | Ships | Transport (ships) | Energetic | transport_ships_final_demand_hydrogen | Hydrogen | EU | Energy demand | 0.00020733 | FEC
CZ | TYNDP2026 | HEV | 2040 | TWh | 284 | Sub_sector | Transport | Ships | Transport (ships) | Energetic | transport_ships_final_demand_methane | Methane | EU | Energy demand | 0.0016012 | FEC
CZ | TYNDP2026 | HEV | 2040 | TWh | 285 | Sub_sector | Transport | Ships | Transport (ships) | Energetic | transport_ships_final_demand_heat | Heat | EU | Energy demand | 0 | FEC
CZ | TYNDP2026 | HEV | 2040 | TWh | 286 | Sub_sector | Transport | Ships | Transport (ships) | Energetic | transport_ships_final_demand_biomass | Biomass | EU | Energy demand | 0 | FEC
CZ | TYNDP2026 | HEV | 2040 | TWh | 287 | Sub_sector | Transport | Ships | Transport (ships) | Energetic | transport_ships_final_demand_coal | Solids | EU | Energy demand | 0 | FEC
CZ | TYNDP2026 | HEV | 2040 | TWh | 288 | Sub_sector | Transport | Ships | Transport (ships) | Energetic | transport_ships_final_demand_oil | Liquids | EU | Energy demand | 0.0010774 | FEC
CZ | TYNDP2026 | HEV | 2040 | TWh | 289 | Sub_sector | Transport | Ships | Transport (ships) | Energetic | transport_ships_final_demand_other | Others | EU | Energy demand | 0 | FEC
CZ | TYNDP2026 | HEV | 2040 | TWh | 290 | Sub_sector | Transport | Ships | Transport (ships) | Energetic | transport_ships_final_demand_ammonia | Ammonia | EU | Energy demand | 0 | FEC
CZ | TYNDP2026 | HEV | 2040 | TWh | 292 | Sub_sector | Transport | Planes | Transport (planes) | Energetic | transport_planes_final_demand_electricity | Electricity | EU | Energy demand | 0.022697 | FEC
CZ | TYNDP2026 | HEV | 2040 | TWh | 293 | Sub_sector | Transport | Planes | Transport (planes) | Energetic | transport_planes_final_demand_hydrogen | Hydrogen | EU | Energy demand | 0.028974 | FEC
CZ | TYNDP2026 | HEV | 2040 | TWh | 294 | Sub_sector | Transport | Planes | Transport (planes) | Energetic | transport_planes_final_demand_methane | Methane | EU | Energy demand | 0 | FEC
CZ | TYNDP2026 | HEV | 2040 | TWh | 295 | Sub_sector | Transport | Planes | Transport (planes) | Energetic | transport_planes_final_demand_heat | Heat | EU | Energy demand | 0 | FEC
CZ | TYNDP2026 | HEV | 2040 | TWh | 296 | Sub_sector | Transport | Planes | Transport (planes) | Energetic | transport_planes_final_demand_biomass | Biomass | EU | Energy demand | 0 | FEC
CZ | TYNDP2026 | HEV | 2040 | TWh | 297 | Sub_sector | Transport | Planes | Transport (planes) | Energetic | transport_planes_final_demand_coal | Solids | EU | Energy demand | 0 | FEC
CZ | TYNDP2026 | HEV | 2040 | TWh | 298 | Sub_sector | Transport | Planes | Transport (planes) | Energetic | transport_planes_final_demand_oil | Liquids | EU | Energy demand | 0.16457 | FEC
CZ | TYNDP2026 | HEV | 2040 | TWh | 299 | Sub_sector | Transport | Planes | Transport (planes) | Energetic | transport_planes_final_demand_other | Others | EU | Energy demand | 0 | FEC
CZ | TYNDP2026 | HEV | 2040 | TWh | 300 | Sub_sector | Transport | Planes | Transport (planes) | Energetic | transport_planes_final_demand_ammonia | Ammonia | EU | Energy demand | 0 | FEC
CZ | TYNDP2026 | HEV | 2040 | TWh | 302 | Sub_sector | Transport | Others | Transport (others) | Energetic | transport_other_final_demand_electricity | Electricity | EU | Energy demand | 0.018092 | FEC
CZ | TYNDP2026 | HEV | 2040 | TWh | 303 | Sub_sector | Transport | Others | Transport (others) | Energetic | transport_other_final_demand_hydrogen | Hydrogen | EU | Energy demand | 0 | FEC
CZ | TYNDP2026 | HEV | 2040 | TWh | 304 | Sub_sector | Transport | Others | Transport (others) | Energetic | transport_other_final_demand_methane | Methane | EU | Energy demand | 0 | FEC
CZ | TYNDP2026 | HEV | 2040 | TWh | 305 | Sub_sector | Transport | Others | Transport (others) | Energetic | transport_other_final_demand_heat | Heat | EU | Energy demand | 0 | FEC
CZ | TYNDP2026 | HEV | 2040 | TWh | 306 | Sub_sector | Transport | Others | Transport (others) | Energetic | transport_other_final_demand_biomass | Biomass | EU | Energy demand | 0 | FEC
CZ | TYNDP2026 | HEV | 2040 | TWh | 307 | Sub_sector | Transport | Others | Transport (others) | Energetic | transport_other_final_demand_coal | Solids | EU | Energy demand | 0 | FEC
CZ | TYNDP2026 | HEV | 2040 | TWh | 308 | Sub_sector | Transport | Others | Transport (others) | Energetic | transport_other_final_demand_oil | Liquids | EU | Energy demand | 0.72446 | FEC
CZ | TYNDP2026 | HEV | 2040 | TWh | 309 | Sub_sector | Transport | Others | Transport (others) | Energetic | transport_other_final_demand_other | Others | EU | Energy demand | 0 | FEC
CZ | TYNDP2026 | HEV | 2040 | TWh | 310 | Sub_sector | Transport | Others | Transport (others) | Energetic | transport_other_final_demand_ammonia | Ammonia | EU | Energy demand | 0 | FEC
CZ | TYNDP2026 | HEV | 2040 | TWh | 312 | Sub_sector | International transport | International aviation | Transport (int. aviation) | Energetic | transport_int_aviation_final_demand_electricity | Electricity | EU | Energy demand | 0 | FEC
CZ | TYNDP2026 | HEV | 2040 | TWh | 313 | Sub_sector | International transport | International aviation | Transport (int. aviation) | Energetic | transport_int_aviation_final_demand_hydrogen | Hydrogen | EU | Energy demand | 0 | FEC
CZ | TYNDP2026 | HEV | 2040 | TWh | 314 | Sub_sector | International transport | International aviation | Transport (int. aviation) | Energetic | transport_int_aviation_final_demand_methane | Methane | EU | Energy demand | 0 | FEC
CZ | TYNDP2026 | HEV | 2040 | TWh | 315 | Sub_sector | International transport | International aviation | Transport (int. aviation) | Energetic | transport_int_aviation_final_demand_heat | Heat | EU | Energy demand | 0 | FEC
CZ | TYNDP2026 | HEV | 2040 | TWh | 316 | Sub_sector | International transport | International aviation | Transport (int. aviation) | Energetic | transport_int_aviation_final_demand_biofuels | Biomass | EU | Energy demand | 0 | FEC
CZ | TYNDP2026 | HEV | 2040 | TWh | 317 | Sub_sector | International transport | International aviation | Transport (int. aviation) | Energetic | transport_int_aviation_final_demand_coal | Solids | EU | Energy demand | 0 | FEC
CZ | TYNDP2026 | HEV | 2040 | TWh | 318 | Sub_sector | International transport | International aviation | Transport (int. aviation) | Energetic | transport_int_aviation_final_demand_oil | Liquids | EU | Energy demand | 4.2783 | FEC
CZ | TYNDP2026 | HEV | 2040 | TWh | 319 | Sub_sector | International transport | International aviation | Transport (int. aviation) | Energetic | transport_int_aviation_final_demand_other | Others | EU | Energy demand | 0 | FEC
CZ | TYNDP2026 | HEV | 2040 | TWh | 320 | Sub_sector | International transport | International aviation | Transport (int. aviation) | Energetic | transport_int_aviation_final_demand_ammonia | Ammonia | EU | Energy demand | 0 | FEC
CZ | TYNDP2026 | HEV | 2040 | TWh | 322 | Sub_sector | International transport | International shipping | Transport (int. shipping) | Energetic | transport_int_shipping_final_demand_electricity | Electricity | EU | Energy demand | 0 | not_included_in_FEC
CZ | TYNDP2026 | HEV | 2040 | TWh | 323 | Sub_sector | International transport | International shipping | Transport (int. shipping) | Energetic | transport_int_shipping_final_demand_hydrogen | Hydrogen | EU | Energy demand | 0 | not_included_in_FEC
CZ | TYNDP2026 | HEV | 2040 | TWh | 324 | Sub_sector | International transport | International shipping | Transport (int. shipping) | Energetic | transport_int_shipping_final_demand_methane | Methane | EU | Energy demand | 0 | not_included_in_FEC
CZ | TYNDP2026 | HEV | 2040 | TWh | 325 | Sub_sector | International transport | International shipping | Transport (int. shipping) | Energetic | transport_int_shipping_final_demand_heat | Heat | EU | Energy demand | 0 | not_included_in_FEC
CZ | TYNDP2026 | HEV | 2040 | TWh | 326 | Sub_sector | International transport | International shipping | Transport (int. shipping) | Energetic | transport_int_shipping_final_demand_biofuels | Biomass | EU | Energy demand | 0 | not_included_in_FEC
CZ | TYNDP2026 | HEV | 2040 | TWh | 327 | Sub_sector | International transport | International shipping | Transport (int. shipping) | Energetic | transport_int_shipping_final_demand_coal | Solids | EU | Energy demand | 0 | not_included_in_FEC
CZ | TYNDP2026 | HEV | 2040 | TWh | 328 | Sub_sector | International transport | International shipping | Transport (int. shipping) | Energetic | transport_int_shipping_final_demand_oil | Liquids | EU | Energy demand | 0 | not_included_in_FEC
CZ | TYNDP2026 | HEV | 2040 | TWh | 329 | Sub_sector | International transport | International shipping | Transport (int. shipping) | Energetic | transport_int_shipping_final_demand_other | Others | EU | Energy demand | 0 | not_included_in_FEC
CZ | TYNDP2026 | HEV | 2040 | TWh | 330 | Sub_sector | International transport | International shipping | Transport (int. shipping) | Energetic | transport_int_shipping_final_demand_ammonia | Ammonia | EU | Energy demand | 0 | not_included_in_FEC
CZ | TYNDP2026 | HEV | 2040 | TWh | 332 | Sub_sector | Households | Space heating | Households (heating) | Energetic | households_heating_final_demand_electricity | Electricity | EU | Energy demand | 19.5877 | FEC
CZ | TYNDP2026 | HEV | 2040 | TWh | 333 | Sub_sector | Households | Space heating | Households (heating) | Energetic | households_heating_final_demand_hydrogen | Hydrogen | EU | Energy demand | 0 | FEC
CZ | TYNDP2026 | HEV | 2040 | TWh | 334 | Sub_sector | Households | Space heating | Households (heating) | Energetic | households_heating_final_demand_methane | Methane | EU | Energy demand | 11.6386 | FEC
CZ | TYNDP2026 | HEV | 2040 | TWh | 335 | Sub_sector | Households | Space heating | Households (heating) | Energetic | households_heating_final_demand_heat | Heat | EU | Energy demand | 7.3244 | FEC
CZ | TYNDP2026 | HEV | 2040 | TWh | 336 | Sub_sector | Households | Space heating | Households (heating) | Energetic | households_heating_final_demand_biomass | Biomass | EU | Energy demand | 16.0954 | FEC
CZ | TYNDP2026 | HEV | 2040 | TWh | 337 | Sub_sector | Households | Space heating | Households (heating) | Energetic | households_heating_final_demand_coal | Solids | EU | Energy demand | 1.8539 | FEC
CZ | TYNDP2026 | HEV | 2040 | TWh | 338 | Sub_sector | Households | Space heating | Households (heating) | Energetic | households_heating_final_demand_oil | Liquids | EU | Energy demand | 0.051146 | FEC
CZ | TYNDP2026 | HEV | 2040 | TWh | 339 | Sub_sector | Households | Space heating | Households (heating) | Energetic | households_heating_final_demand_other | Others | EU | Energy demand | 0.20673 | FEC
CZ | TYNDP2026 | HEV | 2040 | TWh | 340 | Sub_sector | Households | Space heating | Households (heating) | Energetic | households_heating_final_demand_ammonia | Ammonia | EU | Energy demand | 0 | FEC
CZ | TYNDP2026 | HEV | 2040 | TWh | 343 | Sub_sector | Households | Cooling | Households (cooling) | Energetic | households_cooling_final_demand_electricity | Electricity | EU | Energy demand | 0.10594 | FEC
CZ | TYNDP2026 | HEV | 2040 | TWh | 344 | Sub_sector | Households | Cooling | Households (cooling) | Energetic | households_cooling_final_demand_hydrogen | Hydrogen | EU | Energy demand | 0 | FEC
CZ | TYNDP2026 | HEV | 2040 | TWh | 345 | Sub_sector | Households | Cooling | Households (cooling) | Energetic | households_cooling_final_demand_methane | Methane | EU | Energy demand | 0 | FEC
CZ | TYNDP2026 | HEV | 2040 | TWh | 346 | Sub_sector | Households | Cooling | Households (cooling) | Energetic | households_cooling_final_demand_heat | Heat | EU | Energy demand | 0 | FEC
CZ | TYNDP2026 | HEV | 2040 | TWh | 347 | Sub_sector | Households | Cooling | Households (cooling) | Energetic | households_cooling_final_demand_biomass | Biomass | EU | Energy demand | 0 | FEC
CZ | TYNDP2026 | HEV | 2040 | TWh | 348 | Sub_sector | Households | Cooling | Households (cooling) | Energetic | households_cooling_final_demand_coal | Solids | EU | Energy demand | 0 | FEC
CZ | TYNDP2026 | HEV | 2040 | TWh | 349 | Sub_sector | Households | Cooling | Households (cooling) | Energetic | households_cooling_final_demand_oil | Liquids | EU | Energy demand | 0 | FEC
CZ | TYNDP2026 | HEV | 2040 | TWh | 350 | Sub_sector | Households | Cooling | Households (cooling) | Energetic | households_cooling_final_demand_other | Others | EU | Energy demand | 0 | FEC
CZ | TYNDP2026 | HEV | 2040 | TWh | 351 | Sub_sector | Households | Cooling | Households (cooling) | Energetic | households_cooling_final_demand_ammonia | Ammonia | EU | Energy demand | 0 | FEC
CZ | TYNDP2026 | HEV | 2040 | TWh | 354 | Sub_sector | Households | Hot water | Households (hot water) | Energetic | households_hot_water_final_demand_electricity | Electricity | EU | Energy demand | 2.8833 | FEC
CZ | TYNDP2026 | HEV | 2040 | TWh | 355 | Sub_sector | Households | Hot water | Households (hot water) | Energetic | households_hot_water_final_demand_hydrogen | Hydrogen | EU | Energy demand | 0 | FEC
CZ | TYNDP2026 | HEV | 2040 | TWh | 356 | Sub_sector | Households | Hot water | Households (hot water) | Energetic | households_hot_water_final_demand_methane | Methane | EU | Energy demand | 2.8205 | FEC
CZ | TYNDP2026 | HEV | 2040 | TWh | 357 | Sub_sector | Households | Hot water | Households (hot water) | Energetic | households_hot_water_final_demand_heat | Heat | EU | Energy demand | 1.924 | FEC
CZ | TYNDP2026 | HEV | 2040 | TWh | 358 | Sub_sector | Households | Hot water | Households (hot water) | Energetic | households_hot_water_final_demand_biomass | Biomass | EU | Energy demand | 2.6704 | FEC
CZ | TYNDP2026 | HEV | 2040 | TWh | 359 | Sub_sector | Households | Hot water | Households (hot water) | Energetic | households_hot_water_final_demand_coal | Solids | EU | Energy demand | 0.23204 | FEC
CZ | TYNDP2026 | HEV | 2040 | TWh | 360 | Sub_sector | Households | Hot water | Households (hot water) | Energetic | households_hot_water_final_demand_oil | Liquids | EU | Energy demand | 0.0064019 | FEC
CZ | TYNDP2026 | HEV | 2040 | TWh | 361 | Sub_sector | Households | Hot water | Households (hot water) | Energetic | households_hot_water_final_demand_other | Others | EU | Energy demand | 0.89808 | FEC
CZ | TYNDP2026 | HEV | 2040 | TWh | 362 | Sub_sector | Households | Hot water | Households (hot water) | Energetic | households_hot_water_final_demand_ammonia | Ammonia | EU | Energy demand | 0 | FEC
CZ | TYNDP2026 | HEV | 2040 | TWh | 365 | Sub_sector | Households | Appliances | Households (appliances) | Energetic | households_appliances_final_demand_electricity | Electricity | EU | Energy demand | 6.4958 | FEC
CZ | TYNDP2026 | HEV | 2040 | TWh | 366 | Sub_sector | Households | Appliances | Households (appliances) | Energetic | households_appliances_final_demand_hydrogen | Hydrogen | EU | Energy demand | 0 | FEC
CZ | TYNDP2026 | HEV | 2040 | TWh | 367 | Sub_sector | Households | Appliances | Households (appliances) | Energetic | households_appliances_final_demand_methane | Methane | EU | Energy demand | 1.4061 | FEC
CZ | TYNDP2026 | HEV | 2040 | TWh | 368 | Sub_sector | Households | Appliances | Households (appliances) | Energetic | households_appliances_final_demand_heat | Heat | EU | Energy demand | 0 | FEC
CZ | TYNDP2026 | HEV | 2040 | TWh | 369 | Sub_sector | Households | Appliances | Households (appliances) | Energetic | households_appliances_final_demand_biomass | Biomass | EU | Energy demand | 0.070892 | FEC
CZ | TYNDP2026 | HEV | 2040 | TWh | 370 | Sub_sector | Households | Appliances | Households (appliances) | Energetic | households_appliances_final_demand_coal | Solids | EU | Energy demand | 0 | FEC
CZ | TYNDP2026 | HEV | 2040 | TWh | 371 | Sub_sector | Households | Appliances | Households (appliances) | Energetic | households_appliances_final_demand_oil | Liquids | EU | Energy demand | 0 | FEC
CZ | TYNDP2026 | HEV | 2040 | TWh | 372 | Sub_sector | Households | Appliances | Households (appliances) | Energetic | households_appliances_final_demand_other | Others | EU | Energy demand | 0 | FEC
CZ | TYNDP2026 | HEV | 2040 | TWh | 373 | Sub_sector | Households | Appliances | Households (appliances) | Energetic | households_appliances_final_demand_ammonia | Ammonia | EU | Energy demand | 0 | FEC
CZ | TYNDP2026 | HEV | 2040 | TWh | 375 | Sub_sector | Buildings | Space heating | Buildings (heat) | Energetic | buildings_heat_final_demand_electricity | Electricity | EU | Energy demand | 8.2053 | FEC
CZ | TYNDP2026 | HEV | 2040 | TWh | 376 | Sub_sector | Buildings | Space heating | Buildings (heat) | Energetic | buildings_heat_final_demand_hydrogen | Hydrogen | EU | Energy demand | 0 | FEC
CZ | TYNDP2026 | HEV | 2040 | TWh | 377 | Sub_sector | Buildings | Space heating | Buildings (heat) | Energetic | buildings_heat_final_demand_methane | Methane | EU | Energy demand | 4.4362 | FEC
CZ | TYNDP2026 | HEV | 2040 | TWh | 378 | Sub_sector | Buildings | Space heating | Buildings (heat) | Energetic | buildings_heat_final_demand_heat | Heat | EU | Energy demand | 5.0735 | FEC
CZ | TYNDP2026 | HEV | 2040 | TWh | 379 | Sub_sector | Buildings | Space heating | Buildings (heat) | Energetic | buildings_heat_final_demand_biomass | Biomass | EU | Energy demand | 0.70016 | FEC
CZ | TYNDP2026 | HEV | 2040 | TWh | 380 | Sub_sector | Buildings | Space heating | Buildings (heat) | Energetic | buildings_heat_final_demand_coal | Solids | EU | Energy demand | 0.072596 | FEC
CZ | TYNDP2026 | HEV | 2040 | TWh | 381 | Sub_sector | Buildings | Space heating | Buildings (heat) | Energetic | buildings_heat_final_demand_oil | Liquids | EU | Energy demand | 0.039029 | FEC
CZ | TYNDP2026 | HEV | 2040 | TWh | 382 | Sub_sector | Buildings | Space heating | Buildings (heat) | Energetic | buildings_heat_final_demand_other | Others | EU | Energy demand | 0.0060512 | FEC
CZ | TYNDP2026 | HEV | 2040 | TWh | 383 | Sub_sector | Buildings | Space heating | Buildings (heat) | Energetic | buildings_heat_final_demand_ammonia | Ammonia | EU | Energy demand | 0 | FEC
CZ | TYNDP2026 | HEV | 2040 | TWh | 386 | Sub_sector | Buildings | Cooling | Buildings (cooling) | Energetic | buildings_cooling_final_demand_electricity | Electricity | EU | Energy demand | 0.3586 | FEC
CZ | TYNDP2026 | HEV | 2040 | TWh | 387 | Sub_sector | Buildings | Cooling | Buildings (cooling) | Energetic | buildings_cooling_final_demand_hydrogen | Hydrogen | EU | Energy demand | 0 | FEC
CZ | TYNDP2026 | HEV | 2040 | TWh | 388 | Sub_sector | Buildings | Cooling | Buildings (cooling) | Energetic | buildings_cooling_final_demand_methane | Methane | EU | Energy demand | 0 | FEC
CZ | TYNDP2026 | HEV | 2040 | TWh | 389 | Sub_sector | Buildings | Cooling | Buildings (cooling) | Energetic | buildings_cooling_final_demand_heat | Heat | EU | Energy demand | 0 | FEC
CZ | TYNDP2026 | HEV | 2040 | TWh | 390 | Sub_sector | Buildings | Cooling | Buildings (cooling) | Energetic | buildings_cooling_final_demand_biomass | Biomass | EU | Energy demand | 0 | FEC
CZ | TYNDP2026 | HEV | 2040 | TWh | 391 | Sub_sector | Buildings | Cooling | Buildings (cooling) | Energetic | buildings_cooling_final_demand_coal | Solids | EU | Energy demand | 0 | FEC
CZ | TYNDP2026 | HEV | 2040 | TWh | 392 | Sub_sector | Buildings | Cooling | Buildings (cooling) | Energetic | buildings_cooling_final_demand_oil | Liquids | EU | Energy demand | 0 | FEC
CZ | TYNDP2026 | HEV | 2040 | TWh | 393 | Sub_sector | Buildings | Cooling | Buildings (cooling) | Energetic | buildings_cooling_final_demand_other | Others | EU | Energy demand | 0 | FEC
CZ | TYNDP2026 | HEV | 2040 | TWh | 394 | Sub_sector | Buildings | Cooling | Buildings (cooling) | Energetic | buildings_cooling_final_demand_ammonia | Ammonia | EU | Energy demand | 0 | FEC
CZ | TYNDP2026 | HEV | 2040 | TWh | 397 | Sub_sector | Buildings | Appliances | Buildings (appliances) | Energetic | buildings_appliances_final_demand_electricity | Electricity | EU | Energy demand | 7.6705 | FEC
CZ | TYNDP2026 | HEV | 2040 | TWh | 398 | Sub_sector | Buildings | Appliances | Buildings (appliances) | Energetic | buildings_appliances_final_demand_hydrogen | Hydrogen | EU | Energy demand | 0 | FEC
CZ | TYNDP2026 | HEV | 2040 | TWh | 399 | Sub_sector | Buildings | Appliances | Buildings (appliances) | Energetic | buildings_appliances_final_demand_methane | Methane | EU | Energy demand | 3.2705 | FEC
CZ | TYNDP2026 | HEV | 2040 | TWh | 400 | Sub_sector | Buildings | Appliances | Buildings (appliances) | Energetic | buildings_appliances_final_demand_heat | Heat | EU | Energy demand | 0 | FEC
CZ | TYNDP2026 | HEV | 2040 | TWh | 401 | Sub_sector | Buildings | Appliances | Buildings (appliances) | Energetic | buildings_appliances_final_demand_biomass | Biomass | EU | Energy demand | 0 | FEC
CZ | TYNDP2026 | HEV | 2040 | TWh | 402 | Sub_sector | Buildings | Appliances | Buildings (appliances) | Energetic | buildings_appliances_final_demand_coal | Solids | EU | Energy demand | 0 | FEC
CZ | TYNDP2026 | HEV | 2040 | TWh | 403 | Sub_sector | Buildings | Appliances | Buildings (appliances) | Energetic | buildings_appliances_final_demand_oil | Liquids | EU | Energy demand | 0 | FEC
CZ | TYNDP2026 | HEV | 2040 | TWh | 404 | Sub_sector | Buildings | Appliances | Buildings (appliances) | Energetic | buildings_appliances_final_demand_other | Others | EU | Energy demand | 0 | FEC
CZ | TYNDP2026 | HEV | 2040 | TWh | 405 | Sub_sector | Buildings | Appliances | Buildings (appliances) | Energetic | buildings_appliances_final_demand_ammonia | Ammonia | EU | Energy demand | 0 | FEC
CZ | TYNDP2026 | HEV | 2040 | TWh | 407 | Sub_sector | Buildings | Datacenters | Datacenters & ICT | Energetic | datacentres_final_demand_electricity_energetic | Electricity | EU | Energy demand | 3.6292 | FEC
CZ | TYNDP2026 | HEV | 2040 | TWh | 408 | Sub_sector | Buildings | Datacenters | Datacenters & ICT | Energetic | datacentres_final_demand_hydrogen_energetic | Hydrogen | EU | Energy demand | 0 | FEC
CZ | TYNDP2026 | HEV | 2040 | TWh | 409 | Sub_sector | Buildings | Datacenters | Datacenters & ICT | Energetic | datacentres_final_demand_methane_energetic | Methane | EU | Energy demand | 0 | FEC
CZ | TYNDP2026 | HEV | 2040 | TWh | 410 | Sub_sector | Buildings | Datacenters | Datacenters & ICT | Energetic | datacentres_final_demand_heat_energetic | Heat | EU | Energy demand | 0 | FEC
CZ | TYNDP2026 | HEV | 2040 | TWh | 411 | Sub_sector | Buildings | Datacenters | Datacenters & ICT | Energetic | datacentres_final_demand_biomass_energetic | Biomass | EU | Energy demand | 0 | FEC
CZ | TYNDP2026 | HEV | 2040 | TWh | 412 | Sub_sector | Buildings | Datacenters | Datacenters & ICT | Energetic | datacentres_final_demand_coal_energetic | Solids | EU | Energy demand | 0 | FEC
CZ | TYNDP2026 | HEV | 2040 | TWh | 413 | Sub_sector | Buildings | Datacenters | Datacenters & ICT | Energetic | datacentres_final_demand_oil_energetic | Liquids | EU | Energy demand | 0 | FEC
CZ | TYNDP2026 | HEV | 2040 | TWh | 414 | Sub_sector | Buildings | Datacenters | Datacenters & ICT | Energetic | datacentres_final_demand_other_energetic | Others | EU | Energy demand | 0 | FEC
CZ | TYNDP2026 | HEV | 2040 | TWh | 415 | Sub_sector | Buildings | Datacenters | Datacenters & ICT | Energetic | datacentres_final_demand_ammonia_energetic | Ammonia | EU | Energy demand | 0 | FEC
CZ | TYNDP2026 | HEV | 2040 | TWh | 417 | Sub_sector | Transport | Others_Sector | Others_Sector | Energetic | other_final_demand_electricity_energetic | Electricity | EU | Energy demand | 0 | FEC
CZ | TYNDP2026 | HEV | 2040 | TWh | 418 | Sub_sector | Transport | Others_Sector | Others_Sector | Energetic | other_final_demand_hydrogen_energetic | Hydrogen | EU | Energy demand | 0 | FEC
CZ | TYNDP2026 | HEV | 2040 | TWh | 419 | Sub_sector | Transport | Pipeline Transport | Others_Sector | Energetic | other_final_demand_methane_energetic | Methane | EU | Energy demand | 0.63072 | FEC
CZ | TYNDP2026 | HEV | 2040 | TWh | 420 | Sub_sector | Transport | Others_Sector | Others_Sector | Energetic | other_final_demand_heat_energetic | Heat | EU | Energy demand | 0 | FEC
CZ | TYNDP2026 | HEV | 2040 | TWh | 421 | Sub_sector | Transport | Others_Sector | Others_Sector | Energetic | other_final_demand_biomass_energetic | Biomass | EU | Energy demand | 0 | FEC
CZ | TYNDP2026 | HEV | 2040 | TWh | 422 | Sub_sector | Transport | Others_Sector | Others_Sector | Energetic | other_final_demand_coal_energetic | Solids | EU | Energy demand | 0 | FEC
CZ | TYNDP2026 | HEV | 2040 | TWh | 423 | Sub_sector | Transport | Others_Sector | Others_Sector | Energetic | other_final_demand_oil_energetic | Liquids | EU | Energy demand | 0.13113 | FEC
CZ | TYNDP2026 | HEV | 2040 | TWh | 424 | Sub_sector | Others_Sector | Others_Sector | Others_Sector | Non-energetic | other_final_demand_oil_non_energetic | Liquids | EU | Energy demand | 1.8198 | not_included_in_FEC
CZ | TYNDP2026 | HEV | 2040 | TWh | 425 | Sub_sector | Transport | Others_Sector | Others_Sector | Energetic | other_final_demand_other_energetic | Others | EU | Energy demand | 0 | FEC
CZ | TYNDP2026 | HEV | 2040 | TWh | 426 | Sub_sector | Transport | Others_Sector | Others_Sector | Energetic | other_final_demand_ammonia_energetic | Ammonia | EU | Energy demand | 0 | FEC
CZ | TYNDP2026 | HEV | 2040 | TWh | 427 | Sub_sector | Industry | Surplus_Heat_in_Industry | Surplus_Heat_in_Industry | Energetic | final_demand_of_industry_unused_local_production_steam_hot_water | Heat | EU | Energy demand | 0 | FEC
CZ | TYNDP2026 | HEV | 2040 | TWh | 429 | Sub_sector | Agriculture | Total | Agriculture | Energetic | agriculture_final_demand_electricity_energetic | Electricity | EU | Energy demand | 1.0976 | FEC
CZ | TYNDP2026 | HEV | 2040 | TWh | 430 | Sub_sector | Agriculture | Total | Agriculture | Energetic | agriculture_final_demand_hydrogen_energetic | Hydrogen | EU | Energy demand | 0 | FEC
CZ | TYNDP2026 | HEV | 2040 | TWh | 431 | Sub_sector | Agriculture | Total | Agriculture | Energetic | agriculture_final_demand_methane_energetic | Methane | EU | Energy demand | 2.4449 | FEC
CZ | TYNDP2026 | HEV | 2040 | TWh | 432 | Sub_sector | Agriculture | Total | Agriculture | Energetic | agriculture_final_demand_heat_energetic | Heat | EU | Energy demand | 0.10932 | FEC
CZ | TYNDP2026 | HEV | 2040 | TWh | 433 | Sub_sector | Agriculture | Total | Agriculture | Energetic | agriculture_final_demand_biomass_energetic | Biomass | EU | Energy demand | 0.17134 | FEC
CZ | TYNDP2026 | HEV | 2040 | TWh | 434 | Sub_sector | Agriculture | Total | Agriculture | Energetic | agriculture_final_demand_coal_energetic | Solids | EU | Energy demand | 0 | FEC
CZ | TYNDP2026 | HEV | 2040 | TWh | 435 | Sub_sector | Agriculture | Total | Agriculture | Energetic | agriculture_final_demand_oil_energetic | Liquids | EU | Energy demand | 2.9511 | FEC
CZ | TYNDP2026 | HEV | 2040 | TWh | 436 | Sub_sector | Agriculture | Total | Agriculture | Energetic | agriculture_final_demand_other_energetic | Others | EU | Energy demand | 0 | FEC
CZ | TYNDP2026 | HEV | 2040 | TWh | 437 | Sub_sector | Agriculture | Total | Agriculture | Energetic | agriculture_final_demand_ammonia_energetic | Ammonia | EU | Energy demand | 0 | FEC
CZ | TYNDP2026 | HEV | 2040 | TWh | 447 | Sub_sector | Buildings | Surplus Energy | Buildings | Energetic | GAP | Electricity | EU | Energy demand | 0 | FEC
CZ | TYNDP2026 | HEV | 2040 | TWh | 448 | Sub_sector | Buildings | Surplus Energy | Buildings | Energetic | GAP | Hydrogen | EU | Energy demand | 0 | FEC
CZ | TYNDP2026 | HEV | 2040 | TWh | 449 | Sub_sector | Buildings | Surplus Energy | Buildings | Energetic | GAP | Methane | EU | Energy demand | 0 | FEC
CZ | TYNDP2026 | HEV | 2040 | TWh | 450 | Sub_sector | Buildings | Surplus Energy | Buildings | Energetic | GAP | Heat | EU | Energy demand | 0 | FEC
CZ | TYNDP2026 | HEV | 2040 | TWh | 451 | Sub_sector | Buildings | Surplus Energy | Buildings | Energetic | GAP | Biomass | EU | Energy demand | 0.0003045 | FEC
CZ | TYNDP2026 | HEV | 2040 | TWh | 452 | Sub_sector | Buildings | Surplus Energy | Buildings | Energetic | GAP | Solids | EU | Energy demand | 0 | FEC
CZ | TYNDP2026 | HEV | 2040 | TWh | 453 | Sub_sector | Buildings | Surplus Energy | Buildings | Energetic | GAP | Liquids | EU | Energy demand | 0.0012069 | FEC
CZ | TYNDP2026 | HEV | 2040 | TWh | 454 | Sub_sector | Buildings | Surplus Energy | Buildings | Energetic | GAP | Others | EU | Energy demand | 0 | FEC
CZ | TYNDP2026 | HEV | 2040 | TWh | 455 | Sub_sector | Buildings | Surplus Energy | Buildings | Energetic | GAP | Ammonia | EU | Energy demand | 0 | FEC
CZ | TYNDP2026 | HEV | 2040 | TWh | 456 | Sub_sector | Households | Surplus Energy | Households | Energetic | GAP | Electricity | EU | Energy demand | 0 | FEC
CZ | TYNDP2026 | HEV | 2040 | TWh | 457 | Sub_sector | Households | Surplus Energy | Households | Energetic | GAP | Hydrogen | EU | Energy demand | 0 | FEC
CZ | TYNDP2026 | HEV | 2040 | TWh | 458 | Sub_sector | Households | Surplus Energy | Households | Energetic | GAP | Methane | EU | Energy demand | 0 | FEC
CZ | TYNDP2026 | HEV | 2040 | TWh | 459 | Sub_sector | Households | Surplus Energy | Households | Energetic | GAP | Heat | EU | Energy demand | 0 | FEC
CZ | TYNDP2026 | HEV | 2040 | TWh | 460 | Sub_sector | Households | Surplus Energy | Households | Energetic | GAP | Biomass | EU | Energy demand | 0 | FEC
CZ | TYNDP2026 | HEV | 2040 | TWh | 461 | Sub_sector | Households | Surplus Energy | Households | Energetic | GAP | Solids | EU | Energy demand | 0 | FEC
CZ | TYNDP2026 | HEV | 2040 | TWh | 462 | Sub_sector | Households | Surplus Energy | Households | Energetic | GAP | Liquids | EU | Energy demand | 0 | FEC
CZ | TYNDP2026 | HEV | 2040 | TWh | 463 | Sub_sector | Households | Surplus Energy | Households | Energetic | GAP | Others | EU | Energy demand | 0 | FEC
CZ | TYNDP2026 | HEV | 2040 | TWh | 464 | Sub_sector | Households | Surplus Energy | Households | Energetic | GAP | Ammonia | EU | Energy demand | 0 | FEC
CZ | TYNDP2026 | LEV | 2035 | TWh | 102 | Sub_sector | Industry | Aluminium | Industry (aluminium) | Energetic | industry_aluminium_demand_electricity_energetic | Electricity | EU | Energy demand | 0 | FEC
CZ | TYNDP2026 | LEV | 2035 | TWh | 103 | Sub_sector | Industry | Aluminium | Industry (aluminium) | Energetic | industry_aluminium_demand_hydrogen_energetic | Hydrogen | EU | Energy demand | 0 | FEC
CZ | TYNDP2026 | LEV | 2035 | TWh | 104 | Sub_sector | Industry | Aluminium | Industry (aluminium) | Energetic | industry_aluminium_demand_methane_energetic | Methane | EU | Energy demand | 0 | FEC
CZ | TYNDP2026 | LEV | 2035 | TWh | 105 | Sub_sector | Industry | Aluminium | Industry (aluminium) | Energetic | industry_aluminium_demand_heat_energetic | Heat | EU | Energy demand | 0 | FEC
CZ | TYNDP2026 | LEV | 2035 | TWh | 106 | Sub_sector | Industry | Aluminium | Industry (aluminium) | Energetic | industry_aluminium_demand_biomass_energetic | Biomass | EU | Energy demand | 0 | FEC
CZ | TYNDP2026 | LEV | 2035 | TWh | 107 | Sub_sector | Industry | Aluminium | Industry (aluminium) | Energetic | industry_aluminium_demand_coal_energetic | Solids | EU | Energy demand | 0 | FEC
CZ | TYNDP2026 | LEV | 2035 | TWh | 108 | Sub_sector | Industry | Aluminium | Industry (aluminium) | Energetic | industry_aluminium_demand_oil_energetic | Liquids | EU | Energy demand | 0 | FEC
CZ | TYNDP2026 | LEV | 2035 | TWh | 109 | Sub_sector | Industry | Aluminium | Industry (aluminium) | Energetic | industry_aluminium_demand_others_energetic | Others | EU | Energy demand | 0 | FEC
CZ | TYNDP2026 | LEV | 2035 | TWh | 110 | Sub_sector | Industry | Aluminium | Industry (aluminium) | Energetic | industry_ammonia_demand_others_energetic | Ammonia | EU | Energy demand | 0 | FEC
CZ | TYNDP2026 | LEV | 2035 | TWh | 112 | Sub_sector | Industry | Chemicals | Industry (chemicals, energetic) | Energetic | industry_chemical_demand_electricity_energetic | Electricity | EU | Energy demand | 5.2652 | FEC
CZ | TYNDP2026 | LEV | 2035 | TWh | 113 | Sub_sector | Industry | Chemicals | Industry (chemicals, energetic) | Energetic | industry_chemical_demand_hydrogen_energetic | Hydrogen | EU | Energy demand | 0.33481 | FEC
CZ | TYNDP2026 | LEV | 2035 | TWh | 114 | Sub_sector | Industry | Chemicals | Industry (chemicals, energetic) | Energetic | industry_chemical_demand_methane_energetic | Methane | EU | Energy demand | 2.0816 | FEC
CZ | TYNDP2026 | LEV | 2035 | TWh | 115 | Sub_sector | Industry | Chemicals | Industry (chemicals, energetic) | Energetic | industry_chemical_demand_heat_energetic | Heat | EU | Energy demand | 0.69965 | FEC
CZ | TYNDP2026 | LEV | 2035 | TWh | 116 | Sub_sector | Industry | Chemicals | Industry (chemicals, energetic) | Energetic | industry_chemical_demand_biomass_energetic | Biomass | EU | Energy demand | 1.0267 | FEC
CZ | TYNDP2026 | LEV | 2035 | TWh | 117 | Sub_sector | Industry | Chemicals | Industry (chemicals, energetic) | Energetic | industry_chemical_demand_coal_energetic | Solids | EU | Energy demand | 0.038143 | FEC
CZ | TYNDP2026 | LEV | 2035 | TWh | 118 | Sub_sector | Industry | Chemicals | Industry (chemicals, energetic) | Energetic | industry_chemical_demand_oil_energetic | Liquids | EU | Energy demand | 0.036764 | FEC
CZ | TYNDP2026 | LEV | 2035 | TWh | 119 | Sub_sector | Industry | Chemicals | Industry (chemicals, energetic) | Energetic | industry_chemical_demand_others_energetic | Others | EU | Energy demand | 0 | FEC
CZ | TYNDP2026 | LEV | 2035 | TWh | 120 | Sub_sector | Industry | Chemicals | Industry (chemicals, energetic) | Energetic | industry_chemical_demand_ammonia_energetic | Ammonia | EU | Energy demand | 0 | FEC
CZ | TYNDP2026 | LEV | 2035 | TWh | 122 | Sub_sector | Industry | Chemicals | Industry (chemicals, non-energetic) | Non-energetic | industry_chemical_demand_electricity_non_energetic | Electricity | EU | Energy demand | 0 | not_included_in_FEC
CZ | TYNDP2026 | LEV | 2035 | TWh | 123 | Sub_sector | Industry | Chemicals | Industry (chemicals, non-energetic) | Non-energetic | industry_chemical_demand_hydrogen_non_energetic | Hydrogen | EU | Energy demand | 2.3227 | not_included_in_FEC
CZ | TYNDP2026 | LEV | 2035 | TWh | 124 | Sub_sector | Industry | Chemicals | Industry (chemicals, non-energetic) | Non-energetic | industry_chemical_demand_methane_non_energetic | Methane | EU | Energy demand | 1.4058 | not_included_in_FEC
CZ | TYNDP2026 | LEV | 2035 | TWh | 125 | Sub_sector | Industry | Chemicals | Industry (chemicals, non-energetic) | Non-energetic | industry_chemical_demand_heat_non_energetic | Heat | EU | Energy demand | 0 | not_included_in_FEC
CZ | TYNDP2026 | LEV | 2035 | TWh | 126 | Sub_sector | Industry | Chemicals | Industry (chemicals, non-energetic) | Non-energetic | industry_chemical_demand_biomass_non_energetic | Biomass | EU | Energy demand | 5.323 | not_included_in_FEC
CZ | TYNDP2026 | LEV | 2035 | TWh | 127 | Sub_sector | Industry | Chemicals | Industry (chemicals, non-energetic) | Non-energetic | industry_chemical_demand_coal_non_energetic | Solids | EU | Energy demand | 0.0098715 | not_included_in_FEC
CZ | TYNDP2026 | LEV | 2035 | TWh | 128 | Sub_sector | Industry | Chemicals | Industry (chemicals, non-energetic) | Non-energetic | industry_chemical_demand_oil_non_energetic | Liquids | EU | Energy demand | 14.1656 | not_included_in_FEC
CZ | TYNDP2026 | LEV | 2035 | TWh | 129 | Sub_sector | Industry | Chemicals | Industry (chemicals, non-energetic) | Non-energetic | industry_chemical_demand_others_non_energetic | Others | EU | Energy demand | 0 | not_included_in_FEC
CZ | TYNDP2026 | LEV | 2035 | TWh | 130 | Sub_sector | Industry | Chemicals | Industry (chemicals, non-energetic) | Non-energetic | industry_chemical_demand_ammonia_non_energetic | Ammonia | EU | Energy demand | 0 | not_included_in_FEC
CZ | TYNDP2026 | LEV | 2035 | TWh | 132 | Sub_sector | Industry | Fertilizers | Industry (fertilizers, energetic) | Energetic | industry_fertilizers_demand_electricity_energetic | Electricity | EU | Energy demand | 0.13053 | FEC
CZ | TYNDP2026 | LEV | 2035 | TWh | 133 | Sub_sector | Industry | Fertilizers | Industry (fertilizers, energetic) | Energetic | industry_fertilizers_demand_hydrogen_energetic | Hydrogen | EU | Energy demand | 0.28005 | FEC
CZ | TYNDP2026 | LEV | 2035 | TWh | 134 | Sub_sector | Industry | Fertilizers | Industry (fertilizers, energetic) | Energetic | industry_fertilizers_demand_methane_energetic | Methane | EU | Energy demand | 0.79708 | FEC
CZ | TYNDP2026 | LEV | 2035 | TWh | 135 | Sub_sector | Industry | Fertilizers | Industry (fertilizers, energetic) | Energetic | industry_fertilizers_demand_heat_energetic | Heat | EU | Energy demand | 0 | FEC
CZ | TYNDP2026 | LEV | 2035 | TWh | 136 | Sub_sector | Industry | Fertilizers | Industry (fertilizers, energetic) | Energetic | industry_fertilizers_demand_biomass_energetic | Biomass | EU | Energy demand | 0 | FEC
CZ | TYNDP2026 | LEV | 2035 | TWh | 137 | Sub_sector | Industry | Fertilizers | Industry (fertilizers, energetic) | Energetic | industry_fertilizers_demand_coal_energetic | Solids | EU | Energy demand | 0 | FEC
CZ | TYNDP2026 | LEV | 2035 | TWh | 138 | Sub_sector | Industry | Fertilizers | Industry (fertilizers, energetic) | Energetic | industry_fertilizers_demand_oil_energetic | Liquids | EU | Energy demand | 0 | FEC
CZ | TYNDP2026 | LEV | 2035 | TWh | 139 | Sub_sector | Industry | Fertilizers | Industry (fertilizers, energetic) | Energetic | industry_fertilizers_demand_others_energetic | Others | EU | Energy demand | 0 | FEC
CZ | TYNDP2026 | LEV | 2035 | TWh | 140 | Sub_sector | Industry | Fertilizers | Industry (fertilizers, energetic) | Energetic | industry_fertilizers_demand_ammonia_energetic | Ammonia | EU | Energy demand | 0 | FEC
CZ | TYNDP2026 | LEV | 2035 | TWh | 142 | Sub_sector | Industry | Fertilizers | Industry (fertilizers, non-energetic) | Non-energetic | industry_fertilizers_demand_electricity_non_energetic | Electricity | EU | Energy demand | 0 | not_included_in_FEC
CZ | TYNDP2026 | LEV | 2035 | TWh | 143 | Sub_sector | Industry | Fertilizers | Industry (fertilizers, non-energetic) | Non-energetic | industry_fertilizers_demand_hydrogen_non_energetic | Hydrogen | EU | Energy demand | 0.38909 | not_included_in_FEC
CZ | TYNDP2026 | LEV | 2035 | TWh | 144 | Sub_sector | Industry | Fertilizers | Industry (fertilizers, non-energetic) | Non-energetic | industry_fertilizers_demand_methane_non_energetic | Methane | EU | Energy demand | 1.1087 | not_included_in_FEC
CZ | TYNDP2026 | LEV | 2035 | TWh | 145 | Sub_sector | Industry | Fertilizers | Industry (fertilizers, non-energetic) | Non-energetic | industry_fertilizers_demand_heat_non_energetic | Heat | EU | Energy demand | 0 | not_included_in_FEC
CZ | TYNDP2026 | LEV | 2035 | TWh | 146 | Sub_sector | Industry | Fertilizers | Industry (fertilizers, non-energetic) | Non-energetic | industry_fertilizers_demand_biomass_non_energetic | Biomass | EU | Energy demand | 0 | not_included_in_FEC
CZ | TYNDP2026 | LEV | 2035 | TWh | 147 | Sub_sector | Industry | Fertilizers | Industry (fertilizers, non-energetic) | Non-energetic | industry_fertilizers_demand_coal_non_energetic | Solids | EU | Energy demand | 0 | not_included_in_FEC
CZ | TYNDP2026 | LEV | 2035 | TWh | 148 | Sub_sector | Industry | Fertilizers | Industry (fertilizers, non-energetic) | Non-energetic | industry_fertilizers_demand_oil_non_energetic | Liquids | EU | Energy demand | 0 | not_included_in_FEC
CZ | TYNDP2026 | LEV | 2035 | TWh | 149 | Sub_sector | Industry | Fertilizers | Industry (fertilizers, non-energetic) | Non-energetic | industry_fertilizers_demand_others_non_energetic | Others | EU | Energy demand | 0 | not_included_in_FEC
CZ | TYNDP2026 | LEV | 2035 | TWh | 150 | Sub_sector | Industry | Fertilizers | Industry (fertilizers, non-energetic) | Non-energetic | industry_fertilizers_demand_ammonia_non_energetic | Ammonia | EU | Energy demand | 0 | not_included_in_FEC
CZ | TYNDP2026 | LEV | 2035 | TWh | 152 | Sub_sector | Industry | Food | Industry (food) | Energetic | industry_food_demand_electricity_energetic | Electricity | EU | Energy demand | 2.6167 | FEC
CZ | TYNDP2026 | LEV | 2035 | TWh | 153 | Sub_sector | Industry | Food | Industry (food) | Energetic | industry_food_demand_hydrogen_energetic | Hydrogen | EU | Energy demand | 0 | FEC
CZ | TYNDP2026 | LEV | 2035 | TWh | 154 | Sub_sector | Industry | Food | Industry (food) | Energetic | industry_food_demand_methane_energetic | Methane | EU | Energy demand | 1.6207 | FEC
CZ | TYNDP2026 | LEV | 2035 | TWh | 155 | Sub_sector | Industry | Food | Industry (food) | Energetic | industry_food_demand_heat_energetic | Heat | EU | Energy demand | 0 | FEC
CZ | TYNDP2026 | LEV | 2035 | TWh | 156 | Sub_sector | Industry | Food | Industry (food) | Energetic | industry_food_demand_biomass_energetic | Biomass | EU | Energy demand | 0 | FEC
CZ | TYNDP2026 | LEV | 2035 | TWh | 157 | Sub_sector | Industry | Food | Industry (food) | Energetic | industry_food_demand_coal_energetic | Solids | EU | Energy demand | 0 | FEC
CZ | TYNDP2026 | LEV | 2035 | TWh | 158 | Sub_sector | Industry | Food | Industry (food) | Energetic | industry_food_demand_oil_energetic | Liquids | EU | Energy demand | 0.087904 | FEC
CZ | TYNDP2026 | LEV | 2035 | TWh | 159 | Sub_sector | Industry | Food | Industry (food) | Energetic | industry_food_demand_others_energetic | Others | EU | Energy demand | 0 | FEC
CZ | TYNDP2026 | LEV | 2035 | TWh | 160 | Sub_sector | Industry | Food | Industry (food) | Energetic | industry_food_demand_ammonia_energetic | Ammonia | EU | Energy demand | 0 | FEC
CZ | TYNDP2026 | LEV | 2035 | TWh | 162 | Sub_sector | Industry | Metals | Industry (metal) | Energetic | industry_metal_demand_electricity_energetic | Electricity | EU | Energy demand | 0.39499 | FEC
CZ | TYNDP2026 | LEV | 2035 | TWh | 163 | Sub_sector | Industry | Metals | Industry (metal) | Energetic | industry_metal_demand_hydrogen_energetic | Hydrogen | EU | Energy demand | 0 | FEC
CZ | TYNDP2026 | LEV | 2035 | TWh | 164 | Sub_sector | Industry | Metals | Industry (metal) | Energetic | industry_metal_demand_methane_energetic | Methane | EU | Energy demand | 0.58957 | FEC
CZ | TYNDP2026 | LEV | 2035 | TWh | 165 | Sub_sector | Industry | Metals | Industry (metal) | Energetic | industry_metal_demand_heat_energetic | Heat | EU | Energy demand | 0.011678 | FEC
CZ | TYNDP2026 | LEV | 2035 | TWh | 166 | Sub_sector | Industry | Metals | Industry (metal) | Energetic | industry_metal_demand_biomass_energetic | Biomass | EU | Energy demand | 0 | FEC
CZ | TYNDP2026 | LEV | 2035 | TWh | 167 | Sub_sector | Industry | Metals | Industry (metal) | Energetic | industry_metal_demand_coal_energetic | Solids | EU | Energy demand | 0.0030959 | FEC
CZ | TYNDP2026 | LEV | 2035 | TWh | 168 | Sub_sector | Industry | Metals | Industry (metal) | Energetic | industry_metal_demand_oil_energetic | Liquids | EU | Energy demand | 0 | FEC
CZ | TYNDP2026 | LEV | 2035 | TWh | 169 | Sub_sector | Industry | Metals | Industry (metal) | Energetic | industry_metal_demand_others_energetic | Others | EU | Energy demand | 0 | FEC
CZ | TYNDP2026 | LEV | 2035 | TWh | 170 | Sub_sector | Industry | Metals | Industry (metal) | Energetic | industry_metal_demand_ammonia_energetic | Ammonia | EU | Energy demand | 0 | FEC
CZ | TYNDP2026 | LEV | 2035 | TWh | 172 | Sub_sector | Industry | Others | Industry (other, energetic) | Energetic | industry_other_demand_electricity_energetic | Electricity | EU | Energy demand | 10.0514 | FEC
CZ | TYNDP2026 | LEV | 2035 | TWh | 173 | Sub_sector | Industry | Others | Industry (other, energetic) | Energetic | industry_other_demand_hydrogen_energetic | Hydrogen | EU | Energy demand | 0.80752 | FEC
CZ | TYNDP2026 | LEV | 2035 | TWh | 174 | Sub_sector | Industry | Others | Industry (other, energetic) | Energetic | industry_other_demand_methane_energetic | Methane | EU | Energy demand | 6.9786 | FEC
CZ | TYNDP2026 | LEV | 2035 | TWh | 175 | Sub_sector | Industry | Others | Industry (other, energetic) | Energetic | industry_other_demand_heat_energetic | Heat | EU | Energy demand | 1.2163 | FEC
CZ | TYNDP2026 | LEV | 2035 | TWh | 176 | Sub_sector | Industry | Others | Industry (other, energetic) | Energetic | industry_other_demand_biomass_energetic | Biomass | EU | Energy demand | 0 | FEC
CZ | TYNDP2026 | LEV | 2035 | TWh | 177 | Sub_sector | Industry | Others | Industry (other, energetic) | Energetic | industry_other_demand_coal_energetic | Solids | EU | Energy demand | 4.3712 | FEC
CZ | TYNDP2026 | LEV | 2035 | TWh | 178 | Sub_sector | Industry | Others | Industry (other, energetic) | Energetic | industry_other_demand_oil_energetic | Liquids | EU | Energy demand | 3.6039 | FEC
CZ | TYNDP2026 | LEV | 2035 | TWh | 179 | Sub_sector | Industry | Others | Industry (other, energetic) | Energetic | industry_other_demand_others_energetic | Others | EU | Energy demand | 0 | FEC
CZ | TYNDP2026 | LEV | 2035 | TWh | 180 | Sub_sector | Industry | Others | Industry (other, energetic) | Energetic | industry_other_demand_ammonia_energetic | Ammonia | EU | Energy demand | 0 | FEC
CZ | TYNDP2026 | LEV | 2035 | TWh | 182 | Sub_sector | Industry | Others | Industry (other, non-energetic) | Non-energetic | industry_other_demand_electricity_non_energetic | Electricity | EU | Energy demand | 0 | not_included_in_FEC
CZ | TYNDP2026 | LEV | 2035 | TWh | 183 | Sub_sector | Industry | Others | Industry (other, non-energetic) | Non-energetic | industry_other_demand_hydrogen_non_energetic | Hydrogen | EU | Energy demand | 0 | not_included_in_FEC
CZ | TYNDP2026 | LEV | 2035 | TWh | 184 | Sub_sector | Industry | Others | Industry (other, non-energetic) | Non-energetic | industry_other_demand_methane_non_energetic | Methane | EU | Energy demand | 0 | not_included_in_FEC
CZ | TYNDP2026 | LEV | 2035 | TWh | 185 | Sub_sector | Industry | Others | Industry (other, non-energetic) | Non-energetic | industry_other_demand_heat_non_energetic | Heat | EU | Energy demand | 0 | not_included_in_FEC
CZ | TYNDP2026 | LEV | 2035 | TWh | 186 | Sub_sector | Industry | Others | Industry (other, non-energetic) | Non-energetic | industry_other_demand_biomass_non_energetic | Biomass | EU | Energy demand | 0 | not_included_in_FEC
CZ | TYNDP2026 | LEV | 2035 | TWh | 187 | Sub_sector | Industry | Others | Industry (other, non-energetic) | Non-energetic | industry_other_demand_coal_non_energetic | Solids | EU | Energy demand | 0 | not_included_in_FEC
CZ | TYNDP2026 | LEV | 2035 | TWh | 188 | Sub_sector | Industry | Others | Industry (other, non-energetic) | Non-energetic | industry_other_demand_oil_non_energetic | Liquids | EU | Energy demand | 4.7051 | not_included_in_FEC
CZ | TYNDP2026 | LEV | 2035 | TWh | 189 | Sub_sector | Industry | Others | Industry (other, non-energetic) | Non-energetic | industry_other_demand_others_non_energetic | Others | EU | Energy demand | 0 | not_included_in_FEC
CZ | TYNDP2026 | LEV | 2035 | TWh | 190 | Sub_sector | Industry | Others | Industry (other, non-energetic) | Non-energetic | industry_other_demand_ammonia_non_energetic | Ammonia | EU | Energy demand | 0 | not_included_in_FEC
CZ | TYNDP2026 | LEV | 2035 | TWh | 192 | Sub_sector | Industry | Paper | Industry (paper) | Energetic | industry_paper_demand_electricity_energetic | Electricity | EU | Energy demand | 2.6138 | FEC
CZ | TYNDP2026 | LEV | 2035 | TWh | 193 | Sub_sector | Industry | Paper | Industry (paper) | Energetic | industry_paper_demand_hydrogen_energetic | Hydrogen | EU | Energy demand | 0 | FEC
CZ | TYNDP2026 | LEV | 2035 | TWh | 194 | Sub_sector | Industry | Paper | Industry (paper) | Energetic | industry_paper_demand_methane_energetic | Methane | EU | Energy demand | 1.4793 | FEC
CZ | TYNDP2026 | LEV | 2035 | TWh | 195 | Sub_sector | Industry | Paper | Industry (paper) | Energetic | industry_paper_demand_heat_energetic | Heat | EU | Energy demand | 0 | FEC
CZ | TYNDP2026 | LEV | 2035 | TWh | 196 | Sub_sector | Industry | Paper | Industry (paper) | Energetic | industry_paper_demand_biomass_energetic | Biomass | EU | Energy demand | 0.85122 | FEC
CZ | TYNDP2026 | LEV | 2035 | TWh | 197 | Sub_sector | Industry | Paper | Industry (paper) | Energetic | industry_paper_demand_coal_energetic | Solids | EU | Energy demand | 0.13078 | FEC
CZ | TYNDP2026 | LEV | 2035 | TWh | 198 | Sub_sector | Industry | Paper | Industry (paper) | Energetic | industry_paper_demand_oil_energetic | Liquids | EU | Energy demand | 0 | FEC
CZ | TYNDP2026 | LEV | 2035 | TWh | 199 | Sub_sector | Industry | Paper | Industry (paper) | Energetic | industry_paper_demand_others_energetic | Others | EU | Energy demand | 0 | FEC
CZ | TYNDP2026 | LEV | 2035 | TWh | 200 | Sub_sector | Industry | Paper | Industry (paper) | Energetic | industry_paper_demand_ammonia_energetic | Ammonia | EU | Energy demand | 0 | FEC
CZ | TYNDP2026 | LEV | 2035 | TWh | 202 | Sub_sector | Industry | Refineries | Industry (refineries, energetic) | Energetic | industry_refinery_demand_electricity_energetic | Electricity | EU | Energy demand | 0.2239 | not_included_in_FEC
CZ | TYNDP2026 | LEV | 2035 | TWh | 203 | Sub_sector | Industry | Refineries | Industry (refineries, energetic) | Energetic | industry_refinery_demand_hydrogen_energetic | Hydrogen | EU | Energy demand | 0.2284 | not_included_in_FEC
CZ | TYNDP2026 | LEV | 2035 | TWh | 204 | Sub_sector | Industry | Refineries | Industry (refineries, energetic) | Energetic | industry_refinery_demand_methane_energetic | Methane | EU | Energy demand | 0.7157 | not_included_in_FEC
CZ | TYNDP2026 | LEV | 2035 | TWh | 205 | Sub_sector | Industry | Refineries | Industry (refineries, energetic) | Energetic | industry_refinery_demand_heat_energetic | Heat | EU | Energy demand | 0.074371 | not_included_in_FEC
CZ | TYNDP2026 | LEV | 2035 | TWh | 206 | Sub_sector | Industry | Refineries | Industry (refineries, energetic) | Energetic | industry_refinery_demand_biomass_energetic | Biomass | EU | Energy demand | 0 | not_included_in_FEC
CZ | TYNDP2026 | LEV | 2035 | TWh | 207 | Sub_sector | Industry | Refineries | Industry (refineries, energetic) | Energetic | industry_refinery_demand_coal_energetic | Solids | EU | Energy demand | 0 | not_included_in_FEC
CZ | TYNDP2026 | LEV | 2035 | TWh | 208 | Sub_sector | Industry | Refineries | Industry (refineries, energetic) | Energetic | industry_refinery_demand_oil_energetic | Liquids | EU | Energy demand | 1.4619 | not_included_in_FEC
CZ | TYNDP2026 | LEV | 2035 | TWh | 209 | Sub_sector | Industry | Refineries | Industry (refineries, energetic) | Energetic | industry_refinery_demand_others_energetic | Others | EU | Energy demand | 0 | not_included_in_FEC
CZ | TYNDP2026 | LEV | 2035 | TWh | 210 | Sub_sector | Industry | Refineries | Industry (refineries, energetic) | Energetic | industry_refinery_demand_ammonia_energetic | Ammonia | EU | Energy demand | 0 | not_included_in_FEC
CZ | TYNDP2026 | LEV | 2035 | TWh | 212 | Sub_sector | Industry | Refineries | Industry (refineries, non-energetic) | Non-energetic | industry_refinery_demand_electricity_non_energetic | Electricity | EU | Energy demand | 0 | not_included_in_FEC
CZ | TYNDP2026 | LEV | 2035 | TWh | 213 | Sub_sector | Industry | Refineries | Industry (refineries, non-energetic) | Non-energetic | industry_refinery_demand_hydrogen_non_energetic | Hydrogen | EU | Energy demand | 0 | not_included_in_FEC
CZ | TYNDP2026 | LEV | 2035 | TWh | 214 | Sub_sector | Industry | Refineries | Industry (refineries, non-energetic) | Non-energetic | industry_refinery_demand_methane_non_energetic | Methane | EU | Energy demand | 0 | not_included_in_FEC
CZ | TYNDP2026 | LEV | 2035 | TWh | 215 | Sub_sector | Industry | Refineries | Industry (refineries, non-energetic) | Non-energetic | industry_refinery_demand_heat_non_energetic | Heat | EU | Energy demand | 0 | not_included_in_FEC
CZ | TYNDP2026 | LEV | 2035 | TWh | 216 | Sub_sector | Industry | Refineries | Industry (refineries, non-energetic) | Non-energetic | industry_refinery_demand_biomass_non_energetic | Biomass | EU | Energy demand | 0 | not_included_in_FEC
CZ | TYNDP2026 | LEV | 2035 | TWh | 217 | Sub_sector | Industry | Refineries | Industry (refineries, non-energetic) | Non-energetic | industry_refinery_demand_coal_non_energetic | Solids | EU | Energy demand | 0 | not_included_in_FEC
CZ | TYNDP2026 | LEV | 2035 | TWh | 218 | Sub_sector | Industry | Refineries | Industry (refineries, non-energetic) | Non-energetic | industry_refinery_demand_oil_non_energetic | Liquids | EU | Energy demand | 0 | not_included_in_FEC
CZ | TYNDP2026 | LEV | 2035 | TWh | 219 | Sub_sector | Industry | Refineries | Industry (refineries, non-energetic) | Non-energetic | industry_refinery_demand_others_non_energetic | Others | EU | Energy demand | 0 | not_included_in_FEC
CZ | TYNDP2026 | LEV | 2035 | TWh | 220 | Sub_sector | Industry | Refineries | Industry (refineries, non-energetic) | Non-energetic | industry_refinery_demand_ammonia_non_energetic | Ammonia | EU | Energy demand | 0 | not_included_in_FEC
CZ | TYNDP2026 | LEV | 2035 | TWh | 222 | Sub_sector | Industry | Steel | Industry (steel) | Energetic | industry_steel_demand_electricity_energetic | Electricity | EU | Energy demand | 3.4457 | FEC
CZ | TYNDP2026 | LEV | 2035 | TWh | 223 | Sub_sector | Industry | Steel | Industry (steel) | Energetic | industry_steel_demand_hydrogen_energetic | Hydrogen | EU | Energy demand | 0.61959 | FEC
CZ | TYNDP2026 | LEV | 2035 | TWh | 224 | Sub_sector | Industry | Steel | Industry (steel) | Energetic | industry_steel_demand_methane_energetic | Methane | EU | Energy demand | 4.2858 | FEC
CZ | TYNDP2026 | LEV | 2035 | TWh | 225 | Sub_sector | Industry | Steel | Industry (steel) | Energetic | industry_steel_demand_heat_energetic | Heat | EU | Energy demand | 0.70193 | FEC
CZ | TYNDP2026 | LEV | 2035 | TWh | 226 | Sub_sector | Industry | Steel | Industry (steel) | Energetic | industry_steel_demand_biomass_energetic | Biomass | EU | Energy demand | 8.12e-05 | FEC
CZ | TYNDP2026 | LEV | 2035 | TWh | 227 | Sub_sector | Industry | Steel | Industry (steel) | Energetic | industry_steel_demand_coal_energetic | Solids | EU | Energy demand | 5.1876 | FEC
CZ | TYNDP2026 | LEV | 2035 | TWh | 228 | Sub_sector | Industry | Steel | Industry (steel) | Energetic | industry_steel_demand_oil_energetic | Liquids | EU | Energy demand | 0 | FEC
CZ | TYNDP2026 | LEV | 2035 | TWh | 229 | Sub_sector | Industry | Steel | Industry (steel) | Energetic | industry_steel_demand_others_energetic | Others | EU | Energy demand | 0 | FEC
CZ | TYNDP2026 | LEV | 2035 | TWh | 230 | Sub_sector | Industry | Steel | Industry (steel) | Energetic | industry_steel_demand_ammonia_energetic | Ammonia | EU | Energy demand | 0 | FEC
CZ | TYNDP2026 | LEV | 2035 | TWh | 232 | Sub_sector | Transport | Cars | Transport (cars) | Energetic | transport_cars_final_demand_electricity | Electricity | EU | Energy demand | 3.0261 | FEC
CZ | TYNDP2026 | LEV | 2035 | TWh | 233 | Sub_sector | Transport | Cars | Transport (cars) | Energetic | transport_cars_final_demand_hydrogen | Hydrogen | EU | Energy demand | 0 | FEC
CZ | TYNDP2026 | LEV | 2035 | TWh | 234 | Sub_sector | Transport | Cars | Transport (cars) | Energetic | transport_cars_final_demand_methane | Methane | EU | Energy demand | 1.1206 | FEC
CZ | TYNDP2026 | LEV | 2035 | TWh | 235 | Sub_sector | Transport | Cars | Transport (cars) | Energetic | transport_cars_final_demand_heat | Heat | EU | Energy demand | 0 | FEC
CZ | TYNDP2026 | LEV | 2035 | TWh | 236 | Sub_sector | Transport | Cars | Transport (cars) | Energetic | transport_cars_final_demand_biomass | Biomass | EU | Energy demand | 0 | FEC
CZ | TYNDP2026 | LEV | 2035 | TWh | 237 | Sub_sector | Transport | Cars | Transport (cars) | Energetic | transport_cars_final_demand_coal | Solids | EU | Energy demand | 0 | FEC
CZ | TYNDP2026 | LEV | 2035 | TWh | 238 | Sub_sector | Transport | Cars | Transport (cars) | Energetic | transport_cars_final_demand_oil | Liquids | EU | Energy demand | 33.8998 | FEC
CZ | TYNDP2026 | LEV | 2035 | TWh | 239 | Sub_sector | Transport | Cars | Transport (cars) | Energetic | transport_cars_final_demand_other | Others | EU | Energy demand | 0 | FEC
CZ | TYNDP2026 | LEV | 2035 | TWh | 240 | Sub_sector | Transport | Cars | Transport (cars) | Energetic | transport_cars_final_demand_ammonia | Ammonia | EU | Energy demand | 0 | FEC
CZ | TYNDP2026 | LEV | 2035 | TWh | 242 | Sub_sector | Transport | Busses | Transport (busses) | Energetic | transport_busses_final_demand_electricity | Electricity | EU | Energy demand | 0.39495 | FEC
CZ | TYNDP2026 | LEV | 2035 | TWh | 243 | Sub_sector | Transport | Busses | Transport (busses) | Energetic | transport_busses_final_demand_hydrogen | Hydrogen | EU | Energy demand | 0 | FEC
CZ | TYNDP2026 | LEV | 2035 | TWh | 244 | Sub_sector | Transport | Busses | Transport (busses) | Energetic | transport_busses_final_demand_methane | Methane | EU | Energy demand | 0.42571 | FEC
CZ | TYNDP2026 | LEV | 2035 | TWh | 245 | Sub_sector | Transport | Busses | Transport (busses) | Energetic | transport_busses_final_demand_heat | Heat | EU | Energy demand | 0 | FEC
CZ | TYNDP2026 | LEV | 2035 | TWh | 246 | Sub_sector | Transport | Busses | Transport (busses) | Energetic | transport_busses_final_demand_biomass | Biomass | EU | Energy demand | 0 | FEC
CZ | TYNDP2026 | LEV | 2035 | TWh | 247 | Sub_sector | Transport | Busses | Transport (busses) | Energetic | transport_busses_final_demand_coal | Solids | EU | Energy demand | 0 | FEC
CZ | TYNDP2026 | LEV | 2035 | TWh | 248 | Sub_sector | Transport | Busses | Transport (busses) | Energetic | transport_busses_final_demand_oil | Liquids | EU | Energy demand | 3.606 | FEC
CZ | TYNDP2026 | LEV | 2035 | TWh | 249 | Sub_sector | Transport | Busses | Transport (busses) | Energetic | transport_busses_final_demand_other | Others | EU | Energy demand | 0 | FEC
CZ | TYNDP2026 | LEV | 2035 | TWh | 250 | Sub_sector | Transport | Busses | Transport (busses) | Energetic | transport_busses_final_demand_ammonia | Ammonia | EU | Energy demand | 0 | FEC
CZ | TYNDP2026 | LEV | 2035 | TWh | 252 | Sub_sector | Transport | Trucks | Transport (trucks) | Energetic | transport_trucks_final_demand_electricity | Electricity | EU | Energy demand | 0.97616 | FEC
CZ | TYNDP2026 | LEV | 2035 | TWh | 253 | Sub_sector | Transport | Trucks | Transport (trucks) | Energetic | transport_trucks_final_demand_hydrogen | Hydrogen | EU | Energy demand | 0.49975 | FEC
CZ | TYNDP2026 | LEV | 2035 | TWh | 254 | Sub_sector | Transport | Trucks | Transport (trucks) | Energetic | transport_trucks_final_demand_methane | Methane | EU | Energy demand | 1.1782 | FEC
CZ | TYNDP2026 | LEV | 2035 | TWh | 255 | Sub_sector | Transport | Trucks | Transport (trucks) | Energetic | transport_trucks_final_demand_heat | Heat | EU | Energy demand | 0 | FEC
CZ | TYNDP2026 | LEV | 2035 | TWh | 256 | Sub_sector | Transport | Trucks | Transport (trucks) | Energetic | transport_trucks_final_demand_biomass | Biomass | EU | Energy demand | 0 | FEC
CZ | TYNDP2026 | LEV | 2035 | TWh | 257 | Sub_sector | Transport | Trucks | Transport (trucks) | Energetic | transport_trucks_final_demand_coal | Solids | EU | Energy demand | 0 | FEC
CZ | TYNDP2026 | LEV | 2035 | TWh | 258 | Sub_sector | Transport | Trucks | Transport (trucks) | Energetic | transport_trucks_final_demand_oil | Liquids | EU | Energy demand | 11.6129 | FEC
CZ | TYNDP2026 | LEV | 2035 | TWh | 259 | Sub_sector | Transport | Trucks | Transport (trucks) | Energetic | transport_trucks_final_demand_other | Others | EU | Energy demand | 0 | FEC
CZ | TYNDP2026 | LEV | 2035 | TWh | 260 | Sub_sector | Transport | Trucks | Transport (trucks) | Energetic | transport_trucks_final_demand_ammonia | Ammonia | EU | Energy demand | 0 | FEC
CZ | TYNDP2026 | LEV | 2035 | TWh | 262 | Sub_sector | Transport | Vans | Transport (vans) | Energetic | transport_vans_final_demand_electricity | Electricity | EU | Energy demand | 0.58996 | FEC
CZ | TYNDP2026 | LEV | 2035 | TWh | 263 | Sub_sector | Transport | Vans | Transport (vans) | Energetic | transport_vans_final_demand_hydrogen | Hydrogen | EU | Energy demand | 0.068997 | FEC
CZ | TYNDP2026 | LEV | 2035 | TWh | 264 | Sub_sector | Transport | Vans | Transport (vans) | Energetic | transport_vans_final_demand_methane | Methane | EU | Energy demand | 0.15655 | FEC
CZ | TYNDP2026 | LEV | 2035 | TWh | 265 | Sub_sector | Transport | Vans | Transport (vans) | Energetic | transport_vans_final_demand_heat | Heat | EU | Energy demand | 0 | FEC
CZ | TYNDP2026 | LEV | 2035 | TWh | 266 | Sub_sector | Transport | Vans | Transport (vans) | Energetic | transport_vans_final_demand_biomass | Biomass | EU | Energy demand | 0 | FEC
CZ | TYNDP2026 | LEV | 2035 | TWh | 267 | Sub_sector | Transport | Vans | Transport (vans) | Energetic | transport_vans_final_demand_coal | Solids | EU | Energy demand | 0 | FEC
CZ | TYNDP2026 | LEV | 2035 | TWh | 268 | Sub_sector | Transport | Vans | Transport (vans) | Energetic | transport_vans_final_demand_oil | Liquids | EU | Energy demand | 3.3555 | FEC
CZ | TYNDP2026 | LEV | 2035 | TWh | 269 | Sub_sector | Transport | Vans | Transport (vans) | Energetic | transport_vans_final_demand_other | Others | EU | Energy demand | 0 | FEC
CZ | TYNDP2026 | LEV | 2035 | TWh | 270 | Sub_sector | Transport | Vans | Transport (vans) | Energetic | transport_vans_final_demand_ammonia | Ammonia | EU | Energy demand | 0 | FEC
CZ | TYNDP2026 | LEV | 2035 | TWh | 272 | Sub_sector | Transport | Freight trains | Transport (trains) | Energetic | transport_trains_final_demand_electricity | Electricity | EU | Energy demand | 3.2479 | FEC
CZ | TYNDP2026 | LEV | 2035 | TWh | 273 | Sub_sector | Transport | Freight trains | Transport (trains) | Energetic | transport_trains_final_demand_hydrogen | Hydrogen | EU | Energy demand | 0 | FEC
CZ | TYNDP2026 | LEV | 2035 | TWh | 274 | Sub_sector | Transport | Freight trains | Transport (trains) | Energetic | transport_trains_final_demand_methane | Methane | EU | Energy demand | 0 | FEC
CZ | TYNDP2026 | LEV | 2035 | TWh | 275 | Sub_sector | Transport | Freight trains | Transport (trains) | Energetic | transport_trains_final_demand_heat | Heat | EU | Energy demand | 0 | FEC
CZ | TYNDP2026 | LEV | 2035 | TWh | 276 | Sub_sector | Transport | Freight trains | Transport (trains) | Energetic | transport_trains_final_demand_biomass | Biomass | EU | Energy demand | 0 | FEC
CZ | TYNDP2026 | LEV | 2035 | TWh | 277 | Sub_sector | Transport | Freight trains | Transport (trains) | Energetic | transport_trains_final_demand_coal | Solids | EU | Energy demand | 0 | FEC
CZ | TYNDP2026 | LEV | 2035 | TWh | 278 | Sub_sector | Transport | Freight trains | Transport (trains) | Energetic | transport_trains_final_demand_oil | Liquids | EU | Energy demand | 0.70023 | FEC
CZ | TYNDP2026 | LEV | 2035 | TWh | 279 | Sub_sector | Transport | Freight trains | Transport (trains) | Energetic | transport_trains_final_demand_other | Others | EU | Energy demand | 0 | FEC
CZ | TYNDP2026 | LEV | 2035 | TWh | 280 | Sub_sector | Transport | Freight trains | Transport (trains) | Energetic | transport_trains_final_demand_ammonia | Ammonia | EU | Energy demand | 0 | FEC
CZ | TYNDP2026 | LEV | 2035 | TWh | 282 | Sub_sector | Transport | Ships | Transport (ships) | Energetic | transport_ships_final_demand_electricity | Electricity | EU | Energy demand | 0 | FEC
CZ | TYNDP2026 | LEV | 2035 | TWh | 283 | Sub_sector | Transport | Ships | Transport (ships) | Energetic | transport_ships_final_demand_hydrogen | Hydrogen | EU | Energy demand | 6.14e-05 | FEC
CZ | TYNDP2026 | LEV | 2035 | TWh | 284 | Sub_sector | Transport | Ships | Transport (ships) | Energetic | transport_ships_final_demand_methane | Methane | EU | Energy demand | 0.00054727 | FEC
CZ | TYNDP2026 | LEV | 2035 | TWh | 285 | Sub_sector | Transport | Ships | Transport (ships) | Energetic | transport_ships_final_demand_heat | Heat | EU | Energy demand | 0 | FEC
CZ | TYNDP2026 | LEV | 2035 | TWh | 286 | Sub_sector | Transport | Ships | Transport (ships) | Energetic | transport_ships_final_demand_biomass | Biomass | EU | Energy demand | 0 | FEC
CZ | TYNDP2026 | LEV | 2035 | TWh | 287 | Sub_sector | Transport | Ships | Transport (ships) | Energetic | transport_ships_final_demand_coal | Solids | EU | Energy demand | 0 | FEC
CZ | TYNDP2026 | LEV | 2035 | TWh | 288 | Sub_sector | Transport | Ships | Transport (ships) | Energetic | transport_ships_final_demand_oil | Liquids | EU | Energy demand | 0.0011503 | FEC
CZ | TYNDP2026 | LEV | 2035 | TWh | 289 | Sub_sector | Transport | Ships | Transport (ships) | Energetic | transport_ships_final_demand_other | Others | EU | Energy demand | 0 | FEC
CZ | TYNDP2026 | LEV | 2035 | TWh | 290 | Sub_sector | Transport | Ships | Transport (ships) | Energetic | transport_ships_final_demand_ammonia | Ammonia | EU | Energy demand | 0 | FEC
CZ | TYNDP2026 | LEV | 2035 | TWh | 292 | Sub_sector | Transport | Planes | Transport (planes) | Energetic | transport_planes_final_demand_electricity | Electricity | EU | Energy demand | 0.013795 | FEC
CZ | TYNDP2026 | LEV | 2035 | TWh | 293 | Sub_sector | Transport | Planes | Transport (planes) | Energetic | transport_planes_final_demand_hydrogen | Hydrogen | EU | Energy demand | 0.016877 | FEC
CZ | TYNDP2026 | LEV | 2035 | TWh | 294 | Sub_sector | Transport | Planes | Transport (planes) | Energetic | transport_planes_final_demand_methane | Methane | EU | Energy demand | 0 | FEC
CZ | TYNDP2026 | LEV | 2035 | TWh | 295 | Sub_sector | Transport | Planes | Transport (planes) | Energetic | transport_planes_final_demand_heat | Heat | EU | Energy demand | 0 | FEC
CZ | TYNDP2026 | LEV | 2035 | TWh | 296 | Sub_sector | Transport | Planes | Transport (planes) | Energetic | transport_planes_final_demand_biomass | Biomass | EU | Energy demand | 0 | FEC
CZ | TYNDP2026 | LEV | 2035 | TWh | 297 | Sub_sector | Transport | Planes | Transport (planes) | Energetic | transport_planes_final_demand_coal | Solids | EU | Energy demand | 0 | FEC
CZ | TYNDP2026 | LEV | 2035 | TWh | 298 | Sub_sector | Transport | Planes | Transport (planes) | Energetic | transport_planes_final_demand_oil | Liquids | EU | Energy demand | 0.20806 | FEC
CZ | TYNDP2026 | LEV | 2035 | TWh | 299 | Sub_sector | Transport | Planes | Transport (planes) | Energetic | transport_planes_final_demand_other | Others | EU | Energy demand | 0 | FEC
CZ | TYNDP2026 | LEV | 2035 | TWh | 300 | Sub_sector | Transport | Planes | Transport (planes) | Energetic | transport_planes_final_demand_ammonia | Ammonia | EU | Energy demand | 0 | FEC
CZ | TYNDP2026 | LEV | 2035 | TWh | 302 | Sub_sector | Transport | Others | Transport (others) | Energetic | transport_other_final_demand_electricity | Electricity | EU | Energy demand | 0.011687 | FEC
CZ | TYNDP2026 | LEV | 2035 | TWh | 303 | Sub_sector | Transport | Others | Transport (others) | Energetic | transport_other_final_demand_hydrogen | Hydrogen | EU | Energy demand | 0 | FEC
CZ | TYNDP2026 | LEV | 2035 | TWh | 304 | Sub_sector | Transport | Others | Transport (others) | Energetic | transport_other_final_demand_methane | Methane | EU | Energy demand | 0 | FEC
CZ | TYNDP2026 | LEV | 2035 | TWh | 305 | Sub_sector | Transport | Others | Transport (others) | Energetic | transport_other_final_demand_heat | Heat | EU | Energy demand | 0 | FEC
CZ | TYNDP2026 | LEV | 2035 | TWh | 306 | Sub_sector | Transport | Others | Transport (others) | Energetic | transport_other_final_demand_biomass | Biomass | EU | Energy demand | 0 | FEC
CZ | TYNDP2026 | LEV | 2035 | TWh | 307 | Sub_sector | Transport | Others | Transport (others) | Energetic | transport_other_final_demand_coal | Solids | EU | Energy demand | 0 | FEC
CZ | TYNDP2026 | LEV | 2035 | TWh | 308 | Sub_sector | Transport | Others | Transport (others) | Energetic | transport_other_final_demand_oil | Liquids | EU | Energy demand | 0.75338 | FEC
CZ | TYNDP2026 | LEV | 2035 | TWh | 309 | Sub_sector | Transport | Others | Transport (others) | Energetic | transport_other_final_demand_other | Others | EU | Energy demand | 0 | FEC
CZ | TYNDP2026 | LEV | 2035 | TWh | 310 | Sub_sector | Transport | Others | Transport (others) | Energetic | transport_other_final_demand_ammonia | Ammonia | EU | Energy demand | 0 | FEC
CZ | TYNDP2026 | LEV | 2035 | TWh | 312 | Sub_sector | International transport | International aviation | Transport (int. aviation) | Energetic | transport_int_aviation_final_demand_electricity | Electricity | EU | Energy demand | 0 | FEC
CZ | TYNDP2026 | LEV | 2035 | TWh | 313 | Sub_sector | International transport | International aviation | Transport (int. aviation) | Energetic | transport_int_aviation_final_demand_hydrogen | Hydrogen | EU | Energy demand | 0 | FEC
CZ | TYNDP2026 | LEV | 2035 | TWh | 314 | Sub_sector | International transport | International aviation | Transport (int. aviation) | Energetic | transport_int_aviation_final_demand_methane | Methane | EU | Energy demand | 0 | FEC
CZ | TYNDP2026 | LEV | 2035 | TWh | 315 | Sub_sector | International transport | International aviation | Transport (int. aviation) | Energetic | transport_int_aviation_final_demand_heat | Heat | EU | Energy demand | 0 | FEC
CZ | TYNDP2026 | LEV | 2035 | TWh | 316 | Sub_sector | International transport | International aviation | Transport (int. aviation) | Energetic | transport_int_aviation_final_demand_biofuels | Biomass | EU | Energy demand | 0 | FEC
CZ | TYNDP2026 | LEV | 2035 | TWh | 317 | Sub_sector | International transport | International aviation | Transport (int. aviation) | Energetic | transport_int_aviation_final_demand_coal | Solids | EU | Energy demand | 0 | FEC
CZ | TYNDP2026 | LEV | 2035 | TWh | 318 | Sub_sector | International transport | International aviation | Transport (int. aviation) | Energetic | transport_int_aviation_final_demand_oil | Liquids | EU | Energy demand | 4.4126 | FEC
CZ | TYNDP2026 | LEV | 2035 | TWh | 319 | Sub_sector | International transport | International aviation | Transport (int. aviation) | Energetic | transport_int_aviation_final_demand_other | Others | EU | Energy demand | 0 | FEC
CZ | TYNDP2026 | LEV | 2035 | TWh | 320 | Sub_sector | International transport | International aviation | Transport (int. aviation) | Energetic | transport_int_aviation_final_demand_ammonia | Ammonia | EU | Energy demand | 0 | FEC
CZ | TYNDP2026 | LEV | 2035 | TWh | 322 | Sub_sector | International transport | International shipping | Transport (int. shipping) | Energetic | transport_int_shipping_final_demand_electricity | Electricity | EU | Energy demand | 0 | not_included_in_FEC
CZ | TYNDP2026 | LEV | 2035 | TWh | 323 | Sub_sector | International transport | International shipping | Transport (int. shipping) | Energetic | transport_int_shipping_final_demand_hydrogen | Hydrogen | EU | Energy demand | 0 | not_included_in_FEC
CZ | TYNDP2026 | LEV | 2035 | TWh | 324 | Sub_sector | International transport | International shipping | Transport (int. shipping) | Energetic | transport_int_shipping_final_demand_methane | Methane | EU | Energy demand | 0 | not_included_in_FEC
CZ | TYNDP2026 | LEV | 2035 | TWh | 325 | Sub_sector | International transport | International shipping | Transport (int. shipping) | Energetic | transport_int_shipping_final_demand_heat | Heat | EU | Energy demand | 0 | not_included_in_FEC
CZ | TYNDP2026 | LEV | 2035 | TWh | 326 | Sub_sector | International transport | International shipping | Transport (int. shipping) | Energetic | transport_int_shipping_final_demand_biofuels | Biomass | EU | Energy demand | 0 | not_included_in_FEC
CZ | TYNDP2026 | LEV | 2035 | TWh | 327 | Sub_sector | International transport | International shipping | Transport (int. shipping) | Energetic | transport_int_shipping_final_demand_coal | Solids | EU | Energy demand | 0 | not_included_in_FEC
CZ | TYNDP2026 | LEV | 2035 | TWh | 328 | Sub_sector | International transport | International shipping | Transport (int. shipping) | Energetic | transport_int_shipping_final_demand_oil | Liquids | EU | Energy demand | 0 | not_included_in_FEC
CZ | TYNDP2026 | LEV | 2035 | TWh | 329 | Sub_sector | International transport | International shipping | Transport (int. shipping) | Energetic | transport_int_shipping_final_demand_other | Others | EU | Energy demand | 0 | not_included_in_FEC
CZ | TYNDP2026 | LEV | 2035 | TWh | 330 | Sub_sector | International transport | International shipping | Transport (int. shipping) | Energetic | transport_int_shipping_final_demand_ammonia | Ammonia | EU | Energy demand | 0 | not_included_in_FEC
CZ | TYNDP2026 | LEV | 2035 | TWh | 332 | Sub_sector | Households | Space heating | Households (heating) | Energetic | households_heating_final_demand_electricity | Electricity | EU | Energy demand | 11.2502 | FEC
CZ | TYNDP2026 | LEV | 2035 | TWh | 333 | Sub_sector | Households | Space heating | Households (heating) | Energetic | households_heating_final_demand_hydrogen | Hydrogen | EU | Energy demand | 0 | FEC
CZ | TYNDP2026 | LEV | 2035 | TWh | 334 | Sub_sector | Households | Space heating | Households (heating) | Energetic | households_heating_final_demand_methane | Methane | EU | Energy demand | 15.8283 | FEC
CZ | TYNDP2026 | LEV | 2035 | TWh | 335 | Sub_sector | Households | Space heating | Households (heating) | Energetic | households_heating_final_demand_heat | Heat | EU | Energy demand | 4.3228 | FEC
CZ | TYNDP2026 | LEV | 2035 | TWh | 336 | Sub_sector | Households | Space heating | Households (heating) | Energetic | households_heating_final_demand_biomass | Biomass | EU | Energy demand | 15.6686 | FEC
CZ | TYNDP2026 | LEV | 2035 | TWh | 337 | Sub_sector | Households | Space heating | Households (heating) | Energetic | households_heating_final_demand_coal | Solids | EU | Energy demand | 6.5947 | FEC
CZ | TYNDP2026 | LEV | 2035 | TWh | 338 | Sub_sector | Households | Space heating | Households (heating) | Energetic | households_heating_final_demand_oil | Liquids | EU | Energy demand | 0.17918 | FEC
CZ | TYNDP2026 | LEV | 2035 | TWh | 339 | Sub_sector | Households | Space heating | Households (heating) | Energetic | households_heating_final_demand_other | Others | EU | Energy demand | 1.0022 | FEC
CZ | TYNDP2026 | LEV | 2035 | TWh | 340 | Sub_sector | Households | Space heating | Households (heating) | Energetic | households_heating_final_demand_ammonia | Ammonia | EU | Energy demand | 0 | FEC
CZ | TYNDP2026 | LEV | 2035 | TWh | 343 | Sub_sector | Households | Cooling | Households (cooling) | Energetic | households_cooling_final_demand_electricity | Electricity | EU | Energy demand | 0.083364 | FEC
CZ | TYNDP2026 | LEV | 2035 | TWh | 344 | Sub_sector | Households | Cooling | Households (cooling) | Energetic | households_cooling_final_demand_hydrogen | Hydrogen | EU | Energy demand | 0 | FEC
CZ | TYNDP2026 | LEV | 2035 | TWh | 345 | Sub_sector | Households | Cooling | Households (cooling) | Energetic | households_cooling_final_demand_methane | Methane | EU | Energy demand | 0 | FEC
CZ | TYNDP2026 | LEV | 2035 | TWh | 346 | Sub_sector | Households | Cooling | Households (cooling) | Energetic | households_cooling_final_demand_heat | Heat | EU | Energy demand | 0 | FEC
CZ | TYNDP2026 | LEV | 2035 | TWh | 347 | Sub_sector | Households | Cooling | Households (cooling) | Energetic | households_cooling_final_demand_biomass | Biomass | EU | Energy demand | 0 | FEC
CZ | TYNDP2026 | LEV | 2035 | TWh | 348 | Sub_sector | Households | Cooling | Households (cooling) | Energetic | households_cooling_final_demand_coal | Solids | EU | Energy demand | 0 | FEC
CZ | TYNDP2026 | LEV | 2035 | TWh | 349 | Sub_sector | Households | Cooling | Households (cooling) | Energetic | households_cooling_final_demand_oil | Liquids | EU | Energy demand | 0 | FEC
CZ | TYNDP2026 | LEV | 2035 | TWh | 350 | Sub_sector | Households | Cooling | Households (cooling) | Energetic | households_cooling_final_demand_other | Others | EU | Energy demand | 0 | FEC
CZ | TYNDP2026 | LEV | 2035 | TWh | 351 | Sub_sector | Households | Cooling | Households (cooling) | Energetic | households_cooling_final_demand_ammonia | Ammonia | EU | Energy demand | 0 | FEC
CZ | TYNDP2026 | LEV | 2035 | TWh | 354 | Sub_sector | Households | Hot water | Households (hot water) | Energetic | households_hot_water_final_demand_electricity | Electricity | EU | Energy demand | 1.8099 | FEC
CZ | TYNDP2026 | LEV | 2035 | TWh | 355 | Sub_sector | Households | Hot water | Households (hot water) | Energetic | households_hot_water_final_demand_hydrogen | Hydrogen | EU | Energy demand | 0 | FEC
CZ | TYNDP2026 | LEV | 2035 | TWh | 356 | Sub_sector | Households | Hot water | Households (hot water) | Energetic | households_hot_water_final_demand_methane | Methane | EU | Energy demand | 4.9119 | FEC
CZ | TYNDP2026 | LEV | 2035 | TWh | 357 | Sub_sector | Households | Hot water | Households (hot water) | Energetic | households_hot_water_final_demand_heat | Heat | EU | Energy demand | 1.6884 | FEC
CZ | TYNDP2026 | LEV | 2035 | TWh | 358 | Sub_sector | Households | Hot water | Households (hot water) | Energetic | households_hot_water_final_demand_biomass | Biomass | EU | Energy demand | 3.1485 | FEC
CZ | TYNDP2026 | LEV | 2035 | TWh | 359 | Sub_sector | Households | Hot water | Households (hot water) | Energetic | households_hot_water_final_demand_coal | Solids | EU | Energy demand | 0.94938 | FEC
CZ | TYNDP2026 | LEV | 2035 | TWh | 360 | Sub_sector | Households | Hot water | Households (hot water) | Energetic | households_hot_water_final_demand_oil | Liquids | EU | Energy demand | 0.025795 | FEC
CZ | TYNDP2026 | LEV | 2035 | TWh | 361 | Sub_sector | Households | Hot water | Households (hot water) | Energetic | households_hot_water_final_demand_other | Others | EU | Energy demand | 0.70052 | FEC
CZ | TYNDP2026 | LEV | 2035 | TWh | 362 | Sub_sector | Households | Hot water | Households (hot water) | Energetic | households_hot_water_final_demand_ammonia | Ammonia | EU | Energy demand | 0 | FEC
CZ | TYNDP2026 | LEV | 2035 | TWh | 365 | Sub_sector | Households | Appliances | Households (appliances) | Energetic | households_appliances_final_demand_electricity | Electricity | EU | Energy demand | 6.4803 | FEC
CZ | TYNDP2026 | LEV | 2035 | TWh | 366 | Sub_sector | Households | Appliances | Households (appliances) | Energetic | households_appliances_final_demand_hydrogen | Hydrogen | EU | Energy demand | 0 | FEC
CZ | TYNDP2026 | LEV | 2035 | TWh | 367 | Sub_sector | Households | Appliances | Households (appliances) | Energetic | households_appliances_final_demand_methane | Methane | EU | Energy demand | 2.9852 | FEC
CZ | TYNDP2026 | LEV | 2035 | TWh | 368 | Sub_sector | Households | Appliances | Households (appliances) | Energetic | households_appliances_final_demand_heat | Heat | EU | Energy demand | 0 | FEC
CZ | TYNDP2026 | LEV | 2035 | TWh | 369 | Sub_sector | Households | Appliances | Households (appliances) | Energetic | households_appliances_final_demand_biomass | Biomass | EU | Energy demand | 0.1649 | FEC
CZ | TYNDP2026 | LEV | 2035 | TWh | 370 | Sub_sector | Households | Appliances | Households (appliances) | Energetic | households_appliances_final_demand_coal | Solids | EU | Energy demand | 0 | FEC
CZ | TYNDP2026 | LEV | 2035 | TWh | 371 | Sub_sector | Households | Appliances | Households (appliances) | Energetic | households_appliances_final_demand_oil | Liquids | EU | Energy demand | 0 | FEC
CZ | TYNDP2026 | LEV | 2035 | TWh | 372 | Sub_sector | Households | Appliances | Households (appliances) | Energetic | households_appliances_final_demand_other | Others | EU | Energy demand | 0 | FEC
CZ | TYNDP2026 | LEV | 2035 | TWh | 373 | Sub_sector | Households | Appliances | Households (appliances) | Energetic | households_appliances_final_demand_ammonia | Ammonia | EU | Energy demand | 0 | FEC
CZ | TYNDP2026 | LEV | 2035 | TWh | 375 | Sub_sector | Buildings | Space heating | Buildings (heat) | Energetic | buildings_heat_final_demand_electricity | Electricity | EU | Energy demand | 5.7326 | FEC
CZ | TYNDP2026 | LEV | 2035 | TWh | 376 | Sub_sector | Buildings | Space heating | Buildings (heat) | Energetic | buildings_heat_final_demand_hydrogen | Hydrogen | EU | Energy demand | 0 | FEC
CZ | TYNDP2026 | LEV | 2035 | TWh | 377 | Sub_sector | Buildings | Space heating | Buildings (heat) | Energetic | buildings_heat_final_demand_methane | Methane | EU | Energy demand | 9.1751 | FEC
CZ | TYNDP2026 | LEV | 2035 | TWh | 378 | Sub_sector | Buildings | Space heating | Buildings (heat) | Energetic | buildings_heat_final_demand_heat | Heat | EU | Energy demand | 4.8424 | FEC
CZ | TYNDP2026 | LEV | 2035 | TWh | 379 | Sub_sector | Buildings | Space heating | Buildings (heat) | Energetic | buildings_heat_final_demand_biomass | Biomass | EU | Energy demand | 1.0187 | FEC
CZ | TYNDP2026 | LEV | 2035 | TWh | 380 | Sub_sector | Buildings | Space heating | Buildings (heat) | Energetic | buildings_heat_final_demand_coal | Solids | EU | Energy demand | 0.17294 | FEC
CZ | TYNDP2026 | LEV | 2035 | TWh | 381 | Sub_sector | Buildings | Space heating | Buildings (heat) | Energetic | buildings_heat_final_demand_oil | Liquids | EU | Energy demand | 0.092974 | FEC
CZ | TYNDP2026 | LEV | 2035 | TWh | 382 | Sub_sector | Buildings | Space heating | Buildings (heat) | Energetic | buildings_heat_final_demand_other | Others | EU | Energy demand | 0.0060512 | FEC
CZ | TYNDP2026 | LEV | 2035 | TWh | 383 | Sub_sector | Buildings | Space heating | Buildings (heat) | Energetic | buildings_heat_final_demand_ammonia | Ammonia | EU | Energy demand | 0 | FEC
CZ | TYNDP2026 | LEV | 2035 | TWh | 386 | Sub_sector | Buildings | Cooling | Buildings (cooling) | Energetic | buildings_cooling_final_demand_electricity | Electricity | EU | Energy demand | 0.35772 | FEC
CZ | TYNDP2026 | LEV | 2035 | TWh | 387 | Sub_sector | Buildings | Cooling | Buildings (cooling) | Energetic | buildings_cooling_final_demand_hydrogen | Hydrogen | EU | Energy demand | 0 | FEC
CZ | TYNDP2026 | LEV | 2035 | TWh | 388 | Sub_sector | Buildings | Cooling | Buildings (cooling) | Energetic | buildings_cooling_final_demand_methane | Methane | EU | Energy demand | 0 | FEC
CZ | TYNDP2026 | LEV | 2035 | TWh | 389 | Sub_sector | Buildings | Cooling | Buildings (cooling) | Energetic | buildings_cooling_final_demand_heat | Heat | EU | Energy demand | 0 | FEC
CZ | TYNDP2026 | LEV | 2035 | TWh | 390 | Sub_sector | Buildings | Cooling | Buildings (cooling) | Energetic | buildings_cooling_final_demand_biomass | Biomass | EU | Energy demand | 0 | FEC
CZ | TYNDP2026 | LEV | 2035 | TWh | 391 | Sub_sector | Buildings | Cooling | Buildings (cooling) | Energetic | buildings_cooling_final_demand_coal | Solids | EU | Energy demand | 0 | FEC
CZ | TYNDP2026 | LEV | 2035 | TWh | 392 | Sub_sector | Buildings | Cooling | Buildings (cooling) | Energetic | buildings_cooling_final_demand_oil | Liquids | EU | Energy demand | 0 | FEC
CZ | TYNDP2026 | LEV | 2035 | TWh | 393 | Sub_sector | Buildings | Cooling | Buildings (cooling) | Energetic | buildings_cooling_final_demand_other | Others | EU | Energy demand | 0 | FEC
CZ | TYNDP2026 | LEV | 2035 | TWh | 394 | Sub_sector | Buildings | Cooling | Buildings (cooling) | Energetic | buildings_cooling_final_demand_ammonia | Ammonia | EU | Energy demand | 0 | FEC
CZ | TYNDP2026 | LEV | 2035 | TWh | 397 | Sub_sector | Buildings | Appliances | Buildings (appliances) | Energetic | buildings_appliances_final_demand_electricity | Electricity | EU | Energy demand | 7.8729 | FEC
CZ | TYNDP2026 | LEV | 2035 | TWh | 398 | Sub_sector | Buildings | Appliances | Buildings (appliances) | Energetic | buildings_appliances_final_demand_hydrogen | Hydrogen | EU | Energy demand | 0 | FEC
CZ | TYNDP2026 | LEV | 2035 | TWh | 399 | Sub_sector | Buildings | Appliances | Buildings (appliances) | Energetic | buildings_appliances_final_demand_methane | Methane | EU | Energy demand | 3.4238 | FEC
CZ | TYNDP2026 | LEV | 2035 | TWh | 400 | Sub_sector | Buildings | Appliances | Buildings (appliances) | Energetic | buildings_appliances_final_demand_heat | Heat | EU | Energy demand | 0 | FEC
CZ | TYNDP2026 | LEV | 2035 | TWh | 401 | Sub_sector | Buildings | Appliances | Buildings (appliances) | Energetic | buildings_appliances_final_demand_biomass | Biomass | EU | Energy demand | 0 | FEC
CZ | TYNDP2026 | LEV | 2035 | TWh | 402 | Sub_sector | Buildings | Appliances | Buildings (appliances) | Energetic | buildings_appliances_final_demand_coal | Solids | EU | Energy demand | 0 | FEC
CZ | TYNDP2026 | LEV | 2035 | TWh | 403 | Sub_sector | Buildings | Appliances | Buildings (appliances) | Energetic | buildings_appliances_final_demand_oil | Liquids | EU | Energy demand | 0 | FEC
CZ | TYNDP2026 | LEV | 2035 | TWh | 404 | Sub_sector | Buildings | Appliances | Buildings (appliances) | Energetic | buildings_appliances_final_demand_other | Others | EU | Energy demand | 0 | FEC
CZ | TYNDP2026 | LEV | 2035 | TWh | 405 | Sub_sector | Buildings | Appliances | Buildings (appliances) | Energetic | buildings_appliances_final_demand_ammonia | Ammonia | EU | Energy demand | 0 | FEC
CZ | TYNDP2026 | LEV | 2035 | TWh | 407 | Sub_sector | Buildings | Datacenters | Datacenters & ICT | Energetic | datacentres_final_demand_electricity_energetic | Electricity | EU | Energy demand | 2.743 | FEC
CZ | TYNDP2026 | LEV | 2035 | TWh | 408 | Sub_sector | Buildings | Datacenters | Datacenters & ICT | Energetic | datacentres_final_demand_hydrogen_energetic | Hydrogen | EU | Energy demand | 0 | FEC
CZ | TYNDP2026 | LEV | 2035 | TWh | 409 | Sub_sector | Buildings | Datacenters | Datacenters & ICT | Energetic | datacentres_final_demand_methane_energetic | Methane | EU | Energy demand | 0 | FEC
CZ | TYNDP2026 | LEV | 2035 | TWh | 410 | Sub_sector | Buildings | Datacenters | Datacenters & ICT | Energetic | datacentres_final_demand_heat_energetic | Heat | EU | Energy demand | 0 | FEC
CZ | TYNDP2026 | LEV | 2035 | TWh | 411 | Sub_sector | Buildings | Datacenters | Datacenters & ICT | Energetic | datacentres_final_demand_biomass_energetic | Biomass | EU | Energy demand | 0 | FEC
CZ | TYNDP2026 | LEV | 2035 | TWh | 412 | Sub_sector | Buildings | Datacenters | Datacenters & ICT | Energetic | datacentres_final_demand_coal_energetic | Solids | EU | Energy demand | 0 | FEC
CZ | TYNDP2026 | LEV | 2035 | TWh | 413 | Sub_sector | Buildings | Datacenters | Datacenters & ICT | Energetic | datacentres_final_demand_oil_energetic | Liquids | EU | Energy demand | 0 | FEC
CZ | TYNDP2026 | LEV | 2035 | TWh | 414 | Sub_sector | Buildings | Datacenters | Datacenters & ICT | Energetic | datacentres_final_demand_other_energetic | Others | EU | Energy demand | 0 | FEC
CZ | TYNDP2026 | LEV | 2035 | TWh | 415 | Sub_sector | Buildings | Datacenters | Datacenters & ICT | Energetic | datacentres_final_demand_ammonia_energetic | Ammonia | EU | Energy demand | 0 | FEC
CZ | TYNDP2026 | LEV | 2035 | TWh | 417 | Sub_sector | Transport | Others_Sector | Others_Sector | Energetic | other_final_demand_electricity_energetic | Electricity | EU | Energy demand | 0 | FEC
CZ | TYNDP2026 | LEV | 2035 | TWh | 418 | Sub_sector | Transport | Others_Sector | Others_Sector | Energetic | other_final_demand_hydrogen_energetic | Hydrogen | EU | Energy demand | 0 | FEC
CZ | TYNDP2026 | LEV | 2035 | TWh | 419 | Sub_sector | Transport | Pipeline Transport | Others_Sector | Energetic | other_final_demand_methane_energetic | Methane | EU | Energy demand | 0.63072 | FEC
CZ | TYNDP2026 | LEV | 2035 | TWh | 420 | Sub_sector | Transport | Others_Sector | Others_Sector | Energetic | other_final_demand_heat_energetic | Heat | EU | Energy demand | 0 | FEC
CZ | TYNDP2026 | LEV | 2035 | TWh | 421 | Sub_sector | Transport | Others_Sector | Others_Sector | Energetic | other_final_demand_biomass_energetic | Biomass | EU | Energy demand | 0 | FEC
CZ | TYNDP2026 | LEV | 2035 | TWh | 422 | Sub_sector | Transport | Others_Sector | Others_Sector | Energetic | other_final_demand_coal_energetic | Solids | EU | Energy demand | 0 | FEC
CZ | TYNDP2026 | LEV | 2035 | TWh | 423 | Sub_sector | Transport | Others_Sector | Others_Sector | Energetic | other_final_demand_oil_energetic | Liquids | EU | Energy demand | 0.13113 | FEC
CZ | TYNDP2026 | LEV | 2035 | TWh | 424 | Sub_sector | Others_Sector | Others_Sector | Others_Sector | Non-energetic | other_final_demand_oil_non_energetic | Liquids | EU | Energy demand | 1.8198 | not_included_in_FEC
CZ | TYNDP2026 | LEV | 2035 | TWh | 425 | Sub_sector | Transport | Others_Sector | Others_Sector | Energetic | other_final_demand_other_energetic | Others | EU | Energy demand | 0 | FEC
CZ | TYNDP2026 | LEV | 2035 | TWh | 426 | Sub_sector | Transport | Others_Sector | Others_Sector | Energetic | other_final_demand_ammonia_energetic | Ammonia | EU | Energy demand | 0 | FEC
CZ | TYNDP2026 | LEV | 2035 | TWh | 427 | Sub_sector | Industry | Surplus_Heat_in_Industry | Surplus_Heat_in_Industry | Energetic | final_demand_of_industry_unused_local_production_steam_hot_water | Heat | EU | Energy demand | 0 | FEC
CZ | TYNDP2026 | LEV | 2035 | TWh | 429 | Sub_sector | Agriculture | Total | Agriculture | Energetic | agriculture_final_demand_electricity_energetic | Electricity | EU | Energy demand | 1.0595 | FEC
CZ | TYNDP2026 | LEV | 2035 | TWh | 430 | Sub_sector | Agriculture | Total | Agriculture | Energetic | agriculture_final_demand_hydrogen_energetic | Hydrogen | EU | Energy demand | 0 | FEC
CZ | TYNDP2026 | LEV | 2035 | TWh | 431 | Sub_sector | Agriculture | Total | Agriculture | Energetic | agriculture_final_demand_methane_energetic | Methane | EU | Energy demand | 2.1283 | FEC
CZ | TYNDP2026 | LEV | 2035 | TWh | 432 | Sub_sector | Agriculture | Total | Agriculture | Energetic | agriculture_final_demand_heat_energetic | Heat | EU | Energy demand | 0.10588 | FEC
CZ | TYNDP2026 | LEV | 2035 | TWh | 433 | Sub_sector | Agriculture | Total | Agriculture | Energetic | agriculture_final_demand_biomass_energetic | Biomass | EU | Energy demand | 0.14835 | FEC
CZ | TYNDP2026 | LEV | 2035 | TWh | 434 | Sub_sector | Agriculture | Total | Agriculture | Energetic | agriculture_final_demand_coal_energetic | Solids | EU | Energy demand | 0 | FEC
CZ | TYNDP2026 | LEV | 2035 | TWh | 435 | Sub_sector | Agriculture | Total | Agriculture | Energetic | agriculture_final_demand_oil_energetic | Liquids | EU | Energy demand | 3.2547 | FEC
CZ | TYNDP2026 | LEV | 2035 | TWh | 436 | Sub_sector | Agriculture | Total | Agriculture | Energetic | agriculture_final_demand_other_energetic | Others | EU | Energy demand | 0 | FEC
CZ | TYNDP2026 | LEV | 2035 | TWh | 437 | Sub_sector | Agriculture | Total | Agriculture | Energetic | agriculture_final_demand_ammonia_energetic | Ammonia | EU | Energy demand | 0 | FEC
CZ | TYNDP2026 | LEV | 2035 | TWh | 447 | Sub_sector | Buildings | Surplus Energy | Buildings | Energetic | GAP | Electricity | EU | Energy demand | 0 | FEC
CZ | TYNDP2026 | LEV | 2035 | TWh | 448 | Sub_sector | Buildings | Surplus Energy | Buildings | Energetic | GAP | Hydrogen | EU | Energy demand | 0 | FEC
CZ | TYNDP2026 | LEV | 2035 | TWh | 449 | Sub_sector | Buildings | Surplus Energy | Buildings | Energetic | GAP | Methane | EU | Energy demand | 0 | FEC
CZ | TYNDP2026 | LEV | 2035 | TWh | 450 | Sub_sector | Buildings | Surplus Energy | Buildings | Energetic | GAP | Heat | EU | Energy demand | 0 | FEC
CZ | TYNDP2026 | LEV | 2035 | TWh | 451 | Sub_sector | Buildings | Surplus Energy | Buildings | Energetic | GAP | Biomass | EU | Energy demand | 0.00031877 | FEC
CZ | TYNDP2026 | LEV | 2035 | TWh | 452 | Sub_sector | Buildings | Surplus Energy | Buildings | Energetic | GAP | Solids | EU | Energy demand | 0 | FEC
CZ | TYNDP2026 | LEV | 2035 | TWh | 453 | Sub_sector | Buildings | Surplus Energy | Buildings | Energetic | GAP | Liquids | EU | Energy demand | 0.0012634 | FEC
CZ | TYNDP2026 | LEV | 2035 | TWh | 454 | Sub_sector | Buildings | Surplus Energy | Buildings | Energetic | GAP | Others | EU | Energy demand | 0 | FEC
CZ | TYNDP2026 | LEV | 2035 | TWh | 455 | Sub_sector | Buildings | Surplus Energy | Buildings | Energetic | GAP | Ammonia | EU | Energy demand | 0 | FEC
CZ | TYNDP2026 | LEV | 2035 | TWh | 456 | Sub_sector | Households | Surplus Energy | Households | Energetic | GAP | Electricity | EU | Energy demand | 0 | FEC
CZ | TYNDP2026 | LEV | 2035 | TWh | 457 | Sub_sector | Households | Surplus Energy | Households | Energetic | GAP | Hydrogen | EU | Energy demand | 0 | FEC
CZ | TYNDP2026 | LEV | 2035 | TWh | 458 | Sub_sector | Households | Surplus Energy | Households | Energetic | GAP | Methane | EU | Energy demand | 0 | FEC
CZ | TYNDP2026 | LEV | 2035 | TWh | 459 | Sub_sector | Households | Surplus Energy | Households | Energetic | GAP | Heat | EU | Energy demand | 0 | FEC
CZ | TYNDP2026 | LEV | 2035 | TWh | 460 | Sub_sector | Households | Surplus Energy | Households | Energetic | GAP | Biomass | EU | Energy demand | 0 | FEC
CZ | TYNDP2026 | LEV | 2035 | TWh | 461 | Sub_sector | Households | Surplus Energy | Households | Energetic | GAP | Solids | EU | Energy demand | 0 | FEC
CZ | TYNDP2026 | LEV | 2035 | TWh | 462 | Sub_sector | Households | Surplus Energy | Households | Energetic | GAP | Liquids | EU | Energy demand | 0 | FEC
CZ | TYNDP2026 | LEV | 2035 | TWh | 463 | Sub_sector | Households | Surplus Energy | Households | Energetic | GAP | Others | EU | Energy demand | 0 | FEC
CZ | TYNDP2026 | LEV | 2035 | TWh | 464 | Sub_sector | Households | Surplus Energy | Households | Energetic | GAP | Ammonia | EU | Energy demand | 0 | FEC
CZ | TYNDP2026 | LEV | 2040 | TWh | 102 | Sub_sector | Industry | Aluminium | Industry (aluminium) | Energetic | industry_aluminium_demand_electricity_energetic | Electricity | EU | Energy demand | 0 | FEC
CZ | TYNDP2026 | LEV | 2040 | TWh | 103 | Sub_sector | Industry | Aluminium | Industry (aluminium) | Energetic | industry_aluminium_demand_hydrogen_energetic | Hydrogen | EU | Energy demand | 0 | FEC
CZ | TYNDP2026 | LEV | 2040 | TWh | 104 | Sub_sector | Industry | Aluminium | Industry (aluminium) | Energetic | industry_aluminium_demand_methane_energetic | Methane | EU | Energy demand | 0 | FEC
CZ | TYNDP2026 | LEV | 2040 | TWh | 105 | Sub_sector | Industry | Aluminium | Industry (aluminium) | Energetic | industry_aluminium_demand_heat_energetic | Heat | EU | Energy demand | 0 | FEC
CZ | TYNDP2026 | LEV | 2040 | TWh | 106 | Sub_sector | Industry | Aluminium | Industry (aluminium) | Energetic | industry_aluminium_demand_biomass_energetic | Biomass | EU | Energy demand | 0 | FEC
CZ | TYNDP2026 | LEV | 2040 | TWh | 107 | Sub_sector | Industry | Aluminium | Industry (aluminium) | Energetic | industry_aluminium_demand_coal_energetic | Solids | EU | Energy demand | 0 | FEC
CZ | TYNDP2026 | LEV | 2040 | TWh | 108 | Sub_sector | Industry | Aluminium | Industry (aluminium) | Energetic | industry_aluminium_demand_oil_energetic | Liquids | EU | Energy demand | 0 | FEC
CZ | TYNDP2026 | LEV | 2040 | TWh | 109 | Sub_sector | Industry | Aluminium | Industry (aluminium) | Energetic | industry_aluminium_demand_others_energetic | Others | EU | Energy demand | 0 | FEC
CZ | TYNDP2026 | LEV | 2040 | TWh | 110 | Sub_sector | Industry | Aluminium | Industry (aluminium) | Energetic | industry_ammonia_demand_others_energetic | Ammonia | EU | Energy demand | 0 | FEC
CZ | TYNDP2026 | LEV | 2040 | TWh | 112 | Sub_sector | Industry | Chemicals | Industry (chemicals, energetic) | Energetic | industry_chemical_demand_electricity_energetic | Electricity | EU | Energy demand | 5.488 | FEC
CZ | TYNDP2026 | LEV | 2040 | TWh | 113 | Sub_sector | Industry | Chemicals | Industry (chemicals, energetic) | Energetic | industry_chemical_demand_hydrogen_energetic | Hydrogen | EU | Energy demand | 0.43785 | FEC
CZ | TYNDP2026 | LEV | 2040 | TWh | 114 | Sub_sector | Industry | Chemicals | Industry (chemicals, energetic) | Energetic | industry_chemical_demand_methane_energetic | Methane | EU | Energy demand | 1.7657 | FEC
CZ | TYNDP2026 | LEV | 2040 | TWh | 115 | Sub_sector | Industry | Chemicals | Industry (chemicals, energetic) | Energetic | industry_chemical_demand_heat_energetic | Heat | EU | Energy demand | 0.67749 | FEC
CZ | TYNDP2026 | LEV | 2040 | TWh | 116 | Sub_sector | Industry | Chemicals | Industry (chemicals, energetic) | Energetic | industry_chemical_demand_biomass_energetic | Biomass | EU | Energy demand | 1.2318 | FEC
CZ | TYNDP2026 | LEV | 2040 | TWh | 117 | Sub_sector | Industry | Chemicals | Industry (chemicals, energetic) | Energetic | industry_chemical_demand_coal_energetic | Solids | EU | Energy demand | 0 | FEC
CZ | TYNDP2026 | LEV | 2040 | TWh | 118 | Sub_sector | Industry | Chemicals | Industry (chemicals, energetic) | Energetic | industry_chemical_demand_oil_energetic | Liquids | EU | Energy demand | 0 | FEC
CZ | TYNDP2026 | LEV | 2040 | TWh | 119 | Sub_sector | Industry | Chemicals | Industry (chemicals, energetic) | Energetic | industry_chemical_demand_others_energetic | Others | EU | Energy demand | 0 | FEC
CZ | TYNDP2026 | LEV | 2040 | TWh | 120 | Sub_sector | Industry | Chemicals | Industry (chemicals, energetic) | Energetic | industry_chemical_demand_ammonia_energetic | Ammonia | EU | Energy demand | 0 | FEC
CZ | TYNDP2026 | LEV | 2040 | TWh | 122 | Sub_sector | Industry | Chemicals | Industry (chemicals, non-energetic) | Non-energetic | industry_chemical_demand_electricity_non_energetic | Electricity | EU | Energy demand | 0 | not_included_in_FEC
CZ | TYNDP2026 | LEV | 2040 | TWh | 123 | Sub_sector | Industry | Chemicals | Industry (chemicals, non-energetic) | Non-energetic | industry_chemical_demand_hydrogen_non_energetic | Hydrogen | EU | Energy demand | 2.5865 | not_included_in_FEC
CZ | TYNDP2026 | LEV | 2040 | TWh | 124 | Sub_sector | Industry | Chemicals | Industry (chemicals, non-energetic) | Non-energetic | industry_chemical_demand_methane_non_energetic | Methane | EU | Energy demand | 1.6707 | not_included_in_FEC
CZ | TYNDP2026 | LEV | 2040 | TWh | 125 | Sub_sector | Industry | Chemicals | Industry (chemicals, non-energetic) | Non-energetic | industry_chemical_demand_heat_non_energetic | Heat | EU | Energy demand | 0 | not_included_in_FEC
CZ | TYNDP2026 | LEV | 2040 | TWh | 126 | Sub_sector | Industry | Chemicals | Industry (chemicals, non-energetic) | Non-energetic | industry_chemical_demand_biomass_non_energetic | Biomass | EU | Energy demand | 8.191 | not_included_in_FEC
CZ | TYNDP2026 | LEV | 2040 | TWh | 127 | Sub_sector | Industry | Chemicals | Industry (chemicals, non-energetic) | Non-energetic | industry_chemical_demand_coal_non_energetic | Solids | EU | Energy demand | 0.019987 | not_included_in_FEC
CZ | TYNDP2026 | LEV | 2040 | TWh | 128 | Sub_sector | Industry | Chemicals | Industry (chemicals, non-energetic) | Non-energetic | industry_chemical_demand_oil_non_energetic | Liquids | EU | Energy demand | 11.0456 | not_included_in_FEC
CZ | TYNDP2026 | LEV | 2040 | TWh | 129 | Sub_sector | Industry | Chemicals | Industry (chemicals, non-energetic) | Non-energetic | industry_chemical_demand_others_non_energetic | Others | EU | Energy demand | 0 | not_included_in_FEC
CZ | TYNDP2026 | LEV | 2040 | TWh | 130 | Sub_sector | Industry | Chemicals | Industry (chemicals, non-energetic) | Non-energetic | industry_chemical_demand_ammonia_non_energetic | Ammonia | EU | Energy demand | 0 | not_included_in_FEC
CZ | TYNDP2026 | LEV | 2040 | TWh | 132 | Sub_sector | Industry | Fertilizers | Industry (fertilizers, energetic) | Energetic | industry_fertilizers_demand_electricity_energetic | Electricity | EU | Energy demand | 0.13319 | FEC
CZ | TYNDP2026 | LEV | 2040 | TWh | 133 | Sub_sector | Industry | Fertilizers | Industry (fertilizers, energetic) | Energetic | industry_fertilizers_demand_hydrogen_energetic | Hydrogen | EU | Energy demand | 0.31956 | FEC
CZ | TYNDP2026 | LEV | 2040 | TWh | 134 | Sub_sector | Industry | Fertilizers | Industry (fertilizers, energetic) | Energetic | industry_fertilizers_demand_methane_energetic | Methane | EU | Energy demand | 0.71128 | FEC
CZ | TYNDP2026 | LEV | 2040 | TWh | 135 | Sub_sector | Industry | Fertilizers | Industry (fertilizers, energetic) | Energetic | industry_fertilizers_demand_heat_energetic | Heat | EU | Energy demand | 0 | FEC
CZ | TYNDP2026 | LEV | 2040 | TWh | 136 | Sub_sector | Industry | Fertilizers | Industry (fertilizers, energetic) | Energetic | industry_fertilizers_demand_biomass_energetic | Biomass | EU | Energy demand | 0 | FEC
CZ | TYNDP2026 | LEV | 2040 | TWh | 137 | Sub_sector | Industry | Fertilizers | Industry (fertilizers, energetic) | Energetic | industry_fertilizers_demand_coal_energetic | Solids | EU | Energy demand | 0 | FEC
CZ | TYNDP2026 | LEV | 2040 | TWh | 138 | Sub_sector | Industry | Fertilizers | Industry (fertilizers, energetic) | Energetic | industry_fertilizers_demand_oil_energetic | Liquids | EU | Energy demand | 0 | FEC
CZ | TYNDP2026 | LEV | 2040 | TWh | 139 | Sub_sector | Industry | Fertilizers | Industry (fertilizers, energetic) | Energetic | industry_fertilizers_demand_others_energetic | Others | EU | Energy demand | 0 | FEC
CZ | TYNDP2026 | LEV | 2040 | TWh | 140 | Sub_sector | Industry | Fertilizers | Industry (fertilizers, energetic) | Energetic | industry_fertilizers_demand_ammonia_energetic | Ammonia | EU | Energy demand | 0 | FEC
CZ | TYNDP2026 | LEV | 2040 | TWh | 142 | Sub_sector | Industry | Fertilizers | Industry (fertilizers, non-energetic) | Non-energetic | industry_fertilizers_demand_electricity_non_energetic | Electricity | EU | Energy demand | 0 | not_included_in_FEC
CZ | TYNDP2026 | LEV | 2040 | TWh | 143 | Sub_sector | Industry | Fertilizers | Industry (fertilizers, non-energetic) | Non-energetic | industry_fertilizers_demand_hydrogen_non_energetic | Hydrogen | EU | Energy demand | 0.5419 | not_included_in_FEC
CZ | TYNDP2026 | LEV | 2040 | TWh | 144 | Sub_sector | Industry | Fertilizers | Industry (fertilizers, non-energetic) | Non-energetic | industry_fertilizers_demand_methane_non_energetic | Methane | EU | Energy demand | 1.0284 | not_included_in_FEC
CZ | TYNDP2026 | LEV | 2040 | TWh | 145 | Sub_sector | Industry | Fertilizers | Industry (fertilizers, non-energetic) | Non-energetic | industry_fertilizers_demand_heat_non_energetic | Heat | EU | Energy demand | 0 | not_included_in_FEC
CZ | TYNDP2026 | LEV | 2040 | TWh | 146 | Sub_sector | Industry | Fertilizers | Industry (fertilizers, non-energetic) | Non-energetic | industry_fertilizers_demand_biomass_non_energetic | Biomass | EU | Energy demand | 0 | not_included_in_FEC
CZ | TYNDP2026 | LEV | 2040 | TWh | 147 | Sub_sector | Industry | Fertilizers | Industry (fertilizers, non-energetic) | Non-energetic | industry_fertilizers_demand_coal_non_energetic | Solids | EU | Energy demand | 0 | not_included_in_FEC
CZ | TYNDP2026 | LEV | 2040 | TWh | 148 | Sub_sector | Industry | Fertilizers | Industry (fertilizers, non-energetic) | Non-energetic | industry_fertilizers_demand_oil_non_energetic | Liquids | EU | Energy demand | 0 | not_included_in_FEC
CZ | TYNDP2026 | LEV | 2040 | TWh | 149 | Sub_sector | Industry | Fertilizers | Industry (fertilizers, non-energetic) | Non-energetic | industry_fertilizers_demand_others_non_energetic | Others | EU | Energy demand | 0 | not_included_in_FEC
CZ | TYNDP2026 | LEV | 2040 | TWh | 150 | Sub_sector | Industry | Fertilizers | Industry (fertilizers, non-energetic) | Non-energetic | industry_fertilizers_demand_ammonia_non_energetic | Ammonia | EU | Energy demand | 0 | not_included_in_FEC
CZ | TYNDP2026 | LEV | 2040 | TWh | 152 | Sub_sector | Industry | Food | Industry (food) | Energetic | industry_food_demand_electricity_energetic | Electricity | EU | Energy demand | 2.5882 | FEC
CZ | TYNDP2026 | LEV | 2040 | TWh | 153 | Sub_sector | Industry | Food | Industry (food) | Energetic | industry_food_demand_hydrogen_energetic | Hydrogen | EU | Energy demand | 0 | FEC
CZ | TYNDP2026 | LEV | 2040 | TWh | 154 | Sub_sector | Industry | Food | Industry (food) | Energetic | industry_food_demand_methane_energetic | Methane | EU | Energy demand | 1.269 | FEC
CZ | TYNDP2026 | LEV | 2040 | TWh | 155 | Sub_sector | Industry | Food | Industry (food) | Energetic | industry_food_demand_heat_energetic | Heat | EU | Energy demand | 0 | FEC
CZ | TYNDP2026 | LEV | 2040 | TWh | 156 | Sub_sector | Industry | Food | Industry (food) | Energetic | industry_food_demand_biomass_energetic | Biomass | EU | Energy demand | 0 | FEC
CZ | TYNDP2026 | LEV | 2040 | TWh | 157 | Sub_sector | Industry | Food | Industry (food) | Energetic | industry_food_demand_coal_energetic | Solids | EU | Energy demand | 0 | FEC
CZ | TYNDP2026 | LEV | 2040 | TWh | 158 | Sub_sector | Industry | Food | Industry (food) | Energetic | industry_food_demand_oil_energetic | Liquids | EU | Energy demand | 0.064035 | FEC
CZ | TYNDP2026 | LEV | 2040 | TWh | 159 | Sub_sector | Industry | Food | Industry (food) | Energetic | industry_food_demand_others_energetic | Others | EU | Energy demand | 0 | FEC
CZ | TYNDP2026 | LEV | 2040 | TWh | 160 | Sub_sector | Industry | Food | Industry (food) | Energetic | industry_food_demand_ammonia_energetic | Ammonia | EU | Energy demand | 0 | FEC
CZ | TYNDP2026 | LEV | 2040 | TWh | 162 | Sub_sector | Industry | Metals | Industry (metal) | Energetic | industry_metal_demand_electricity_energetic | Electricity | EU | Energy demand | 0.39499 | FEC
CZ | TYNDP2026 | LEV | 2040 | TWh | 163 | Sub_sector | Industry | Metals | Industry (metal) | Energetic | industry_metal_demand_hydrogen_energetic | Hydrogen | EU | Energy demand | 0 | FEC
CZ | TYNDP2026 | LEV | 2040 | TWh | 164 | Sub_sector | Industry | Metals | Industry (metal) | Energetic | industry_metal_demand_methane_energetic | Methane | EU | Energy demand | 0.58957 | FEC
CZ | TYNDP2026 | LEV | 2040 | TWh | 165 | Sub_sector | Industry | Metals | Industry (metal) | Energetic | industry_metal_demand_heat_energetic | Heat | EU | Energy demand | 0.011678 | FEC
CZ | TYNDP2026 | LEV | 2040 | TWh | 166 | Sub_sector | Industry | Metals | Industry (metal) | Energetic | industry_metal_demand_biomass_energetic | Biomass | EU | Energy demand | 0 | FEC
CZ | TYNDP2026 | LEV | 2040 | TWh | 167 | Sub_sector | Industry | Metals | Industry (metal) | Energetic | industry_metal_demand_coal_energetic | Solids | EU | Energy demand | 0.0030959 | FEC
CZ | TYNDP2026 | LEV | 2040 | TWh | 168 | Sub_sector | Industry | Metals | Industry (metal) | Energetic | industry_metal_demand_oil_energetic | Liquids | EU | Energy demand | 0 | FEC
CZ | TYNDP2026 | LEV | 2040 | TWh | 169 | Sub_sector | Industry | Metals | Industry (metal) | Energetic | industry_metal_demand_others_energetic | Others | EU | Energy demand | 0 | FEC
CZ | TYNDP2026 | LEV | 2040 | TWh | 170 | Sub_sector | Industry | Metals | Industry (metal) | Energetic | industry_metal_demand_ammonia_energetic | Ammonia | EU | Energy demand | 0 | FEC
CZ | TYNDP2026 | LEV | 2040 | TWh | 172 | Sub_sector | Industry | Others | Industry (other, energetic) | Energetic | industry_other_demand_electricity_energetic | Electricity | EU | Energy demand | 12.5123 | FEC
CZ | TYNDP2026 | LEV | 2040 | TWh | 173 | Sub_sector | Industry | Others | Industry (other, energetic) | Energetic | industry_other_demand_hydrogen_energetic | Hydrogen | EU | Energy demand | 0.78534 | FEC
CZ | TYNDP2026 | LEV | 2040 | TWh | 174 | Sub_sector | Industry | Others | Industry (other, energetic) | Energetic | industry_other_demand_methane_energetic | Methane | EU | Energy demand | 7.5346 | FEC
CZ | TYNDP2026 | LEV | 2040 | TWh | 175 | Sub_sector | Industry | Others | Industry (other, energetic) | Energetic | industry_other_demand_heat_energetic | Heat | EU | Energy demand | 1.0515 | FEC
CZ | TYNDP2026 | LEV | 2040 | TWh | 176 | Sub_sector | Industry | Others | Industry (other, energetic) | Energetic | industry_other_demand_biomass_energetic | Biomass | EU | Energy demand | 0.13143 | FEC
CZ | TYNDP2026 | LEV | 2040 | TWh | 177 | Sub_sector | Industry | Others | Industry (other, energetic) | Energetic | industry_other_demand_coal_energetic | Solids | EU | Energy demand | 0.66943 | FEC
CZ | TYNDP2026 | LEV | 2040 | TWh | 178 | Sub_sector | Industry | Others | Industry (other, energetic) | Energetic | industry_other_demand_oil_energetic | Liquids | EU | Energy demand | 3.6017 | FEC
CZ | TYNDP2026 | LEV | 2040 | TWh | 179 | Sub_sector | Industry | Others | Industry (other, energetic) | Energetic | industry_other_demand_others_energetic | Others | EU | Energy demand | 0 | FEC
CZ | TYNDP2026 | LEV | 2040 | TWh | 180 | Sub_sector | Industry | Others | Industry (other, energetic) | Energetic | industry_other_demand_ammonia_energetic | Ammonia | EU | Energy demand | 0 | FEC
CZ | TYNDP2026 | LEV | 2040 | TWh | 182 | Sub_sector | Industry | Others | Industry (other, non-energetic) | Non-energetic | industry_other_demand_electricity_non_energetic | Electricity | EU | Energy demand | 0 | not_included_in_FEC
CZ | TYNDP2026 | LEV | 2040 | TWh | 183 | Sub_sector | Industry | Others | Industry (other, non-energetic) | Non-energetic | industry_other_demand_hydrogen_non_energetic | Hydrogen | EU | Energy demand | 0 | not_included_in_FEC
CZ | TYNDP2026 | LEV | 2040 | TWh | 184 | Sub_sector | Industry | Others | Industry (other, non-energetic) | Non-energetic | industry_other_demand_methane_non_energetic | Methane | EU | Energy demand | 0 | not_included_in_FEC
CZ | TYNDP2026 | LEV | 2040 | TWh | 185 | Sub_sector | Industry | Others | Industry (other, non-energetic) | Non-energetic | industry_other_demand_heat_non_energetic | Heat | EU | Energy demand | 0 | not_included_in_FEC
CZ | TYNDP2026 | LEV | 2040 | TWh | 186 | Sub_sector | Industry | Others | Industry (other, non-energetic) | Non-energetic | industry_other_demand_biomass_non_energetic | Biomass | EU | Energy demand | 0 | not_included_in_FEC
CZ | TYNDP2026 | LEV | 2040 | TWh | 187 | Sub_sector | Industry | Others | Industry (other, non-energetic) | Non-energetic | industry_other_demand_coal_non_energetic | Solids | EU | Energy demand | 0 | not_included_in_FEC
CZ | TYNDP2026 | LEV | 2040 | TWh | 188 | Sub_sector | Industry | Others | Industry (other, non-energetic) | Non-energetic | industry_other_demand_oil_non_energetic | Liquids | EU | Energy demand | 4.5758 | not_included_in_FEC
CZ | TYNDP2026 | LEV | 2040 | TWh | 189 | Sub_sector | Industry | Others | Industry (other, non-energetic) | Non-energetic | industry_other_demand_others_non_energetic | Others | EU | Energy demand | 0 | not_included_in_FEC
CZ | TYNDP2026 | LEV | 2040 | TWh | 190 | Sub_sector | Industry | Others | Industry (other, non-energetic) | Non-energetic | industry_other_demand_ammonia_non_energetic | Ammonia | EU | Energy demand | 0 | not_included_in_FEC
CZ | TYNDP2026 | LEV | 2040 | TWh | 192 | Sub_sector | Industry | Paper | Industry (paper) | Energetic | industry_paper_demand_electricity_energetic | Electricity | EU | Energy demand | 2.476 | FEC
CZ | TYNDP2026 | LEV | 2040 | TWh | 193 | Sub_sector | Industry | Paper | Industry (paper) | Energetic | industry_paper_demand_hydrogen_energetic | Hydrogen | EU | Energy demand | 0 | FEC
CZ | TYNDP2026 | LEV | 2040 | TWh | 194 | Sub_sector | Industry | Paper | Industry (paper) | Energetic | industry_paper_demand_methane_energetic | Methane | EU | Energy demand | 1.3169 | FEC
CZ | TYNDP2026 | LEV | 2040 | TWh | 195 | Sub_sector | Industry | Paper | Industry (paper) | Energetic | industry_paper_demand_heat_energetic | Heat | EU | Energy demand | 0 | FEC
CZ | TYNDP2026 | LEV | 2040 | TWh | 196 | Sub_sector | Industry | Paper | Industry (paper) | Energetic | industry_paper_demand_biomass_energetic | Biomass | EU | Energy demand | 0.73733 | FEC
CZ | TYNDP2026 | LEV | 2040 | TWh | 197 | Sub_sector | Industry | Paper | Industry (paper) | Energetic | industry_paper_demand_coal_energetic | Solids | EU | Energy demand | 0.078466 | FEC
CZ | TYNDP2026 | LEV | 2040 | TWh | 198 | Sub_sector | Industry | Paper | Industry (paper) | Energetic | industry_paper_demand_oil_energetic | Liquids | EU | Energy demand | 0 | FEC
CZ | TYNDP2026 | LEV | 2040 | TWh | 199 | Sub_sector | Industry | Paper | Industry (paper) | Energetic | industry_paper_demand_others_energetic | Others | EU | Energy demand | 0 | FEC
CZ | TYNDP2026 | LEV | 2040 | TWh | 200 | Sub_sector | Industry | Paper | Industry (paper) | Energetic | industry_paper_demand_ammonia_energetic | Ammonia | EU | Energy demand | 0 | FEC
CZ | TYNDP2026 | LEV | 2040 | TWh | 202 | Sub_sector | Industry | Refineries | Industry (refineries, energetic) | Energetic | industry_refinery_demand_electricity_energetic | Electricity | EU | Energy demand | 0.18658 | not_included_in_FEC
CZ | TYNDP2026 | LEV | 2040 | TWh | 203 | Sub_sector | Industry | Refineries | Industry (refineries, energetic) | Energetic | industry_refinery_demand_hydrogen_energetic | Hydrogen | EU | Energy demand | 0.19033 | not_included_in_FEC
CZ | TYNDP2026 | LEV | 2040 | TWh | 204 | Sub_sector | Industry | Refineries | Industry (refineries, energetic) | Energetic | industry_refinery_demand_methane_energetic | Methane | EU | Energy demand | 0.79533 | not_included_in_FEC
CZ | TYNDP2026 | LEV | 2040 | TWh | 205 | Sub_sector | Industry | Refineries | Industry (refineries, energetic) | Energetic | industry_refinery_demand_heat_energetic | Heat | EU | Energy demand | 0.061976 | not_included_in_FEC
CZ | TYNDP2026 | LEV | 2040 | TWh | 206 | Sub_sector | Industry | Refineries | Industry (refineries, energetic) | Energetic | industry_refinery_demand_biomass_energetic | Biomass | EU | Energy demand | 0 | not_included_in_FEC
CZ | TYNDP2026 | LEV | 2040 | TWh | 207 | Sub_sector | Industry | Refineries | Industry (refineries, energetic) | Energetic | industry_refinery_demand_coal_energetic | Solids | EU | Energy demand | 0 | not_included_in_FEC
CZ | TYNDP2026 | LEV | 2040 | TWh | 208 | Sub_sector | Industry | Refineries | Industry (refineries, energetic) | Energetic | industry_refinery_demand_oil_energetic | Liquids | EU | Energy demand | 1.0026 | not_included_in_FEC
CZ | TYNDP2026 | LEV | 2040 | TWh | 209 | Sub_sector | Industry | Refineries | Industry (refineries, energetic) | Energetic | industry_refinery_demand_others_energetic | Others | EU | Energy demand | 0 | not_included_in_FEC
CZ | TYNDP2026 | LEV | 2040 | TWh | 210 | Sub_sector | Industry | Refineries | Industry (refineries, energetic) | Energetic | industry_refinery_demand_ammonia_energetic | Ammonia | EU | Energy demand | 0 | not_included_in_FEC
CZ | TYNDP2026 | LEV | 2040 | TWh | 212 | Sub_sector | Industry | Refineries | Industry (refineries, non-energetic) | Non-energetic | industry_refinery_demand_electricity_non_energetic | Electricity | EU | Energy demand | 0 | not_included_in_FEC
CZ | TYNDP2026 | LEV | 2040 | TWh | 213 | Sub_sector | Industry | Refineries | Industry (refineries, non-energetic) | Non-energetic | industry_refinery_demand_hydrogen_non_energetic | Hydrogen | EU | Energy demand | 0 | not_included_in_FEC
CZ | TYNDP2026 | LEV | 2040 | TWh | 214 | Sub_sector | Industry | Refineries | Industry (refineries, non-energetic) | Non-energetic | industry_refinery_demand_methane_non_energetic | Methane | EU | Energy demand | 0 | not_included_in_FEC
CZ | TYNDP2026 | LEV | 2040 | TWh | 215 | Sub_sector | Industry | Refineries | Industry (refineries, non-energetic) | Non-energetic | industry_refinery_demand_heat_non_energetic | Heat | EU | Energy demand | 0 | not_included_in_FEC
CZ | TYNDP2026 | LEV | 2040 | TWh | 216 | Sub_sector | Industry | Refineries | Industry (refineries, non-energetic) | Non-energetic | industry_refinery_demand_biomass_non_energetic | Biomass | EU | Energy demand | 0 | not_included_in_FEC
CZ | TYNDP2026 | LEV | 2040 | TWh | 217 | Sub_sector | Industry | Refineries | Industry (refineries, non-energetic) | Non-energetic | industry_refinery_demand_coal_non_energetic | Solids | EU | Energy demand | 0 | not_included_in_FEC
CZ | TYNDP2026 | LEV | 2040 | TWh | 218 | Sub_sector | Industry | Refineries | Industry (refineries, non-energetic) | Non-energetic | industry_refinery_demand_oil_non_energetic | Liquids | EU | Energy demand | 0 | not_included_in_FEC
CZ | TYNDP2026 | LEV | 2040 | TWh | 219 | Sub_sector | Industry | Refineries | Industry (refineries, non-energetic) | Non-energetic | industry_refinery_demand_others_non_energetic | Others | EU | Energy demand | 0 | not_included_in_FEC
CZ | TYNDP2026 | LEV | 2040 | TWh | 220 | Sub_sector | Industry | Refineries | Industry (refineries, non-energetic) | Non-energetic | industry_refinery_demand_ammonia_non_energetic | Ammonia | EU | Energy demand | 0 | not_included_in_FEC
CZ | TYNDP2026 | LEV | 2040 | TWh | 222 | Sub_sector | Industry | Steel | Industry (steel) | Energetic | industry_steel_demand_electricity_energetic | Electricity | EU | Energy demand | 3.604 | FEC
CZ | TYNDP2026 | LEV | 2040 | TWh | 223 | Sub_sector | Industry | Steel | Industry (steel) | Energetic | industry_steel_demand_hydrogen_energetic | Hydrogen | EU | Energy demand | 0.65612 | FEC
CZ | TYNDP2026 | LEV | 2040 | TWh | 224 | Sub_sector | Industry | Steel | Industry (steel) | Energetic | industry_steel_demand_methane_energetic | Methane | EU | Energy demand | 4.474 | FEC
CZ | TYNDP2026 | LEV | 2040 | TWh | 225 | Sub_sector | Industry | Steel | Industry (steel) | Energetic | industry_steel_demand_heat_energetic | Heat | EU | Energy demand | 0.66277 | FEC
CZ | TYNDP2026 | LEV | 2040 | TWh | 226 | Sub_sector | Industry | Steel | Industry (steel) | Energetic | industry_steel_demand_biomass_energetic | Biomass | EU | Energy demand | 7.67e-05 | FEC
CZ | TYNDP2026 | LEV | 2040 | TWh | 227 | Sub_sector | Industry | Steel | Industry (steel) | Energetic | industry_steel_demand_coal_energetic | Solids | EU | Energy demand | 4.8959 | FEC
CZ | TYNDP2026 | LEV | 2040 | TWh | 228 | Sub_sector | Industry | Steel | Industry (steel) | Energetic | industry_steel_demand_oil_energetic | Liquids | EU | Energy demand | 0 | FEC
CZ | TYNDP2026 | LEV | 2040 | TWh | 229 | Sub_sector | Industry | Steel | Industry (steel) | Energetic | industry_steel_demand_others_energetic | Others | EU | Energy demand | 0 | FEC
CZ | TYNDP2026 | LEV | 2040 | TWh | 230 | Sub_sector | Industry | Steel | Industry (steel) | Energetic | industry_steel_demand_ammonia_energetic | Ammonia | EU | Energy demand | 0 | FEC
CZ | TYNDP2026 | LEV | 2040 | TWh | 232 | Sub_sector | Transport | Cars | Transport (cars) | Energetic | transport_cars_final_demand_electricity | Electricity | EU | Energy demand | 4.4168 | FEC
CZ | TYNDP2026 | LEV | 2040 | TWh | 233 | Sub_sector | Transport | Cars | Transport (cars) | Energetic | transport_cars_final_demand_hydrogen | Hydrogen | EU | Energy demand | 0.11172 | FEC
CZ | TYNDP2026 | LEV | 2040 | TWh | 234 | Sub_sector | Transport | Cars | Transport (cars) | Energetic | transport_cars_final_demand_methane | Methane | EU | Energy demand | 0.94266 | FEC
CZ | TYNDP2026 | LEV | 2040 | TWh | 235 | Sub_sector | Transport | Cars | Transport (cars) | Energetic | transport_cars_final_demand_heat | Heat | EU | Energy demand | 0 | FEC
CZ | TYNDP2026 | LEV | 2040 | TWh | 236 | Sub_sector | Transport | Cars | Transport (cars) | Energetic | transport_cars_final_demand_biomass | Biomass | EU | Energy demand | 0 | FEC
CZ | TYNDP2026 | LEV | 2040 | TWh | 237 | Sub_sector | Transport | Cars | Transport (cars) | Energetic | transport_cars_final_demand_coal | Solids | EU | Energy demand | 0 | FEC
CZ | TYNDP2026 | LEV | 2040 | TWh | 238 | Sub_sector | Transport | Cars | Transport (cars) | Energetic | transport_cars_final_demand_oil | Liquids | EU | Energy demand | 31.6856 | FEC
CZ | TYNDP2026 | LEV | 2040 | TWh | 239 | Sub_sector | Transport | Cars | Transport (cars) | Energetic | transport_cars_final_demand_other | Others | EU | Energy demand | 0 | FEC
CZ | TYNDP2026 | LEV | 2040 | TWh | 240 | Sub_sector | Transport | Cars | Transport (cars) | Energetic | transport_cars_final_demand_ammonia | Ammonia | EU | Energy demand | 0 | FEC
CZ | TYNDP2026 | LEV | 2040 | TWh | 242 | Sub_sector | Transport | Busses | Transport (busses) | Energetic | transport_busses_final_demand_electricity | Electricity | EU | Energy demand | 0.65631 | FEC
CZ | TYNDP2026 | LEV | 2040 | TWh | 243 | Sub_sector | Transport | Busses | Transport (busses) | Energetic | transport_busses_final_demand_hydrogen | Hydrogen | EU | Energy demand | 0 | FEC
CZ | TYNDP2026 | LEV | 2040 | TWh | 244 | Sub_sector | Transport | Busses | Transport (busses) | Energetic | transport_busses_final_demand_methane | Methane | EU | Energy demand | 0.50531 | FEC
CZ | TYNDP2026 | LEV | 2040 | TWh | 245 | Sub_sector | Transport | Busses | Transport (busses) | Energetic | transport_busses_final_demand_heat | Heat | EU | Energy demand | 0 | FEC
CZ | TYNDP2026 | LEV | 2040 | TWh | 246 | Sub_sector | Transport | Busses | Transport (busses) | Energetic | transport_busses_final_demand_biomass | Biomass | EU | Energy demand | 0 | FEC
CZ | TYNDP2026 | LEV | 2040 | TWh | 247 | Sub_sector | Transport | Busses | Transport (busses) | Energetic | transport_busses_final_demand_coal | Solids | EU | Energy demand | 0 | FEC
CZ | TYNDP2026 | LEV | 2040 | TWh | 248 | Sub_sector | Transport | Busses | Transport (busses) | Energetic | transport_busses_final_demand_oil | Liquids | EU | Energy demand | 2.9271 | FEC
CZ | TYNDP2026 | LEV | 2040 | TWh | 249 | Sub_sector | Transport | Busses | Transport (busses) | Energetic | transport_busses_final_demand_other | Others | EU | Energy demand | 0 | FEC
CZ | TYNDP2026 | LEV | 2040 | TWh | 250 | Sub_sector | Transport | Busses | Transport (busses) | Energetic | transport_busses_final_demand_ammonia | Ammonia | EU | Energy demand | 0 | FEC
CZ | TYNDP2026 | LEV | 2040 | TWh | 252 | Sub_sector | Transport | Trucks | Transport (trucks) | Energetic | transport_trucks_final_demand_electricity | Electricity | EU | Energy demand | 1.5577 | FEC
CZ | TYNDP2026 | LEV | 2040 | TWh | 253 | Sub_sector | Transport | Trucks | Transport (trucks) | Energetic | transport_trucks_final_demand_hydrogen | Hydrogen | EU | Energy demand | 1.0273 | FEC
CZ | TYNDP2026 | LEV | 2040 | TWh | 254 | Sub_sector | Transport | Trucks | Transport (trucks) | Energetic | transport_trucks_final_demand_methane | Methane | EU | Energy demand | 1.1553 | FEC
CZ | TYNDP2026 | LEV | 2040 | TWh | 255 | Sub_sector | Transport | Trucks | Transport (trucks) | Energetic | transport_trucks_final_demand_heat | Heat | EU | Energy demand | 0 | FEC
CZ | TYNDP2026 | LEV | 2040 | TWh | 256 | Sub_sector | Transport | Trucks | Transport (trucks) | Energetic | transport_trucks_final_demand_biomass | Biomass | EU | Energy demand | 0 | FEC
CZ | TYNDP2026 | LEV | 2040 | TWh | 257 | Sub_sector | Transport | Trucks | Transport (trucks) | Energetic | transport_trucks_final_demand_coal | Solids | EU | Energy demand | 0 | FEC
CZ | TYNDP2026 | LEV | 2040 | TWh | 258 | Sub_sector | Transport | Trucks | Transport (trucks) | Energetic | transport_trucks_final_demand_oil | Liquids | EU | Energy demand | 9.1172 | FEC
CZ | TYNDP2026 | LEV | 2040 | TWh | 259 | Sub_sector | Transport | Trucks | Transport (trucks) | Energetic | transport_trucks_final_demand_other | Others | EU | Energy demand | 0 | FEC
CZ | TYNDP2026 | LEV | 2040 | TWh | 260 | Sub_sector | Transport | Trucks | Transport (trucks) | Energetic | transport_trucks_final_demand_ammonia | Ammonia | EU | Energy demand | 0 | FEC
CZ | TYNDP2026 | LEV | 2040 | TWh | 262 | Sub_sector | Transport | Vans | Transport (vans) | Energetic | transport_vans_final_demand_electricity | Electricity | EU | Energy demand | 0.872 | FEC
CZ | TYNDP2026 | LEV | 2040 | TWh | 263 | Sub_sector | Transport | Vans | Transport (vans) | Energetic | transport_vans_final_demand_hydrogen | Hydrogen | EU | Energy demand | 0.13173 | FEC
CZ | TYNDP2026 | LEV | 2040 | TWh | 264 | Sub_sector | Transport | Vans | Transport (vans) | Energetic | transport_vans_final_demand_methane | Methane | EU | Energy demand | 0.16522 | FEC
CZ | TYNDP2026 | LEV | 2040 | TWh | 265 | Sub_sector | Transport | Vans | Transport (vans) | Energetic | transport_vans_final_demand_heat | Heat | EU | Energy demand | 0 | FEC
CZ | TYNDP2026 | LEV | 2040 | TWh | 266 | Sub_sector | Transport | Vans | Transport (vans) | Energetic | transport_vans_final_demand_biomass | Biomass | EU | Energy demand | 0 | FEC
CZ | TYNDP2026 | LEV | 2040 | TWh | 267 | Sub_sector | Transport | Vans | Transport (vans) | Energetic | transport_vans_final_demand_coal | Solids | EU | Energy demand | 0 | FEC
CZ | TYNDP2026 | LEV | 2040 | TWh | 268 | Sub_sector | Transport | Vans | Transport (vans) | Energetic | transport_vans_final_demand_oil | Liquids | EU | Energy demand | 2.4208 | FEC
CZ | TYNDP2026 | LEV | 2040 | TWh | 269 | Sub_sector | Transport | Vans | Transport (vans) | Energetic | transport_vans_final_demand_other | Others | EU | Energy demand | 0 | FEC
CZ | TYNDP2026 | LEV | 2040 | TWh | 270 | Sub_sector | Transport | Vans | Transport (vans) | Energetic | transport_vans_final_demand_ammonia | Ammonia | EU | Energy demand | 0 | FEC
CZ | TYNDP2026 | LEV | 2040 | TWh | 272 | Sub_sector | Transport | Freight trains | Transport (trains) | Energetic | transport_trains_final_demand_electricity | Electricity | EU | Energy demand | 2.699 | FEC
CZ | TYNDP2026 | LEV | 2040 | TWh | 273 | Sub_sector | Transport | Freight trains | Transport (trains) | Energetic | transport_trains_final_demand_hydrogen | Hydrogen | EU | Energy demand | 0 | FEC
CZ | TYNDP2026 | LEV | 2040 | TWh | 274 | Sub_sector | Transport | Freight trains | Transport (trains) | Energetic | transport_trains_final_demand_methane | Methane | EU | Energy demand | 0 | FEC
CZ | TYNDP2026 | LEV | 2040 | TWh | 275 | Sub_sector | Transport | Freight trains | Transport (trains) | Energetic | transport_trains_final_demand_heat | Heat | EU | Energy demand | 0 | FEC
CZ | TYNDP2026 | LEV | 2040 | TWh | 276 | Sub_sector | Transport | Freight trains | Transport (trains) | Energetic | transport_trains_final_demand_biomass | Biomass | EU | Energy demand | 0 | FEC
CZ | TYNDP2026 | LEV | 2040 | TWh | 277 | Sub_sector | Transport | Freight trains | Transport (trains) | Energetic | transport_trains_final_demand_coal | Solids | EU | Energy demand | 0 | FEC
CZ | TYNDP2026 | LEV | 2040 | TWh | 278 | Sub_sector | Transport | Freight trains | Transport (trains) | Energetic | transport_trains_final_demand_oil | Liquids | EU | Energy demand | 0.44773 | FEC
CZ | TYNDP2026 | LEV | 2040 | TWh | 279 | Sub_sector | Transport | Freight trains | Transport (trains) | Energetic | transport_trains_final_demand_other | Others | EU | Energy demand | 0 | FEC
CZ | TYNDP2026 | LEV | 2040 | TWh | 280 | Sub_sector | Transport | Freight trains | Transport (trains) | Energetic | transport_trains_final_demand_ammonia | Ammonia | EU | Energy demand | 0 | FEC
CZ | TYNDP2026 | LEV | 2040 | TWh | 282 | Sub_sector | Transport | Ships | Transport (ships) | Energetic | transport_ships_final_demand_electricity | Electricity | EU | Energy demand | 0 | FEC
CZ | TYNDP2026 | LEV | 2040 | TWh | 283 | Sub_sector | Transport | Ships | Transport (ships) | Energetic | transport_ships_final_demand_hydrogen | Hydrogen | EU | Energy demand | 0.00019466 | FEC
CZ | TYNDP2026 | LEV | 2040 | TWh | 284 | Sub_sector | Transport | Ships | Transport (ships) | Energetic | transport_ships_final_demand_methane | Methane | EU | Energy demand | 0.001159 | FEC
CZ | TYNDP2026 | LEV | 2040 | TWh | 285 | Sub_sector | Transport | Ships | Transport (ships) | Energetic | transport_ships_final_demand_heat | Heat | EU | Energy demand | 0 | FEC
CZ | TYNDP2026 | LEV | 2040 | TWh | 286 | Sub_sector | Transport | Ships | Transport (ships) | Energetic | transport_ships_final_demand_biomass | Biomass | EU | Energy demand | 0 | FEC
CZ | TYNDP2026 | LEV | 2040 | TWh | 287 | Sub_sector | Transport | Ships | Transport (ships) | Energetic | transport_ships_final_demand_coal | Solids | EU | Energy demand | 0 | FEC
CZ | TYNDP2026 | LEV | 2040 | TWh | 288 | Sub_sector | Transport | Ships | Transport (ships) | Energetic | transport_ships_final_demand_oil | Liquids | EU | Energy demand | 0.0014731 | FEC
CZ | TYNDP2026 | LEV | 2040 | TWh | 289 | Sub_sector | Transport | Ships | Transport (ships) | Energetic | transport_ships_final_demand_other | Others | EU | Energy demand | 0 | FEC
CZ | TYNDP2026 | LEV | 2040 | TWh | 290 | Sub_sector | Transport | Ships | Transport (ships) | Energetic | transport_ships_final_demand_ammonia | Ammonia | EU | Energy demand | 0 | FEC
CZ | TYNDP2026 | LEV | 2040 | TWh | 292 | Sub_sector | Transport | Planes | Transport (planes) | Energetic | transport_planes_final_demand_electricity | Electricity | EU | Energy demand | 0.022449 | FEC
CZ | TYNDP2026 | LEV | 2040 | TWh | 293 | Sub_sector | Transport | Planes | Transport (planes) | Energetic | transport_planes_final_demand_hydrogen | Hydrogen | EU | Energy demand | 0.028658 | FEC
CZ | TYNDP2026 | LEV | 2040 | TWh | 294 | Sub_sector | Transport | Planes | Transport (planes) | Energetic | transport_planes_final_demand_methane | Methane | EU | Energy demand | 0 | FEC
CZ | TYNDP2026 | LEV | 2040 | TWh | 295 | Sub_sector | Transport | Planes | Transport (planes) | Energetic | transport_planes_final_demand_heat | Heat | EU | Energy demand | 0 | FEC
CZ | TYNDP2026 | LEV | 2040 | TWh | 296 | Sub_sector | Transport | Planes | Transport (planes) | Energetic | transport_planes_final_demand_biomass | Biomass | EU | Energy demand | 0 | FEC
CZ | TYNDP2026 | LEV | 2040 | TWh | 297 | Sub_sector | Transport | Planes | Transport (planes) | Energetic | transport_planes_final_demand_coal | Solids | EU | Energy demand | 0 | FEC
CZ | TYNDP2026 | LEV | 2040 | TWh | 298 | Sub_sector | Transport | Planes | Transport (planes) | Energetic | transport_planes_final_demand_oil | Liquids | EU | Energy demand | 0.16277 | FEC
CZ | TYNDP2026 | LEV | 2040 | TWh | 299 | Sub_sector | Transport | Planes | Transport (planes) | Energetic | transport_planes_final_demand_other | Others | EU | Energy demand | 0 | FEC
CZ | TYNDP2026 | LEV | 2040 | TWh | 300 | Sub_sector | Transport | Planes | Transport (planes) | Energetic | transport_planes_final_demand_ammonia | Ammonia | EU | Energy demand | 0 | FEC
CZ | TYNDP2026 | LEV | 2040 | TWh | 302 | Sub_sector | Transport | Others | Transport (others) | Energetic | transport_other_final_demand_electricity | Electricity | EU | Energy demand | 0.017895 | FEC
CZ | TYNDP2026 | LEV | 2040 | TWh | 303 | Sub_sector | Transport | Others | Transport (others) | Energetic | transport_other_final_demand_hydrogen | Hydrogen | EU | Energy demand | 0 | FEC
CZ | TYNDP2026 | LEV | 2040 | TWh | 304 | Sub_sector | Transport | Others | Transport (others) | Energetic | transport_other_final_demand_methane | Methane | EU | Energy demand | 0 | FEC
CZ | TYNDP2026 | LEV | 2040 | TWh | 305 | Sub_sector | Transport | Others | Transport (others) | Energetic | transport_other_final_demand_heat | Heat | EU | Energy demand | 0 | FEC
CZ | TYNDP2026 | LEV | 2040 | TWh | 306 | Sub_sector | Transport | Others | Transport (others) | Energetic | transport_other_final_demand_biomass | Biomass | EU | Energy demand | 0 | FEC
CZ | TYNDP2026 | LEV | 2040 | TWh | 307 | Sub_sector | Transport | Others | Transport (others) | Energetic | transport_other_final_demand_coal | Solids | EU | Energy demand | 0 | FEC
CZ | TYNDP2026 | LEV | 2040 | TWh | 308 | Sub_sector | Transport | Others | Transport (others) | Energetic | transport_other_final_demand_oil | Liquids | EU | Energy demand | 0.71654 | FEC
CZ | TYNDP2026 | LEV | 2040 | TWh | 309 | Sub_sector | Transport | Others | Transport (others) | Energetic | transport_other_final_demand_other | Others | EU | Energy demand | 0 | FEC
CZ | TYNDP2026 | LEV | 2040 | TWh | 310 | Sub_sector | Transport | Others | Transport (others) | Energetic | transport_other_final_demand_ammonia | Ammonia | EU | Energy demand | 0 | FEC
CZ | TYNDP2026 | LEV | 2040 | TWh | 312 | Sub_sector | International transport | International aviation | Transport (int. aviation) | Energetic | transport_int_aviation_final_demand_electricity | Electricity | EU | Energy demand | 0 | FEC
CZ | TYNDP2026 | LEV | 2040 | TWh | 313 | Sub_sector | International transport | International aviation | Transport (int. aviation) | Energetic | transport_int_aviation_final_demand_hydrogen | Hydrogen | EU | Energy demand | 0 | FEC
CZ | TYNDP2026 | LEV | 2040 | TWh | 314 | Sub_sector | International transport | International aviation | Transport (int. aviation) | Energetic | transport_int_aviation_final_demand_methane | Methane | EU | Energy demand | 0 | FEC
CZ | TYNDP2026 | LEV | 2040 | TWh | 315 | Sub_sector | International transport | International aviation | Transport (int. aviation) | Energetic | transport_int_aviation_final_demand_heat | Heat | EU | Energy demand | 0 | FEC
CZ | TYNDP2026 | LEV | 2040 | TWh | 316 | Sub_sector | International transport | International aviation | Transport (int. aviation) | Energetic | transport_int_aviation_final_demand_biofuels | Biomass | EU | Energy demand | 0 | FEC
CZ | TYNDP2026 | LEV | 2040 | TWh | 317 | Sub_sector | International transport | International aviation | Transport (int. aviation) | Energetic | transport_int_aviation_final_demand_coal | Solids | EU | Energy demand | 0 | FEC
CZ | TYNDP2026 | LEV | 2040 | TWh | 318 | Sub_sector | International transport | International aviation | Transport (int. aviation) | Energetic | transport_int_aviation_final_demand_oil | Liquids | EU | Energy demand | 4.2783 | FEC
CZ | TYNDP2026 | LEV | 2040 | TWh | 319 | Sub_sector | International transport | International aviation | Transport (int. aviation) | Energetic | transport_int_aviation_final_demand_other | Others | EU | Energy demand | 0 | FEC
CZ | TYNDP2026 | LEV | 2040 | TWh | 320 | Sub_sector | International transport | International aviation | Transport (int. aviation) | Energetic | transport_int_aviation_final_demand_ammonia | Ammonia | EU | Energy demand | 0 | FEC
CZ | TYNDP2026 | LEV | 2040 | TWh | 322 | Sub_sector | International transport | International shipping | Transport (int. shipping) | Energetic | transport_int_shipping_final_demand_electricity | Electricity | EU | Energy demand | 0 | not_included_in_FEC
CZ | TYNDP2026 | LEV | 2040 | TWh | 323 | Sub_sector | International transport | International shipping | Transport (int. shipping) | Energetic | transport_int_shipping_final_demand_hydrogen | Hydrogen | EU | Energy demand | 0 | not_included_in_FEC
CZ | TYNDP2026 | LEV | 2040 | TWh | 324 | Sub_sector | International transport | International shipping | Transport (int. shipping) | Energetic | transport_int_shipping_final_demand_methane | Methane | EU | Energy demand | 0 | not_included_in_FEC
CZ | TYNDP2026 | LEV | 2040 | TWh | 325 | Sub_sector | International transport | International shipping | Transport (int. shipping) | Energetic | transport_int_shipping_final_demand_heat | Heat | EU | Energy demand | 0 | not_included_in_FEC
CZ | TYNDP2026 | LEV | 2040 | TWh | 326 | Sub_sector | International transport | International shipping | Transport (int. shipping) | Energetic | transport_int_shipping_final_demand_biofuels | Biomass | EU | Energy demand | 0 | not_included_in_FEC
CZ | TYNDP2026 | LEV | 2040 | TWh | 327 | Sub_sector | International transport | International shipping | Transport (int. shipping) | Energetic | transport_int_shipping_final_demand_coal | Solids | EU | Energy demand | 0 | not_included_in_FEC
CZ | TYNDP2026 | LEV | 2040 | TWh | 328 | Sub_sector | International transport | International shipping | Transport (int. shipping) | Energetic | transport_int_shipping_final_demand_oil | Liquids | EU | Energy demand | 0 | not_included_in_FEC
CZ | TYNDP2026 | LEV | 2040 | TWh | 329 | Sub_sector | International transport | International shipping | Transport (int. shipping) | Energetic | transport_int_shipping_final_demand_other | Others | EU | Energy demand | 0 | not_included_in_FEC
CZ | TYNDP2026 | LEV | 2040 | TWh | 330 | Sub_sector | International transport | International shipping | Transport (int. shipping) | Energetic | transport_int_shipping_final_demand_ammonia | Ammonia | EU | Energy demand | 0 | not_included_in_FEC
CZ | TYNDP2026 | LEV | 2040 | TWh | 332 | Sub_sector | Households | Space heating | Households (heating) | Energetic | households_heating_final_demand_electricity | Electricity | EU | Energy demand | 15.814 | FEC
CZ | TYNDP2026 | LEV | 2040 | TWh | 333 | Sub_sector | Households | Space heating | Households (heating) | Energetic | households_heating_final_demand_hydrogen | Hydrogen | EU | Energy demand | 0 | FEC
CZ | TYNDP2026 | LEV | 2040 | TWh | 334 | Sub_sector | Households | Space heating | Households (heating) | Energetic | households_heating_final_demand_methane | Methane | EU | Energy demand | 17.1695 | FEC
CZ | TYNDP2026 | LEV | 2040 | TWh | 335 | Sub_sector | Households | Space heating | Households (heating) | Energetic | households_heating_final_demand_heat | Heat | EU | Energy demand | 10.7728 | FEC
CZ | TYNDP2026 | LEV | 2040 | TWh | 336 | Sub_sector | Households | Space heating | Households (heating) | Energetic | households_heating_final_demand_biomass | Biomass | EU | Energy demand | 16.0934 | FEC
CZ | TYNDP2026 | LEV | 2040 | TWh | 337 | Sub_sector | Households | Space heating | Households (heating) | Energetic | households_heating_final_demand_coal | Solids | EU | Energy demand | 1.8646 | FEC
CZ | TYNDP2026 | LEV | 2040 | TWh | 338 | Sub_sector | Households | Space heating | Households (heating) | Energetic | households_heating_final_demand_oil | Liquids | EU | Energy demand | 0.051286 | FEC
CZ | TYNDP2026 | LEV | 2040 | TWh | 339 | Sub_sector | Households | Space heating | Households (heating) | Energetic | households_heating_final_demand_other | Others | EU | Energy demand | 1.1975 | FEC
CZ | TYNDP2026 | LEV | 2040 | TWh | 340 | Sub_sector | Households | Space heating | Households (heating) | Energetic | households_heating_final_demand_ammonia | Ammonia | EU | Energy demand | 0 | FEC
CZ | TYNDP2026 | LEV | 2040 | TWh | 343 | Sub_sector | Households | Cooling | Households (cooling) | Energetic | households_cooling_final_demand_electricity | Electricity | EU | Energy demand | 0.10594 | FEC
CZ | TYNDP2026 | LEV | 2040 | TWh | 344 | Sub_sector | Households | Cooling | Households (cooling) | Energetic | households_cooling_final_demand_hydrogen | Hydrogen | EU | Energy demand | 0 | FEC
CZ | TYNDP2026 | LEV | 2040 | TWh | 345 | Sub_sector | Households | Cooling | Households (cooling) | Energetic | households_cooling_final_demand_methane | Methane | EU | Energy demand | 0 | FEC
CZ | TYNDP2026 | LEV | 2040 | TWh | 346 | Sub_sector | Households | Cooling | Households (cooling) | Energetic | households_cooling_final_demand_heat | Heat | EU | Energy demand | 0 | FEC
CZ | TYNDP2026 | LEV | 2040 | TWh | 347 | Sub_sector | Households | Cooling | Households (cooling) | Energetic | households_cooling_final_demand_biomass | Biomass | EU | Energy demand | 0 | FEC
CZ | TYNDP2026 | LEV | 2040 | TWh | 348 | Sub_sector | Households | Cooling | Households (cooling) | Energetic | households_cooling_final_demand_coal | Solids | EU | Energy demand | 0 | FEC
CZ | TYNDP2026 | LEV | 2040 | TWh | 349 | Sub_sector | Households | Cooling | Households (cooling) | Energetic | households_cooling_final_demand_oil | Liquids | EU | Energy demand | 0 | FEC
CZ | TYNDP2026 | LEV | 2040 | TWh | 350 | Sub_sector | Households | Cooling | Households (cooling) | Energetic | households_cooling_final_demand_other | Others | EU | Energy demand | 0 | FEC
CZ | TYNDP2026 | LEV | 2040 | TWh | 351 | Sub_sector | Households | Cooling | Households (cooling) | Energetic | households_cooling_final_demand_ammonia | Ammonia | EU | Energy demand | 0 | FEC
CZ | TYNDP2026 | LEV | 2040 | TWh | 354 | Sub_sector | Households | Hot water | Households (hot water) | Energetic | households_hot_water_final_demand_electricity | Electricity | EU | Energy demand | 2.391 | FEC
CZ | TYNDP2026 | LEV | 2040 | TWh | 355 | Sub_sector | Households | Hot water | Households (hot water) | Energetic | households_hot_water_final_demand_hydrogen | Hydrogen | EU | Energy demand | 0 | FEC
CZ | TYNDP2026 | LEV | 2040 | TWh | 356 | Sub_sector | Households | Hot water | Households (hot water) | Energetic | households_hot_water_final_demand_methane | Methane | EU | Energy demand | 4.0455 | FEC
CZ | TYNDP2026 | LEV | 2040 | TWh | 357 | Sub_sector | Households | Hot water | Households (hot water) | Energetic | households_hot_water_final_demand_heat | Heat | EU | Energy demand | 1.924 | FEC
CZ | TYNDP2026 | LEV | 2040 | TWh | 358 | Sub_sector | Households | Hot water | Households (hot water) | Energetic | households_hot_water_final_demand_biomass | Biomass | EU | Energy demand | 2.6704 | FEC
CZ | TYNDP2026 | LEV | 2040 | TWh | 359 | Sub_sector | Households | Hot water | Households (hot water) | Energetic | households_hot_water_final_demand_coal | Solids | EU | Energy demand | 0.23338 | FEC
CZ | TYNDP2026 | LEV | 2040 | TWh | 360 | Sub_sector | Households | Hot water | Households (hot water) | Energetic | households_hot_water_final_demand_oil | Liquids | EU | Energy demand | 0.0064193 | FEC
CZ | TYNDP2026 | LEV | 2040 | TWh | 361 | Sub_sector | Households | Hot water | Households (hot water) | Energetic | households_hot_water_final_demand_other | Others | EU | Energy demand | 0.89808 | FEC
CZ | TYNDP2026 | LEV | 2040 | TWh | 362 | Sub_sector | Households | Hot water | Households (hot water) | Energetic | households_hot_water_final_demand_ammonia | Ammonia | EU | Energy demand | 0 | FEC
CZ | TYNDP2026 | LEV | 2040 | TWh | 365 | Sub_sector | Households | Appliances | Households (appliances) | Energetic | households_appliances_final_demand_electricity | Electricity | EU | Energy demand | 5.9489 | FEC
CZ | TYNDP2026 | LEV | 2040 | TWh | 366 | Sub_sector | Households | Appliances | Households (appliances) | Energetic | households_appliances_final_demand_hydrogen | Hydrogen | EU | Energy demand | 0 | FEC
CZ | TYNDP2026 | LEV | 2040 | TWh | 367 | Sub_sector | Households | Appliances | Households (appliances) | Energetic | households_appliances_final_demand_methane | Methane | EU | Energy demand | 2.5683 | FEC
CZ | TYNDP2026 | LEV | 2040 | TWh | 368 | Sub_sector | Households | Appliances | Households (appliances) | Energetic | households_appliances_final_demand_heat | Heat | EU | Energy demand | 0 | FEC
CZ | TYNDP2026 | LEV | 2040 | TWh | 369 | Sub_sector | Households | Appliances | Households (appliances) | Energetic | households_appliances_final_demand_biomass | Biomass | EU | Energy demand | 0.070892 | FEC
CZ | TYNDP2026 | LEV | 2040 | TWh | 370 | Sub_sector | Households | Appliances | Households (appliances) | Energetic | households_appliances_final_demand_coal | Solids | EU | Energy demand | 0 | FEC
CZ | TYNDP2026 | LEV | 2040 | TWh | 371 | Sub_sector | Households | Appliances | Households (appliances) | Energetic | households_appliances_final_demand_oil | Liquids | EU | Energy demand | 0 | FEC
CZ | TYNDP2026 | LEV | 2040 | TWh | 372 | Sub_sector | Households | Appliances | Households (appliances) | Energetic | households_appliances_final_demand_other | Others | EU | Energy demand | 0 | FEC
CZ | TYNDP2026 | LEV | 2040 | TWh | 373 | Sub_sector | Households | Appliances | Households (appliances) | Energetic | households_appliances_final_demand_ammonia | Ammonia | EU | Energy demand | 0 | FEC
CZ | TYNDP2026 | LEV | 2040 | TWh | 375 | Sub_sector | Buildings | Space heating | Buildings (heat) | Energetic | buildings_heat_final_demand_electricity | Electricity | EU | Energy demand | 6.5159 | FEC
CZ | TYNDP2026 | LEV | 2040 | TWh | 376 | Sub_sector | Buildings | Space heating | Buildings (heat) | Energetic | buildings_heat_final_demand_hydrogen | Hydrogen | EU | Energy demand | 0 | FEC
CZ | TYNDP2026 | LEV | 2040 | TWh | 377 | Sub_sector | Buildings | Space heating | Buildings (heat) | Energetic | buildings_heat_final_demand_methane | Methane | EU | Energy demand | 7.6101 | FEC
CZ | TYNDP2026 | LEV | 2040 | TWh | 378 | Sub_sector | Buildings | Space heating | Buildings (heat) | Energetic | buildings_heat_final_demand_heat | Heat | EU | Energy demand | 5.0735 | FEC
CZ | TYNDP2026 | LEV | 2040 | TWh | 379 | Sub_sector | Buildings | Space heating | Buildings (heat) | Energetic | buildings_heat_final_demand_biomass | Biomass | EU | Energy demand | 0.70016 | FEC
CZ | TYNDP2026 | LEV | 2040 | TWh | 380 | Sub_sector | Buildings | Space heating | Buildings (heat) | Energetic | buildings_heat_final_demand_coal | Solids | EU | Energy demand | 0.072901 | FEC
CZ | TYNDP2026 | LEV | 2040 | TWh | 381 | Sub_sector | Buildings | Space heating | Buildings (heat) | Energetic | buildings_heat_final_demand_oil | Liquids | EU | Energy demand | 0.039194 | FEC
CZ | TYNDP2026 | LEV | 2040 | TWh | 382 | Sub_sector | Buildings | Space heating | Buildings (heat) | Energetic | buildings_heat_final_demand_other | Others | EU | Energy demand | 0.0060512 | FEC
CZ | TYNDP2026 | LEV | 2040 | TWh | 383 | Sub_sector | Buildings | Space heating | Buildings (heat) | Energetic | buildings_heat_final_demand_ammonia | Ammonia | EU | Energy demand | 0 | FEC
CZ | TYNDP2026 | LEV | 2040 | TWh | 386 | Sub_sector | Buildings | Cooling | Buildings (cooling) | Energetic | buildings_cooling_final_demand_electricity | Electricity | EU | Energy demand | 0.3586 | FEC
CZ | TYNDP2026 | LEV | 2040 | TWh | 387 | Sub_sector | Buildings | Cooling | Buildings (cooling) | Energetic | buildings_cooling_final_demand_hydrogen | Hydrogen | EU | Energy demand | 0 | FEC
CZ | TYNDP2026 | LEV | 2040 | TWh | 388 | Sub_sector | Buildings | Cooling | Buildings (cooling) | Energetic | buildings_cooling_final_demand_methane | Methane | EU | Energy demand | 0 | FEC
CZ | TYNDP2026 | LEV | 2040 | TWh | 389 | Sub_sector | Buildings | Cooling | Buildings (cooling) | Energetic | buildings_cooling_final_demand_heat | Heat | EU | Energy demand | 0 | FEC
CZ | TYNDP2026 | LEV | 2040 | TWh | 390 | Sub_sector | Buildings | Cooling | Buildings (cooling) | Energetic | buildings_cooling_final_demand_biomass | Biomass | EU | Energy demand | 0 | FEC
CZ | TYNDP2026 | LEV | 2040 | TWh | 391 | Sub_sector | Buildings | Cooling | Buildings (cooling) | Energetic | buildings_cooling_final_demand_coal | Solids | EU | Energy demand | 0 | FEC
CZ | TYNDP2026 | LEV | 2040 | TWh | 392 | Sub_sector | Buildings | Cooling | Buildings (cooling) | Energetic | buildings_cooling_final_demand_oil | Liquids | EU | Energy demand | 0 | FEC
CZ | TYNDP2026 | LEV | 2040 | TWh | 393 | Sub_sector | Buildings | Cooling | Buildings (cooling) | Energetic | buildings_cooling_final_demand_other | Others | EU | Energy demand | 0 | FEC
CZ | TYNDP2026 | LEV | 2040 | TWh | 394 | Sub_sector | Buildings | Cooling | Buildings (cooling) | Energetic | buildings_cooling_final_demand_ammonia | Ammonia | EU | Energy demand | 0 | FEC
CZ | TYNDP2026 | LEV | 2040 | TWh | 397 | Sub_sector | Buildings | Appliances | Buildings (appliances) | Energetic | buildings_appliances_final_demand_electricity | Electricity | EU | Energy demand | 7.6705 | FEC
CZ | TYNDP2026 | LEV | 2040 | TWh | 398 | Sub_sector | Buildings | Appliances | Buildings (appliances) | Energetic | buildings_appliances_final_demand_hydrogen | Hydrogen | EU | Energy demand | 0 | FEC
CZ | TYNDP2026 | LEV | 2040 | TWh | 399 | Sub_sector | Buildings | Appliances | Buildings (appliances) | Energetic | buildings_appliances_final_demand_methane | Methane | EU | Energy demand | 3.2705 | FEC
CZ | TYNDP2026 | LEV | 2040 | TWh | 400 | Sub_sector | Buildings | Appliances | Buildings (appliances) | Energetic | buildings_appliances_final_demand_heat | Heat | EU | Energy demand | 0 | FEC
CZ | TYNDP2026 | LEV | 2040 | TWh | 401 | Sub_sector | Buildings | Appliances | Buildings (appliances) | Energetic | buildings_appliances_final_demand_biomass | Biomass | EU | Energy demand | 0 | FEC
CZ | TYNDP2026 | LEV | 2040 | TWh | 402 | Sub_sector | Buildings | Appliances | Buildings (appliances) | Energetic | buildings_appliances_final_demand_coal | Solids | EU | Energy demand | 0 | FEC
CZ | TYNDP2026 | LEV | 2040 | TWh | 403 | Sub_sector | Buildings | Appliances | Buildings (appliances) | Energetic | buildings_appliances_final_demand_oil | Liquids | EU | Energy demand | 0 | FEC
CZ | TYNDP2026 | LEV | 2040 | TWh | 404 | Sub_sector | Buildings | Appliances | Buildings (appliances) | Energetic | buildings_appliances_final_demand_other | Others | EU | Energy demand | 0 | FEC
CZ | TYNDP2026 | LEV | 2040 | TWh | 405 | Sub_sector | Buildings | Appliances | Buildings (appliances) | Energetic | buildings_appliances_final_demand_ammonia | Ammonia | EU | Energy demand | 0 | FEC
CZ | TYNDP2026 | LEV | 2040 | TWh | 407 | Sub_sector | Buildings | Datacenters | Datacenters & ICT | Energetic | datacentres_final_demand_electricity_energetic | Electricity | EU | Energy demand | 3.1228 | FEC
CZ | TYNDP2026 | LEV | 2040 | TWh | 408 | Sub_sector | Buildings | Datacenters | Datacenters & ICT | Energetic | datacentres_final_demand_hydrogen_energetic | Hydrogen | EU | Energy demand | 0 | FEC
CZ | TYNDP2026 | LEV | 2040 | TWh | 409 | Sub_sector | Buildings | Datacenters | Datacenters & ICT | Energetic | datacentres_final_demand_methane_energetic | Methane | EU | Energy demand | 0 | FEC
CZ | TYNDP2026 | LEV | 2040 | TWh | 410 | Sub_sector | Buildings | Datacenters | Datacenters & ICT | Energetic | datacentres_final_demand_heat_energetic | Heat | EU | Energy demand | 0 | FEC
CZ | TYNDP2026 | LEV | 2040 | TWh | 411 | Sub_sector | Buildings | Datacenters | Datacenters & ICT | Energetic | datacentres_final_demand_biomass_energetic | Biomass | EU | Energy demand | 0 | FEC
CZ | TYNDP2026 | LEV | 2040 | TWh | 412 | Sub_sector | Buildings | Datacenters | Datacenters & ICT | Energetic | datacentres_final_demand_coal_energetic | Solids | EU | Energy demand | 0 | FEC
CZ | TYNDP2026 | LEV | 2040 | TWh | 413 | Sub_sector | Buildings | Datacenters | Datacenters & ICT | Energetic | datacentres_final_demand_oil_energetic | Liquids | EU | Energy demand | 0 | FEC
CZ | TYNDP2026 | LEV | 2040 | TWh | 414 | Sub_sector | Buildings | Datacenters | Datacenters & ICT | Energetic | datacentres_final_demand_other_energetic | Others | EU | Energy demand | 0 | FEC
CZ | TYNDP2026 | LEV | 2040 | TWh | 415 | Sub_sector | Buildings | Datacenters | Datacenters & ICT | Energetic | datacentres_final_demand_ammonia_energetic | Ammonia | EU | Energy demand | 0 | FEC
CZ | TYNDP2026 | LEV | 2040 | TWh | 417 | Sub_sector | Transport | Others_Sector | Others_Sector | Energetic | other_final_demand_electricity_energetic | Electricity | EU | Energy demand | 0 | FEC
CZ | TYNDP2026 | LEV | 2040 | TWh | 418 | Sub_sector | Transport | Others_Sector | Others_Sector | Energetic | other_final_demand_hydrogen_energetic | Hydrogen | EU | Energy demand | 0 | FEC
CZ | TYNDP2026 | LEV | 2040 | TWh | 419 | Sub_sector | Transport | Pipeline Transport | Others_Sector | Energetic | other_final_demand_methane_energetic | Methane | EU | Energy demand | 0.63072 | FEC
CZ | TYNDP2026 | LEV | 2040 | TWh | 420 | Sub_sector | Transport | Others_Sector | Others_Sector | Energetic | other_final_demand_heat_energetic | Heat | EU | Energy demand | 0 | FEC
CZ | TYNDP2026 | LEV | 2040 | TWh | 421 | Sub_sector | Transport | Others_Sector | Others_Sector | Energetic | other_final_demand_biomass_energetic | Biomass | EU | Energy demand | 0 | FEC
CZ | TYNDP2026 | LEV | 2040 | TWh | 422 | Sub_sector | Transport | Others_Sector | Others_Sector | Energetic | other_final_demand_coal_energetic | Solids | EU | Energy demand | 0 | FEC
CZ | TYNDP2026 | LEV | 2040 | TWh | 423 | Sub_sector | Transport | Others_Sector | Others_Sector | Energetic | other_final_demand_oil_energetic | Liquids | EU | Energy demand | 0.13113 | FEC
CZ | TYNDP2026 | LEV | 2040 | TWh | 424 | Sub_sector | Others_Sector | Others_Sector | Others_Sector | Non-energetic | other_final_demand_oil_non_energetic | Liquids | EU | Energy demand | 1.8198 | not_included_in_FEC
CZ | TYNDP2026 | LEV | 2040 | TWh | 425 | Sub_sector | Transport | Others_Sector | Others_Sector | Energetic | other_final_demand_other_energetic | Others | EU | Energy demand | 0 | FEC
CZ | TYNDP2026 | LEV | 2040 | TWh | 426 | Sub_sector | Transport | Others_Sector | Others_Sector | Energetic | other_final_demand_ammonia_energetic | Ammonia | EU | Energy demand | 0 | FEC
CZ | TYNDP2026 | LEV | 2040 | TWh | 427 | Sub_sector | Industry | Surplus_Heat_in_Industry | Surplus_Heat_in_Industry | Energetic | final_demand_of_industry_unused_local_production_steam_hot_water | Heat | EU | Energy demand | 0 | FEC
CZ | TYNDP2026 | LEV | 2040 | TWh | 429 | Sub_sector | Agriculture | Total | Agriculture | Energetic | agriculture_final_demand_electricity_energetic | Electricity | EU | Energy demand | 1.0976 | FEC
CZ | TYNDP2026 | LEV | 2040 | TWh | 430 | Sub_sector | Agriculture | Total | Agriculture | Energetic | agriculture_final_demand_hydrogen_energetic | Hydrogen | EU | Energy demand | 0 | FEC
CZ | TYNDP2026 | LEV | 2040 | TWh | 431 | Sub_sector | Agriculture | Total | Agriculture | Energetic | agriculture_final_demand_methane_energetic | Methane | EU | Energy demand | 2.4449 | FEC
CZ | TYNDP2026 | LEV | 2040 | TWh | 432 | Sub_sector | Agriculture | Total | Agriculture | Energetic | agriculture_final_demand_heat_energetic | Heat | EU | Energy demand | 0.10932 | FEC
CZ | TYNDP2026 | LEV | 2040 | TWh | 433 | Sub_sector | Agriculture | Total | Agriculture | Energetic | agriculture_final_demand_biomass_energetic | Biomass | EU | Energy demand | 0.17134 | FEC
CZ | TYNDP2026 | LEV | 2040 | TWh | 434 | Sub_sector | Agriculture | Total | Agriculture | Energetic | agriculture_final_demand_coal_energetic | Solids | EU | Energy demand | 0 | FEC
CZ | TYNDP2026 | LEV | 2040 | TWh | 435 | Sub_sector | Agriculture | Total | Agriculture | Energetic | agriculture_final_demand_oil_energetic | Liquids | EU | Energy demand | 2.9511 | FEC
CZ | TYNDP2026 | LEV | 2040 | TWh | 436 | Sub_sector | Agriculture | Total | Agriculture | Energetic | agriculture_final_demand_other_energetic | Others | EU | Energy demand | 0 | FEC
CZ | TYNDP2026 | LEV | 2040 | TWh | 437 | Sub_sector | Agriculture | Total | Agriculture | Energetic | agriculture_final_demand_ammonia_energetic | Ammonia | EU | Energy demand | 0 | FEC
CZ | TYNDP2026 | LEV | 2040 | TWh | 447 | Sub_sector | Buildings | Surplus Energy | Buildings | Energetic | GAP | Electricity | EU | Energy demand | 0 | FEC
CZ | TYNDP2026 | LEV | 2040 | TWh | 448 | Sub_sector | Buildings | Surplus Energy | Buildings | Energetic | GAP | Hydrogen | EU | Energy demand | 0 | FEC
CZ | TYNDP2026 | LEV | 2040 | TWh | 449 | Sub_sector | Buildings | Surplus Energy | Buildings | Energetic | GAP | Methane | EU | Energy demand | 0 | FEC
CZ | TYNDP2026 | LEV | 2040 | TWh | 450 | Sub_sector | Buildings | Surplus Energy | Buildings | Energetic | GAP | Heat | EU | Energy demand | 0 | FEC
CZ | TYNDP2026 | LEV | 2040 | TWh | 451 | Sub_sector | Buildings | Surplus Energy | Buildings | Energetic | GAP | Biomass | EU | Energy demand | 0.0003045 | FEC
CZ | TYNDP2026 | LEV | 2040 | TWh | 452 | Sub_sector | Buildings | Surplus Energy | Buildings | Energetic | GAP | Solids | EU | Energy demand | 0 | FEC
CZ | TYNDP2026 | LEV | 2040 | TWh | 453 | Sub_sector | Buildings | Surplus Energy | Buildings | Energetic | GAP | Liquids | EU | Energy demand | 0.0012069 | FEC
CZ | TYNDP2026 | LEV | 2040 | TWh | 454 | Sub_sector | Buildings | Surplus Energy | Buildings | Energetic | GAP | Others | EU | Energy demand | 0 | FEC
CZ | TYNDP2026 | LEV | 2040 | TWh | 455 | Sub_sector | Buildings | Surplus Energy | Buildings | Energetic | GAP | Ammonia | EU | Energy demand | 0 | FEC
CZ | TYNDP2026 | LEV | 2040 | TWh | 456 | Sub_sector | Households | Surplus Energy | Households | Energetic | GAP | Electricity | EU | Energy demand | 0 | FEC
CZ | TYNDP2026 | LEV | 2040 | TWh | 457 | Sub_sector | Households | Surplus Energy | Households | Energetic | GAP | Hydrogen | EU | Energy demand | 0 | FEC
CZ | TYNDP2026 | LEV | 2040 | TWh | 458 | Sub_sector | Households | Surplus Energy | Households | Energetic | GAP | Methane | EU | Energy demand | 0 | FEC
CZ | TYNDP2026 | LEV | 2040 | TWh | 459 | Sub_sector | Households | Surplus Energy | Households | Energetic | GAP | Heat | EU | Energy demand | 0 | FEC
CZ | TYNDP2026 | LEV | 2040 | TWh | 460 | Sub_sector | Households | Surplus Energy | Households | Energetic | GAP | Biomass | EU | Energy demand | 0 | FEC
CZ | TYNDP2026 | LEV | 2040 | TWh | 461 | Sub_sector | Households | Surplus Energy | Households | Energetic | GAP | Solids | EU | Energy demand | 0 | FEC
CZ | TYNDP2026 | LEV | 2040 | TWh | 462 | Sub_sector | Households | Surplus Energy | Households | Energetic | GAP | Liquids | EU | Energy demand | 0 | FEC
CZ | TYNDP2026 | LEV | 2040 | TWh | 463 | Sub_sector | Households | Surplus Energy | Households | Energetic | GAP | Others | EU | Energy demand | 0 | FEC
CZ | TYNDP2026 | LEV | 2040 | TWh | 464 | Sub_sector | Households | Surplus Energy | Households | Energetic | GAP | Ammonia | EU | Energy demand | 0 | FEC
DE | TYNDP2026 | NT | 2030 | TWh | 102 | Sub_sector | Industry | Aluminium | Industry (aluminium) | Energetic | industry_aluminium_demand_electricity_energetic | Electricity | EU | Energy demand | 4.0092 | FEC
DE | TYNDP2026 | NT | 2030 | TWh | 103 | Sub_sector | Industry | Aluminium | Industry (aluminium) | Energetic | industry_aluminium_demand_hydrogen_energetic | Hydrogen | EU | Energy demand | 0 | FEC
DE | TYNDP2026 | NT | 2030 | TWh | 104 | Sub_sector | Industry | Aluminium | Industry (aluminium) | Energetic | industry_aluminium_demand_methane_energetic | Methane | EU | Energy demand | 0.62159 | FEC
DE | TYNDP2026 | NT | 2030 | TWh | 105 | Sub_sector | Industry | Aluminium | Industry (aluminium) | Energetic | industry_aluminium_demand_heat_energetic | Heat | EU | Energy demand | 0 | FEC
DE | TYNDP2026 | NT | 2030 | TWh | 106 | Sub_sector | Industry | Aluminium | Industry (aluminium) | Energetic | industry_aluminium_demand_biomass_energetic | Biomass | EU | Energy demand | 0 | FEC
DE | TYNDP2026 | NT | 2030 | TWh | 107 | Sub_sector | Industry | Aluminium | Industry (aluminium) | Energetic | industry_aluminium_demand_coal_energetic | Solids | EU | Energy demand | 0 | FEC
DE | TYNDP2026 | NT | 2030 | TWh | 108 | Sub_sector | Industry | Aluminium | Industry (aluminium) | Energetic | industry_aluminium_demand_oil_energetic | Liquids | EU | Energy demand | 0 | FEC
DE | TYNDP2026 | NT | 2030 | TWh | 109 | Sub_sector | Industry | Aluminium | Industry (aluminium) | Energetic | industry_aluminium_demand_others_energetic | Others | EU | Energy demand | 0 | FEC
DE | TYNDP2026 | NT | 2030 | TWh | 110 | Sub_sector | Industry | Aluminium | Industry (aluminium) | Energetic | industry_ammonia_demand_others_energetic | Ammonia | EU | Energy demand | 0 | FEC
DE | TYNDP2026 | NT | 2030 | TWh | 112 | Sub_sector | Industry | Chemicals | Industry (chemicals, energetic) | Energetic | industry_chemical_demand_electricity_energetic | Electricity | EU | Energy demand | 60.2165 | FEC
DE | TYNDP2026 | NT | 2030 | TWh | 113 | Sub_sector | Industry | Chemicals | Industry (chemicals, energetic) | Energetic | industry_chemical_demand_hydrogen_energetic | Hydrogen | EU | Energy demand | 4.0583 | FEC
DE | TYNDP2026 | NT | 2030 | TWh | 114 | Sub_sector | Industry | Chemicals | Industry (chemicals, energetic) | Energetic | industry_chemical_demand_methane_energetic | Methane | EU | Energy demand | 36.3523 | FEC
DE | TYNDP2026 | NT | 2030 | TWh | 115 | Sub_sector | Industry | Chemicals | Industry (chemicals, energetic) | Energetic | industry_chemical_demand_heat_energetic | Heat | EU | Energy demand | 9.7141 | FEC
DE | TYNDP2026 | NT | 2030 | TWh | 116 | Sub_sector | Industry | Chemicals | Industry (chemicals, energetic) | Energetic | industry_chemical_demand_biomass_energetic | Biomass | EU | Energy demand | 6.217 | FEC
DE | TYNDP2026 | NT | 2030 | TWh | 117 | Sub_sector | Industry | Chemicals | Industry (chemicals, energetic) | Energetic | industry_chemical_demand_coal_energetic | Solids | EU | Energy demand | 11.7541 | FEC
DE | TYNDP2026 | NT | 2030 | TWh | 118 | Sub_sector | Industry | Chemicals | Industry (chemicals, energetic) | Energetic | industry_chemical_demand_oil_energetic | Liquids | EU | Energy demand | 5.056 | FEC
DE | TYNDP2026 | NT | 2030 | TWh | 119 | Sub_sector | Industry | Chemicals | Industry (chemicals, energetic) | Energetic | industry_chemical_demand_others_energetic | Others | EU | Energy demand | 0 | FEC
DE | TYNDP2026 | NT | 2030 | TWh | 120 | Sub_sector | Industry | Chemicals | Industry (chemicals, energetic) | Energetic | industry_chemical_demand_ammonia_energetic | Ammonia | EU | Energy demand | 0 | FEC
DE | TYNDP2026 | NT | 2030 | TWh | 122 | Sub_sector | Industry | Chemicals | Industry (chemicals, non-energetic) | Non-energetic | industry_chemical_demand_electricity_non_energetic | Electricity | EU | Energy demand | 0 | not_included_in_FEC
DE | TYNDP2026 | NT | 2030 | TWh | 123 | Sub_sector | Industry | Chemicals | Industry (chemicals, non-energetic) | Non-energetic | industry_chemical_demand_hydrogen_non_energetic | Hydrogen | EU | Energy demand | 14.2792 | not_included_in_FEC
DE | TYNDP2026 | NT | 2030 | TWh | 124 | Sub_sector | Industry | Chemicals | Industry (chemicals, non-energetic) | Non-energetic | industry_chemical_demand_methane_non_energetic | Methane | EU | Energy demand | 0 | not_included_in_FEC
DE | TYNDP2026 | NT | 2030 | TWh | 125 | Sub_sector | Industry | Chemicals | Industry (chemicals, non-energetic) | Non-energetic | industry_chemical_demand_heat_non_energetic | Heat | EU | Energy demand | 0 | not_included_in_FEC
DE | TYNDP2026 | NT | 2030 | TWh | 126 | Sub_sector | Industry | Chemicals | Industry (chemicals, non-energetic) | Non-energetic | industry_chemical_demand_biomass_non_energetic | Biomass | EU | Energy demand | 33.9981 | not_included_in_FEC
DE | TYNDP2026 | NT | 2030 | TWh | 127 | Sub_sector | Industry | Chemicals | Industry (chemicals, non-energetic) | Non-energetic | industry_chemical_demand_coal_non_energetic | Solids | EU | Energy demand | 0 | not_included_in_FEC
DE | TYNDP2026 | NT | 2030 | TWh | 128 | Sub_sector | Industry | Chemicals | Industry (chemicals, non-energetic) | Non-energetic | industry_chemical_demand_oil_non_energetic | Liquids | EU | Energy demand | 121.7133 | not_included_in_FEC
DE | TYNDP2026 | NT | 2030 | TWh | 129 | Sub_sector | Industry | Chemicals | Industry (chemicals, non-energetic) | Non-energetic | industry_chemical_demand_others_non_energetic | Others | EU | Energy demand | 0 | not_included_in_FEC
DE | TYNDP2026 | NT | 2030 | TWh | 130 | Sub_sector | Industry | Chemicals | Industry (chemicals, non-energetic) | Non-energetic | industry_chemical_demand_ammonia_non_energetic | Ammonia | EU | Energy demand | 0 | not_included_in_FEC
DE | TYNDP2026 | NT | 2030 | TWh | 132 | Sub_sector | Industry | Fertilizers | Industry (fertilizers, energetic) | Energetic | industry_fertilizers_demand_electricity_energetic | Electricity | EU | Energy demand | 0.87109 | FEC
DE | TYNDP2026 | NT | 2030 | TWh | 133 | Sub_sector | Industry | Fertilizers | Industry (fertilizers, energetic) | Energetic | industry_fertilizers_demand_hydrogen_energetic | Hydrogen | EU | Energy demand | 1.8739 | FEC
DE | TYNDP2026 | NT | 2030 | TWh | 134 | Sub_sector | Industry | Fertilizers | Industry (fertilizers, energetic) | Energetic | industry_fertilizers_demand_methane_energetic | Methane | EU | Energy demand | 5.6216 | FEC
DE | TYNDP2026 | NT | 2030 | TWh | 135 | Sub_sector | Industry | Fertilizers | Industry (fertilizers, energetic) | Energetic | industry_fertilizers_demand_heat_energetic | Heat | EU | Energy demand | 0 | FEC
DE | TYNDP2026 | NT | 2030 | TWh | 136 | Sub_sector | Industry | Fertilizers | Industry (fertilizers, energetic) | Energetic | industry_fertilizers_demand_biomass_energetic | Biomass | EU | Energy demand | 0 | FEC
DE | TYNDP2026 | NT | 2030 | TWh | 137 | Sub_sector | Industry | Fertilizers | Industry (fertilizers, energetic) | Energetic | industry_fertilizers_demand_coal_energetic | Solids | EU | Energy demand | 0 | FEC
DE | TYNDP2026 | NT | 2030 | TWh | 138 | Sub_sector | Industry | Fertilizers | Industry (fertilizers, energetic) | Energetic | industry_fertilizers_demand_oil_energetic | Liquids | EU | Energy demand | 0 | FEC
DE | TYNDP2026 | NT | 2030 | TWh | 139 | Sub_sector | Industry | Fertilizers | Industry (fertilizers, energetic) | Energetic | industry_fertilizers_demand_others_energetic | Others | EU | Energy demand | 0 | FEC
DE | TYNDP2026 | NT | 2030 | TWh | 140 | Sub_sector | Industry | Fertilizers | Industry (fertilizers, energetic) | Energetic | industry_fertilizers_demand_ammonia_energetic | Ammonia | EU | Energy demand | 0 | FEC
DE | TYNDP2026 | NT | 2030 | TWh | 142 | Sub_sector | Industry | Fertilizers | Industry (fertilizers, non-energetic) | Non-energetic | industry_fertilizers_demand_electricity_non_energetic | Electricity | EU | Energy demand | 0 | not_included_in_FEC
DE | TYNDP2026 | NT | 2030 | TWh | 143 | Sub_sector | Industry | Fertilizers | Industry (fertilizers, non-energetic) | Non-energetic | industry_fertilizers_demand_hydrogen_non_energetic | Hydrogen | EU | Energy demand | 3.5313 | not_included_in_FEC
DE | TYNDP2026 | NT | 2030 | TWh | 144 | Sub_sector | Industry | Fertilizers | Industry (fertilizers, non-energetic) | Non-energetic | industry_fertilizers_demand_methane_non_energetic | Methane | EU | Energy demand | 15.2886 | not_included_in_FEC
DE | TYNDP2026 | NT | 2030 | TWh | 145 | Sub_sector | Industry | Fertilizers | Industry (fertilizers, non-energetic) | Non-energetic | industry_fertilizers_demand_heat_non_energetic | Heat | EU | Energy demand | 0 | not_included_in_FEC
DE | TYNDP2026 | NT | 2030 | TWh | 146 | Sub_sector | Industry | Fertilizers | Industry (fertilizers, non-energetic) | Non-energetic | industry_fertilizers_demand_biomass_non_energetic | Biomass | EU | Energy demand | 0 | not_included_in_FEC
DE | TYNDP2026 | NT | 2030 | TWh | 147 | Sub_sector | Industry | Fertilizers | Industry (fertilizers, non-energetic) | Non-energetic | industry_fertilizers_demand_coal_non_energetic | Solids | EU | Energy demand | 0 | not_included_in_FEC
DE | TYNDP2026 | NT | 2030 | TWh | 148 | Sub_sector | Industry | Fertilizers | Industry (fertilizers, non-energetic) | Non-energetic | industry_fertilizers_demand_oil_non_energetic | Liquids | EU | Energy demand | 0 | not_included_in_FEC
DE | TYNDP2026 | NT | 2030 | TWh | 149 | Sub_sector | Industry | Fertilizers | Industry (fertilizers, non-energetic) | Non-energetic | industry_fertilizers_demand_others_non_energetic | Others | EU | Energy demand | 0 | not_included_in_FEC
DE | TYNDP2026 | NT | 2030 | TWh | 150 | Sub_sector | Industry | Fertilizers | Industry (fertilizers, non-energetic) | Non-energetic | industry_fertilizers_demand_ammonia_non_energetic | Ammonia | EU | Energy demand | 0 | not_included_in_FEC
DE | TYNDP2026 | NT | 2030 | TWh | 152 | Sub_sector | Industry | Food | Industry (food) | Energetic | industry_food_demand_electricity_energetic | Electricity | EU | Energy demand | 27.0365 | FEC
DE | TYNDP2026 | NT | 2030 | TWh | 153 | Sub_sector | Industry | Food | Industry (food) | Energetic | industry_food_demand_hydrogen_energetic | Hydrogen | EU | Energy demand | 1.0493 | FEC
DE | TYNDP2026 | NT | 2030 | TWh | 154 | Sub_sector | Industry | Food | Industry (food) | Energetic | industry_food_demand_methane_energetic | Methane | EU | Energy demand | 12.6722 | FEC
DE | TYNDP2026 | NT | 2030 | TWh | 155 | Sub_sector | Industry | Food | Industry (food) | Energetic | industry_food_demand_heat_energetic | Heat | EU | Energy demand | 9.262 | FEC
DE | TYNDP2026 | NT | 2030 | TWh | 156 | Sub_sector | Industry | Food | Industry (food) | Energetic | industry_food_demand_biomass_energetic | Biomass | EU | Energy demand | 5.2212 | FEC
DE | TYNDP2026 | NT | 2030 | TWh | 157 | Sub_sector | Industry | Food | Industry (food) | Energetic | industry_food_demand_coal_energetic | Solids | EU | Energy demand | 2.7695 | FEC
DE | TYNDP2026 | NT | 2030 | TWh | 158 | Sub_sector | Industry | Food | Industry (food) | Energetic | industry_food_demand_oil_energetic | Liquids | EU | Energy demand | 0 | FEC
DE | TYNDP2026 | NT | 2030 | TWh | 159 | Sub_sector | Industry | Food | Industry (food) | Energetic | industry_food_demand_others_energetic | Others | EU | Energy demand | 0 | FEC
DE | TYNDP2026 | NT | 2030 | TWh | 160 | Sub_sector | Industry | Food | Industry (food) | Energetic | industry_food_demand_ammonia_energetic | Ammonia | EU | Energy demand | 0 | FEC
DE | TYNDP2026 | NT | 2030 | TWh | 162 | Sub_sector | Industry | Metals | Industry (metal) | Energetic | industry_metal_demand_electricity_energetic | Electricity | EU | Energy demand | 6.61 | FEC
DE | TYNDP2026 | NT | 2030 | TWh | 163 | Sub_sector | Industry | Metals | Industry (metal) | Energetic | industry_metal_demand_hydrogen_energetic | Hydrogen | EU | Energy demand | 0 | FEC
DE | TYNDP2026 | NT | 2030 | TWh | 164 | Sub_sector | Industry | Metals | Industry (metal) | Energetic | industry_metal_demand_methane_energetic | Methane | EU | Energy demand | 9.2439 | FEC
DE | TYNDP2026 | NT | 2030 | TWh | 165 | Sub_sector | Industry | Metals | Industry (metal) | Energetic | industry_metal_demand_heat_energetic | Heat | EU | Energy demand | 0.31417 | FEC
DE | TYNDP2026 | NT | 2030 | TWh | 166 | Sub_sector | Industry | Metals | Industry (metal) | Energetic | industry_metal_demand_biomass_energetic | Biomass | EU | Energy demand | 0 | FEC
DE | TYNDP2026 | NT | 2030 | TWh | 167 | Sub_sector | Industry | Metals | Industry (metal) | Energetic | industry_metal_demand_coal_energetic | Solids | EU | Energy demand | 0.21733 | FEC
DE | TYNDP2026 | NT | 2030 | TWh | 168 | Sub_sector | Industry | Metals | Industry (metal) | Energetic | industry_metal_demand_oil_energetic | Liquids | EU | Energy demand | 0.44491 | FEC
DE | TYNDP2026 | NT | 2030 | TWh | 169 | Sub_sector | Industry | Metals | Industry (metal) | Energetic | industry_metal_demand_others_energetic | Others | EU | Energy demand | 0 | FEC
DE | TYNDP2026 | NT | 2030 | TWh | 170 | Sub_sector | Industry | Metals | Industry (metal) | Energetic | industry_metal_demand_ammonia_energetic | Ammonia | EU | Energy demand | 0 | FEC
DE | TYNDP2026 | NT | 2030 | TWh | 172 | Sub_sector | Industry | Others | Industry (other, energetic) | Energetic | industry_other_demand_electricity_energetic | Electricity | EU | Energy demand | 44.6701 | FEC
DE | TYNDP2026 | NT | 2030 | TWh | 173 | Sub_sector | Industry | Others | Industry (other, energetic) | Energetic | industry_other_demand_hydrogen_energetic | Hydrogen | EU | Energy demand | 0 | FEC
DE | TYNDP2026 | NT | 2030 | TWh | 174 | Sub_sector | Industry | Others | Industry (other, energetic) | Energetic | industry_other_demand_methane_energetic | Methane | EU | Energy demand | 2.2444 | FEC
DE | TYNDP2026 | NT | 2030 | TWh | 175 | Sub_sector | Industry | Others | Industry (other, energetic) | Energetic | industry_other_demand_heat_energetic | Heat | EU | Energy demand | 20.6337 | FEC
DE | TYNDP2026 | NT | 2030 | TWh | 176 | Sub_sector | Industry | Others | Industry (other, energetic) | Energetic | industry_other_demand_biomass_energetic | Biomass | EU | Energy demand | 4.8507 | FEC
DE | TYNDP2026 | NT | 2030 | TWh | 177 | Sub_sector | Industry | Others | Industry (other, energetic) | Energetic | industry_other_demand_coal_energetic | Solids | EU | Energy demand | 0 | FEC
DE | TYNDP2026 | NT | 2030 | TWh | 178 | Sub_sector | Industry | Others | Industry (other, energetic) | Energetic | industry_other_demand_oil_energetic | Liquids | EU | Energy demand | 0 | FEC
DE | TYNDP2026 | NT | 2030 | TWh | 179 | Sub_sector | Industry | Others | Industry (other, energetic) | Energetic | industry_other_demand_others_energetic | Others | EU | Energy demand | 0 | FEC
DE | TYNDP2026 | NT | 2030 | TWh | 180 | Sub_sector | Industry | Others | Industry (other, energetic) | Energetic | industry_other_demand_ammonia_energetic | Ammonia | EU | Energy demand | 0 | FEC
DE | TYNDP2026 | NT | 2030 | TWh | 182 | Sub_sector | Industry | Others | Industry (other, non-energetic) | Non-energetic | industry_other_demand_electricity_non_energetic | Electricity | EU | Energy demand | 0 | not_included_in_FEC
DE | TYNDP2026 | NT | 2030 | TWh | 183 | Sub_sector | Industry | Others | Industry (other, non-energetic) | Non-energetic | industry_other_demand_hydrogen_non_energetic | Hydrogen | EU | Energy demand | 0 | not_included_in_FEC
DE | TYNDP2026 | NT | 2030 | TWh | 184 | Sub_sector | Industry | Others | Industry (other, non-energetic) | Non-energetic | industry_other_demand_methane_non_energetic | Methane | EU | Energy demand | 0 | not_included_in_FEC
DE | TYNDP2026 | NT | 2030 | TWh | 185 | Sub_sector | Industry | Others | Industry (other, non-energetic) | Non-energetic | industry_other_demand_heat_non_energetic | Heat | EU | Energy demand | 0 | not_included_in_FEC
DE | TYNDP2026 | NT | 2030 | TWh | 186 | Sub_sector | Industry | Others | Industry (other, non-energetic) | Non-energetic | industry_other_demand_biomass_non_energetic | Biomass | EU | Energy demand | 0 | not_included_in_FEC
DE | TYNDP2026 | NT | 2030 | TWh | 187 | Sub_sector | Industry | Others | Industry (other, non-energetic) | Non-energetic | industry_other_demand_coal_non_energetic | Solids | EU | Energy demand | 0 | not_included_in_FEC
DE | TYNDP2026 | NT | 2030 | TWh | 188 | Sub_sector | Industry | Others | Industry (other, non-energetic) | Non-energetic | industry_other_demand_oil_non_energetic | Liquids | EU | Energy demand | 0 | not_included_in_FEC
DE | TYNDP2026 | NT | 2030 | TWh | 189 | Sub_sector | Industry | Others | Industry (other, non-energetic) | Non-energetic | industry_other_demand_others_non_energetic | Others | EU | Energy demand | 0 | not_included_in_FEC
DE | TYNDP2026 | NT | 2030 | TWh | 190 | Sub_sector | Industry | Others | Industry (other, non-energetic) | Non-energetic | industry_other_demand_ammonia_non_energetic | Ammonia | EU | Energy demand | 0 | not_included_in_FEC
DE | TYNDP2026 | NT | 2030 | TWh | 192 | Sub_sector | Industry | Paper | Industry (paper) | Energetic | industry_paper_demand_electricity_energetic | Electricity | EU | Energy demand | 25.2126 | FEC
DE | TYNDP2026 | NT | 2030 | TWh | 193 | Sub_sector | Industry | Paper | Industry (paper) | Energetic | industry_paper_demand_hydrogen_energetic | Hydrogen | EU | Energy demand | 0.93779 | FEC
DE | TYNDP2026 | NT | 2030 | TWh | 194 | Sub_sector | Industry | Paper | Industry (paper) | Energetic | industry_paper_demand_methane_energetic | Methane | EU | Energy demand | 11.7224 | FEC
DE | TYNDP2026 | NT | 2030 | TWh | 195 | Sub_sector | Industry | Paper | Industry (paper) | Energetic | industry_paper_demand_heat_energetic | Heat | EU | Energy demand | 9.3897 | FEC
DE | TYNDP2026 | NT | 2030 | TWh | 196 | Sub_sector | Industry | Paper | Industry (paper) | Energetic | industry_paper_demand_biomass_energetic | Biomass | EU | Energy demand | 5.1872 | FEC
DE | TYNDP2026 | NT | 2030 | TWh | 197 | Sub_sector | Industry | Paper | Industry (paper) | Energetic | industry_paper_demand_coal_energetic | Solids | EU | Energy demand | 6.2422 | FEC
DE | TYNDP2026 | NT | 2030 | TWh | 198 | Sub_sector | Industry | Paper | Industry (paper) | Energetic | industry_paper_demand_oil_energetic | Liquids | EU | Energy demand | 0 | FEC
DE | TYNDP2026 | NT | 2030 | TWh | 199 | Sub_sector | Industry | Paper | Industry (paper) | Energetic | industry_paper_demand_others_energetic | Others | EU | Energy demand | 0 | FEC
DE | TYNDP2026 | NT | 2030 | TWh | 200 | Sub_sector | Industry | Paper | Industry (paper) | Energetic | industry_paper_demand_ammonia_energetic | Ammonia | EU | Energy demand | 0 | FEC
DE | TYNDP2026 | NT | 2030 | TWh | 202 | Sub_sector | Industry | Refineries | Industry (refineries, energetic) | Energetic | industry_refinery_demand_electricity_energetic | Electricity | EU | Energy demand | 5.497 | not_included_in_FEC
DE | TYNDP2026 | NT | 2030 | TWh | 203 | Sub_sector | Industry | Refineries | Industry (refineries, energetic) | Energetic | industry_refinery_demand_hydrogen_energetic | Hydrogen | EU | Energy demand | 14.0562 | not_included_in_FEC
DE | TYNDP2026 | NT | 2030 | TWh | 204 | Sub_sector | Industry | Refineries | Industry (refineries, energetic) | Energetic | industry_refinery_demand_methane_energetic | Methane | EU | Energy demand | 10.6202 | not_included_in_FEC
DE | TYNDP2026 | NT | 2030 | TWh | 205 | Sub_sector | Industry | Refineries | Industry (refineries, energetic) | Energetic | industry_refinery_demand_heat_energetic | Heat | EU | Energy demand | 0.73092 | not_included_in_FEC
DE | TYNDP2026 | NT | 2030 | TWh | 206 | Sub_sector | Industry | Refineries | Industry (refineries, energetic) | Energetic | industry_refinery_demand_biomass_energetic | Biomass | EU | Energy demand | 21.4357 | not_included_in_FEC
DE | TYNDP2026 | NT | 2030 | TWh | 207 | Sub_sector | Industry | Refineries | Industry (refineries, energetic) | Energetic | industry_refinery_demand_coal_energetic | Solids | EU | Energy demand | 0 | not_included_in_FEC
DE | TYNDP2026 | NT | 2030 | TWh | 208 | Sub_sector | Industry | Refineries | Industry (refineries, energetic) | Energetic | industry_refinery_demand_oil_energetic | Liquids | EU | Energy demand | 19.4416 | not_included_in_FEC
DE | TYNDP2026 | NT | 2030 | TWh | 209 | Sub_sector | Industry | Refineries | Industry (refineries, energetic) | Energetic | industry_refinery_demand_others_energetic | Others | EU | Energy demand | 0 | not_included_in_FEC
DE | TYNDP2026 | NT | 2030 | TWh | 210 | Sub_sector | Industry | Refineries | Industry (refineries, energetic) | Energetic | industry_refinery_demand_ammonia_energetic | Ammonia | EU | Energy demand | 0 | not_included_in_FEC
DE | TYNDP2026 | NT | 2030 | TWh | 212 | Sub_sector | Industry | Refineries | Industry (refineries, non-energetic) | Non-energetic | industry_refinery_demand_electricity_non_energetic | Electricity | EU | Energy demand | 0 | not_included_in_FEC
DE | TYNDP2026 | NT | 2030 | TWh | 213 | Sub_sector | Industry | Refineries | Industry (refineries, non-energetic) | Non-energetic | industry_refinery_demand_hydrogen_non_energetic | Hydrogen | EU | Energy demand | 0 | not_included_in_FEC
DE | TYNDP2026 | NT | 2030 | TWh | 214 | Sub_sector | Industry | Refineries | Industry (refineries, non-energetic) | Non-energetic | industry_refinery_demand_methane_non_energetic | Methane | EU | Energy demand | 0 | not_included_in_FEC
DE | TYNDP2026 | NT | 2030 | TWh | 215 | Sub_sector | Industry | Refineries | Industry (refineries, non-energetic) | Non-energetic | industry_refinery_demand_heat_non_energetic | Heat | EU | Energy demand | 0 | not_included_in_FEC
DE | TYNDP2026 | NT | 2030 | TWh | 216 | Sub_sector | Industry | Refineries | Industry (refineries, non-energetic) | Non-energetic | industry_refinery_demand_biomass_non_energetic | Biomass | EU | Energy demand | 0 | not_included_in_FEC
DE | TYNDP2026 | NT | 2030 | TWh | 217 | Sub_sector | Industry | Refineries | Industry (refineries, non-energetic) | Non-energetic | industry_refinery_demand_coal_non_energetic | Solids | EU | Energy demand | 0 | not_included_in_FEC
DE | TYNDP2026 | NT | 2030 | TWh | 218 | Sub_sector | Industry | Refineries | Industry (refineries, non-energetic) | Non-energetic | industry_refinery_demand_oil_non_energetic | Liquids | EU | Energy demand | 0 | not_included_in_FEC
DE | TYNDP2026 | NT | 2030 | TWh | 219 | Sub_sector | Industry | Refineries | Industry (refineries, non-energetic) | Non-energetic | industry_refinery_demand_others_non_energetic | Others | EU | Energy demand | 0 | not_included_in_FEC
DE | TYNDP2026 | NT | 2030 | TWh | 220 | Sub_sector | Industry | Refineries | Industry (refineries, non-energetic) | Non-energetic | industry_refinery_demand_ammonia_non_energetic | Ammonia | EU | Energy demand | 0 | not_included_in_FEC
DE | TYNDP2026 | NT | 2030 | TWh | 222 | Sub_sector | Industry | Steel | Industry (steel) | Energetic | industry_steel_demand_electricity_energetic | Electricity | EU | Energy demand | 31.3234 | FEC
DE | TYNDP2026 | NT | 2030 | TWh | 223 | Sub_sector | Industry | Steel | Industry (steel) | Energetic | industry_steel_demand_hydrogen_energetic | Hydrogen | EU | Energy demand | 13.203 | FEC
DE | TYNDP2026 | NT | 2030 | TWh | 224 | Sub_sector | Industry | Steel | Industry (steel) | Energetic | industry_steel_demand_methane_energetic | Methane | EU | Energy demand | 45.4206 | FEC
DE | TYNDP2026 | NT | 2030 | TWh | 225 | Sub_sector | Industry | Steel | Industry (steel) | Energetic | industry_steel_demand_heat_energetic | Heat | EU | Energy demand | 0.38301 | FEC
DE | TYNDP2026 | NT | 2030 | TWh | 226 | Sub_sector | Industry | Steel | Industry (steel) | Energetic | industry_steel_demand_biomass_energetic | Biomass | EU | Energy demand | 0.050731 | FEC
DE | TYNDP2026 | NT | 2030 | TWh | 227 | Sub_sector | Industry | Steel | Industry (steel) | Energetic | industry_steel_demand_coal_energetic | Solids | EU | Energy demand | 25.6617 | FEC
DE | TYNDP2026 | NT | 2030 | TWh | 228 | Sub_sector | Industry | Steel | Industry (steel) | Energetic | industry_steel_demand_oil_energetic | Liquids | EU | Energy demand | 0.092013 | FEC
DE | TYNDP2026 | NT | 2030 | TWh | 229 | Sub_sector | Industry | Steel | Industry (steel) | Energetic | industry_steel_demand_others_energetic | Others | EU | Energy demand | 0 | FEC
DE | TYNDP2026 | NT | 2030 | TWh | 230 | Sub_sector | Industry | Steel | Industry (steel) | Energetic | industry_steel_demand_ammonia_energetic | Ammonia | EU | Energy demand | 0 | FEC
DE | TYNDP2026 | NT | 2030 | TWh | 232 | Sub_sector | Transport | Cars | Transport (cars) | Energetic | transport_cars_final_demand_electricity | Electricity | EU | Energy demand | 43.1291 | FEC
DE | TYNDP2026 | NT | 2030 | TWh | 233 | Sub_sector | Transport | Cars | Transport (cars) | Energetic | transport_cars_final_demand_hydrogen | Hydrogen | EU | Energy demand | 1.8288 | FEC
DE | TYNDP2026 | NT | 2030 | TWh | 234 | Sub_sector | Transport | Cars | Transport (cars) | Energetic | transport_cars_final_demand_methane | Methane | EU | Energy demand | 6.4604 | FEC
DE | TYNDP2026 | NT | 2030 | TWh | 235 | Sub_sector | Transport | Cars | Transport (cars) | Energetic | transport_cars_final_demand_heat | Heat | EU | Energy demand | 0 | FEC
DE | TYNDP2026 | NT | 2030 | TWh | 236 | Sub_sector | Transport | Cars | Transport (cars) | Energetic | transport_cars_final_demand_biomass | Biomass | EU | Energy demand | 0 | FEC
DE | TYNDP2026 | NT | 2030 | TWh | 237 | Sub_sector | Transport | Cars | Transport (cars) | Energetic | transport_cars_final_demand_coal | Solids | EU | Energy demand | 0 | FEC
DE | TYNDP2026 | NT | 2030 | TWh | 238 | Sub_sector | Transport | Cars | Transport (cars) | Energetic | transport_cars_final_demand_oil | Liquids | EU | Energy demand | 273.899 | FEC
DE | TYNDP2026 | NT | 2030 | TWh | 239 | Sub_sector | Transport | Cars | Transport (cars) | Energetic | transport_cars_final_demand_other | Others | EU | Energy demand | 0 | FEC
DE | TYNDP2026 | NT | 2030 | TWh | 240 | Sub_sector | Transport | Cars | Transport (cars) | Energetic | transport_cars_final_demand_ammonia | Ammonia | EU | Energy demand | 0 | FEC
DE | TYNDP2026 | NT | 2030 | TWh | 242 | Sub_sector | Transport | Busses | Transport (busses) | Energetic | transport_busses_final_demand_electricity | Electricity | EU | Energy demand | 3.5652 | FEC
DE | TYNDP2026 | NT | 2030 | TWh | 243 | Sub_sector | Transport | Busses | Transport (busses) | Energetic | transport_busses_final_demand_hydrogen | Hydrogen | EU | Energy demand | 1.7826 | FEC
DE | TYNDP2026 | NT | 2030 | TWh | 244 | Sub_sector | Transport | Busses | Transport (busses) | Energetic | transport_busses_final_demand_methane | Methane | EU | Energy demand | 0.27014 | FEC
DE | TYNDP2026 | NT | 2030 | TWh | 245 | Sub_sector | Transport | Busses | Transport (busses) | Energetic | transport_busses_final_demand_heat | Heat | EU | Energy demand | 0 | FEC
DE | TYNDP2026 | NT | 2030 | TWh | 246 | Sub_sector | Transport | Busses | Transport (busses) | Energetic | transport_busses_final_demand_biomass | Biomass | EU | Energy demand | 0 | FEC
DE | TYNDP2026 | NT | 2030 | TWh | 247 | Sub_sector | Transport | Busses | Transport (busses) | Energetic | transport_busses_final_demand_coal | Solids | EU | Energy demand | 0 | FEC
DE | TYNDP2026 | NT | 2030 | TWh | 248 | Sub_sector | Transport | Busses | Transport (busses) | Energetic | transport_busses_final_demand_oil | Liquids | EU | Energy demand | 10.4198 | FEC
DE | TYNDP2026 | NT | 2030 | TWh | 249 | Sub_sector | Transport | Busses | Transport (busses) | Energetic | transport_busses_final_demand_other | Others | EU | Energy demand | 0 | FEC
DE | TYNDP2026 | NT | 2030 | TWh | 250 | Sub_sector | Transport | Busses | Transport (busses) | Energetic | transport_busses_final_demand_ammonia | Ammonia | EU | Energy demand | 0 | FEC
DE | TYNDP2026 | NT | 2030 | TWh | 252 | Sub_sector | Transport | Trucks | Transport (trucks) | Energetic | transport_trucks_final_demand_electricity | Electricity | EU | Energy demand | 6.5485 | FEC
DE | TYNDP2026 | NT | 2030 | TWh | 253 | Sub_sector | Transport | Trucks | Transport (trucks) | Energetic | transport_trucks_final_demand_hydrogen | Hydrogen | EU | Energy demand | 0 | FEC
DE | TYNDP2026 | NT | 2030 | TWh | 254 | Sub_sector | Transport | Trucks | Transport (trucks) | Energetic | transport_trucks_final_demand_methane | Methane | EU | Energy demand | 19.2039 | FEC
DE | TYNDP2026 | NT | 2030 | TWh | 255 | Sub_sector | Transport | Trucks | Transport (trucks) | Energetic | transport_trucks_final_demand_heat | Heat | EU | Energy demand | 0 | FEC
DE | TYNDP2026 | NT | 2030 | TWh | 256 | Sub_sector | Transport | Trucks | Transport (trucks) | Energetic | transport_trucks_final_demand_biomass | Biomass | EU | Energy demand | 0 | FEC
DE | TYNDP2026 | NT | 2030 | TWh | 257 | Sub_sector | Transport | Trucks | Transport (trucks) | Energetic | transport_trucks_final_demand_coal | Solids | EU | Energy demand | 0 | FEC
DE | TYNDP2026 | NT | 2030 | TWh | 258 | Sub_sector | Transport | Trucks | Transport (trucks) | Energetic | transport_trucks_final_demand_oil | Liquids | EU | Energy demand | 86.9477 | FEC
DE | TYNDP2026 | NT | 2030 | TWh | 259 | Sub_sector | Transport | Trucks | Transport (trucks) | Energetic | transport_trucks_final_demand_other | Others | EU | Energy demand | 0 | FEC
DE | TYNDP2026 | NT | 2030 | TWh | 260 | Sub_sector | Transport | Trucks | Transport (trucks) | Energetic | transport_trucks_final_demand_ammonia | Ammonia | EU | Energy demand | 0 | FEC
DE | TYNDP2026 | NT | 2030 | TWh | 262 | Sub_sector | Transport | Vans | Transport (vans) | Energetic | transport_vans_final_demand_electricity | Electricity | EU | Energy demand | 16.1121 | FEC
DE | TYNDP2026 | NT | 2030 | TWh | 263 | Sub_sector | Transport | Vans | Transport (vans) | Energetic | transport_vans_final_demand_hydrogen | Hydrogen | EU | Energy demand | 0 | FEC
DE | TYNDP2026 | NT | 2030 | TWh | 264 | Sub_sector | Transport | Vans | Transport (vans) | Energetic | transport_vans_final_demand_methane | Methane | EU | Energy demand | 0.70939 | FEC
DE | TYNDP2026 | NT | 2030 | TWh | 265 | Sub_sector | Transport | Vans | Transport (vans) | Energetic | transport_vans_final_demand_heat | Heat | EU | Energy demand | 0 | FEC
DE | TYNDP2026 | NT | 2030 | TWh | 266 | Sub_sector | Transport | Vans | Transport (vans) | Energetic | transport_vans_final_demand_biomass | Biomass | EU | Energy demand | 0 | FEC
DE | TYNDP2026 | NT | 2030 | TWh | 267 | Sub_sector | Transport | Vans | Transport (vans) | Energetic | transport_vans_final_demand_coal | Solids | EU | Energy demand | 0 | FEC
DE | TYNDP2026 | NT | 2030 | TWh | 268 | Sub_sector | Transport | Vans | Transport (vans) | Energetic | transport_vans_final_demand_oil | Liquids | EU | Energy demand | 32.4832 | FEC
DE | TYNDP2026 | NT | 2030 | TWh | 269 | Sub_sector | Transport | Vans | Transport (vans) | Energetic | transport_vans_final_demand_other | Others | EU | Energy demand | 0 | FEC
DE | TYNDP2026 | NT | 2030 | TWh | 270 | Sub_sector | Transport | Vans | Transport (vans) | Energetic | transport_vans_final_demand_ammonia | Ammonia | EU | Energy demand | 0 | FEC
DE | TYNDP2026 | NT | 2030 | TWh | 272 | Sub_sector | Transport | Freight trains | Transport (trains) | Energetic | transport_trains_final_demand_electricity | Electricity | EU | Energy demand | 15.3114 | FEC
DE | TYNDP2026 | NT | 2030 | TWh | 273 | Sub_sector | Transport | Freight trains | Transport (trains) | Energetic | transport_trains_final_demand_hydrogen | Hydrogen | EU | Energy demand | 0.29429 | FEC
DE | TYNDP2026 | NT | 2030 | TWh | 274 | Sub_sector | Transport | Freight trains | Transport (trains) | Energetic | transport_trains_final_demand_methane | Methane | EU | Energy demand | 0 | FEC
DE | TYNDP2026 | NT | 2030 | TWh | 275 | Sub_sector | Transport | Freight trains | Transport (trains) | Energetic | transport_trains_final_demand_heat | Heat | EU | Energy demand | 0 | FEC
DE | TYNDP2026 | NT | 2030 | TWh | 276 | Sub_sector | Transport | Freight trains | Transport (trains) | Energetic | transport_trains_final_demand_biomass | Biomass | EU | Energy demand | 0 | FEC
DE | TYNDP2026 | NT | 2030 | TWh | 277 | Sub_sector | Transport | Freight trains | Transport (trains) | Energetic | transport_trains_final_demand_coal | Solids | EU | Energy demand | 0 | FEC
DE | TYNDP2026 | NT | 2030 | TWh | 278 | Sub_sector | Transport | Freight trains | Transport (trains) | Energetic | transport_trains_final_demand_oil | Liquids | EU | Energy demand | 2.3013 | FEC
DE | TYNDP2026 | NT | 2030 | TWh | 279 | Sub_sector | Transport | Freight trains | Transport (trains) | Energetic | transport_trains_final_demand_other | Others | EU | Energy demand | 0 | FEC
DE | TYNDP2026 | NT | 2030 | TWh | 280 | Sub_sector | Transport | Freight trains | Transport (trains) | Energetic | transport_trains_final_demand_ammonia | Ammonia | EU | Energy demand | 0 | FEC
DE | TYNDP2026 | NT | 2030 | TWh | 282 | Sub_sector | Transport | Ships | Transport (ships) | Energetic | transport_ships_final_demand_electricity | Electricity | EU | Energy demand | 0.06787 | FEC
DE | TYNDP2026 | NT | 2030 | TWh | 283 | Sub_sector | Transport | Ships | Transport (ships) | Energetic | transport_ships_final_demand_hydrogen | Hydrogen | EU | Energy demand | 0 | FEC
DE | TYNDP2026 | NT | 2030 | TWh | 284 | Sub_sector | Transport | Ships | Transport (ships) | Energetic | transport_ships_final_demand_methane | Methane | EU | Energy demand | 0 | FEC
DE | TYNDP2026 | NT | 2030 | TWh | 285 | Sub_sector | Transport | Ships | Transport (ships) | Energetic | transport_ships_final_demand_heat | Heat | EU | Energy demand | 0 | FEC
DE | TYNDP2026 | NT | 2030 | TWh | 286 | Sub_sector | Transport | Ships | Transport (ships) | Energetic | transport_ships_final_demand_biomass | Biomass | EU | Energy demand | 0 | FEC
DE | TYNDP2026 | NT | 2030 | TWh | 287 | Sub_sector | Transport | Ships | Transport (ships) | Energetic | transport_ships_final_demand_coal | Solids | EU | Energy demand | 0 | FEC
DE | TYNDP2026 | NT | 2030 | TWh | 288 | Sub_sector | Transport | Ships | Transport (ships) | Energetic | transport_ships_final_demand_oil | Liquids | EU | Energy demand | 3.1916 | FEC
DE | TYNDP2026 | NT | 2030 | TWh | 289 | Sub_sector | Transport | Ships | Transport (ships) | Energetic | transport_ships_final_demand_other | Others | EU | Energy demand | 0 | FEC
DE | TYNDP2026 | NT | 2030 | TWh | 290 | Sub_sector | Transport | Ships | Transport (ships) | Energetic | transport_ships_final_demand_ammonia | Ammonia | EU | Energy demand | 0 | FEC
DE | TYNDP2026 | NT | 2030 | TWh | 292 | Sub_sector | Transport | Planes | Transport (planes) | Energetic | transport_planes_final_demand_electricity | Electricity | EU | Energy demand | 0.066724 | FEC
DE | TYNDP2026 | NT | 2030 | TWh | 293 | Sub_sector | Transport | Planes | Transport (planes) | Energetic | transport_planes_final_demand_hydrogen | Hydrogen | EU | Energy demand | 0.074532 | FEC
DE | TYNDP2026 | NT | 2030 | TWh | 294 | Sub_sector | Transport | Planes | Transport (planes) | Energetic | transport_planes_final_demand_methane | Methane | EU | Energy demand | 0 | FEC
DE | TYNDP2026 | NT | 2030 | TWh | 295 | Sub_sector | Transport | Planes | Transport (planes) | Energetic | transport_planes_final_demand_heat | Heat | EU | Energy demand | 0 | FEC
DE | TYNDP2026 | NT | 2030 | TWh | 296 | Sub_sector | Transport | Planes | Transport (planes) | Energetic | transport_planes_final_demand_biomass | Biomass | EU | Energy demand | 0 | FEC
DE | TYNDP2026 | NT | 2030 | TWh | 297 | Sub_sector | Transport | Planes | Transport (planes) | Energetic | transport_planes_final_demand_coal | Solids | EU | Energy demand | 0 | FEC
DE | TYNDP2026 | NT | 2030 | TWh | 298 | Sub_sector | Transport | Planes | Transport (planes) | Energetic | transport_planes_final_demand_oil | Liquids | EU | Energy demand | 5.1478 | FEC
DE | TYNDP2026 | NT | 2030 | TWh | 299 | Sub_sector | Transport | Planes | Transport (planes) | Energetic | transport_planes_final_demand_other | Others | EU | Energy demand | 0 | FEC
DE | TYNDP2026 | NT | 2030 | TWh | 300 | Sub_sector | Transport | Planes | Transport (planes) | Energetic | transport_planes_final_demand_ammonia | Ammonia | EU | Energy demand | 0 | FEC
DE | TYNDP2026 | NT | 2030 | TWh | 302 | Sub_sector | Transport | Others | Transport (others) | Energetic | transport_other_final_demand_electricity | Electricity | EU | Energy demand | 0.10486 | FEC
DE | TYNDP2026 | NT | 2030 | TWh | 303 | Sub_sector | Transport | Others | Transport (others) | Energetic | transport_other_final_demand_hydrogen | Hydrogen | EU | Energy demand | 0 | FEC
DE | TYNDP2026 | NT | 2030 | TWh | 304 | Sub_sector | Transport | Others | Transport (others) | Energetic | transport_other_final_demand_methane | Methane | EU | Energy demand | 0 | FEC
DE | TYNDP2026 | NT | 2030 | TWh | 305 | Sub_sector | Transport | Others | Transport (others) | Energetic | transport_other_final_demand_heat | Heat | EU | Energy demand | 0 | FEC
DE | TYNDP2026 | NT | 2030 | TWh | 306 | Sub_sector | Transport | Others | Transport (others) | Energetic | transport_other_final_demand_biomass | Biomass | EU | Energy demand | 0 | FEC
DE | TYNDP2026 | NT | 2030 | TWh | 307 | Sub_sector | Transport | Others | Transport (others) | Energetic | transport_other_final_demand_coal | Solids | EU | Energy demand | 0 | FEC
DE | TYNDP2026 | NT | 2030 | TWh | 308 | Sub_sector | Transport | Others | Transport (others) | Energetic | transport_other_final_demand_oil | Liquids | EU | Energy demand | 0 | FEC
DE | TYNDP2026 | NT | 2030 | TWh | 309 | Sub_sector | Transport | Others | Transport (others) | Energetic | transport_other_final_demand_other | Others | EU | Energy demand | 0 | FEC
DE | TYNDP2026 | NT | 2030 | TWh | 310 | Sub_sector | Transport | Others | Transport (others) | Energetic | transport_other_final_demand_ammonia | Ammonia | EU | Energy demand | 0 | FEC
DE | TYNDP2026 | NT | 2030 | TWh | 312 | Sub_sector | International transport | International aviation | Transport (int. aviation) | Energetic | transport_int_aviation_final_demand_electricity | Electricity | EU | Energy demand | 0 | FEC
DE | TYNDP2026 | NT | 2030 | TWh | 313 | Sub_sector | International transport | International aviation | Transport (int. aviation) | Energetic | transport_int_aviation_final_demand_hydrogen | Hydrogen | EU | Energy demand | 0 | FEC
DE | TYNDP2026 | NT | 2030 | TWh | 314 | Sub_sector | International transport | International aviation | Transport (int. aviation) | Energetic | transport_int_aviation_final_demand_methane | Methane | EU | Energy demand | 0 | FEC
DE | TYNDP2026 | NT | 2030 | TWh | 315 | Sub_sector | International transport | International aviation | Transport (int. aviation) | Energetic | transport_int_aviation_final_demand_heat | Heat | EU | Energy demand | 0 | FEC
DE | TYNDP2026 | NT | 2030 | TWh | 316 | Sub_sector | International transport | International aviation | Transport (int. aviation) | Energetic | transport_int_aviation_final_demand_biofuels | Biomass | EU | Energy demand | 0 | FEC
DE | TYNDP2026 | NT | 2030 | TWh | 317 | Sub_sector | International transport | International aviation | Transport (int. aviation) | Energetic | transport_int_aviation_final_demand_coal | Solids | EU | Energy demand | 0 | FEC
DE | TYNDP2026 | NT | 2030 | TWh | 318 | Sub_sector | International transport | International aviation | Transport (int. aviation) | Energetic | transport_int_aviation_final_demand_oil | Liquids | EU | Energy demand | 129.2144 | FEC
DE | TYNDP2026 | NT | 2030 | TWh | 319 | Sub_sector | International transport | International aviation | Transport (int. aviation) | Energetic | transport_int_aviation_final_demand_other | Others | EU | Energy demand | 0 | FEC
DE | TYNDP2026 | NT | 2030 | TWh | 320 | Sub_sector | International transport | International aviation | Transport (int. aviation) | Energetic | transport_int_aviation_final_demand_ammonia | Ammonia | EU | Energy demand | 0 | FEC
DE | TYNDP2026 | NT | 2030 | TWh | 322 | Sub_sector | International transport | International shipping | Transport (int. shipping) | Energetic | transport_int_shipping_final_demand_electricity | Electricity | EU | Energy demand | 0 | not_included_in_FEC
DE | TYNDP2026 | NT | 2030 | TWh | 323 | Sub_sector | International transport | International shipping | Transport (int. shipping) | Energetic | transport_int_shipping_final_demand_hydrogen | Hydrogen | EU | Energy demand | 0 | not_included_in_FEC
DE | TYNDP2026 | NT | 2030 | TWh | 324 | Sub_sector | International transport | International shipping | Transport (int. shipping) | Energetic | transport_int_shipping_final_demand_methane | Methane | EU | Energy demand | 0 | not_included_in_FEC
DE | TYNDP2026 | NT | 2030 | TWh | 325 | Sub_sector | International transport | International shipping | Transport (int. shipping) | Energetic | transport_int_shipping_final_demand_heat | Heat | EU | Energy demand | 0 | not_included_in_FEC
DE | TYNDP2026 | NT | 2030 | TWh | 326 | Sub_sector | International transport | International shipping | Transport (int. shipping) | Energetic | transport_int_shipping_final_demand_biofuels | Biomass | EU | Energy demand | 0 | not_included_in_FEC
DE | TYNDP2026 | NT | 2030 | TWh | 327 | Sub_sector | International transport | International shipping | Transport (int. shipping) | Energetic | transport_int_shipping_final_demand_coal | Solids | EU | Energy demand | 0 | not_included_in_FEC
DE | TYNDP2026 | NT | 2030 | TWh | 328 | Sub_sector | International transport | International shipping | Transport (int. shipping) | Energetic | transport_int_shipping_final_demand_oil | Liquids | EU | Energy demand | 17.9148 | not_included_in_FEC
DE | TYNDP2026 | NT | 2030 | TWh | 329 | Sub_sector | International transport | International shipping | Transport (int. shipping) | Energetic | transport_int_shipping_final_demand_other | Others | EU | Energy demand | 0 | not_included_in_FEC
DE | TYNDP2026 | NT | 2030 | TWh | 330 | Sub_sector | International transport | International shipping | Transport (int. shipping) | Energetic | transport_int_shipping_final_demand_ammonia | Ammonia | EU | Energy demand | 0 | not_included_in_FEC
DE | TYNDP2026 | NT | 2030 | TWh | 332 | Sub_sector | Households | Space heating | Households (heating) | Energetic | households_heating_final_demand_electricity | Electricity | EU | Energy demand | 27.1268 | FEC
DE | TYNDP2026 | NT | 2030 | TWh | 333 | Sub_sector | Households | Space heating | Households (heating) | Energetic | households_heating_final_demand_hydrogen | Hydrogen | EU | Energy demand | 1.3728 | FEC
DE | TYNDP2026 | NT | 2030 | TWh | 334 | Sub_sector | Households | Space heating | Households (heating) | Energetic | households_heating_final_demand_methane | Methane | EU | Energy demand | 136.5702 | FEC
DE | TYNDP2026 | NT | 2030 | TWh | 335 | Sub_sector | Households | Space heating | Households (heating) | Energetic | households_heating_final_demand_heat | Heat | EU | Energy demand | 37.5418 | FEC
DE | TYNDP2026 | NT | 2030 | TWh | 336 | Sub_sector | Households | Space heating | Households (heating) | Energetic | households_heating_final_demand_biomass | Biomass | EU | Energy demand | 76.0322 | FEC
DE | TYNDP2026 | NT | 2030 | TWh | 337 | Sub_sector | Households | Space heating | Households (heating) | Energetic | households_heating_final_demand_coal | Solids | EU | Energy demand | 0 | FEC
DE | TYNDP2026 | NT | 2030 | TWh | 338 | Sub_sector | Households | Space heating | Households (heating) | Energetic | households_heating_final_demand_oil | Liquids | EU | Energy demand | 57.8027 | FEC
DE | TYNDP2026 | NT | 2030 | TWh | 339 | Sub_sector | Households | Space heating | Households (heating) | Energetic | households_heating_final_demand_other | Others | EU | Energy demand | 0 | FEC
DE | TYNDP2026 | NT | 2030 | TWh | 340 | Sub_sector | Households | Space heating | Households (heating) | Energetic | households_heating_final_demand_ammonia | Ammonia | EU | Energy demand | 0 | FEC
DE | TYNDP2026 | NT | 2030 | TWh | 343 | Sub_sector | Households | Cooling | Households (cooling) | Energetic | households_cooling_final_demand_electricity | Electricity | EU | Energy demand | 1.4593 | FEC
DE | TYNDP2026 | NT | 2030 | TWh | 344 | Sub_sector | Households | Cooling | Households (cooling) | Energetic | households_cooling_final_demand_hydrogen | Hydrogen | EU | Energy demand | 0 | FEC
DE | TYNDP2026 | NT | 2030 | TWh | 345 | Sub_sector | Households | Cooling | Households (cooling) | Energetic | households_cooling_final_demand_methane | Methane | EU | Energy demand | 0 | FEC
DE | TYNDP2026 | NT | 2030 | TWh | 346 | Sub_sector | Households | Cooling | Households (cooling) | Energetic | households_cooling_final_demand_heat | Heat | EU | Energy demand | 0 | FEC
DE | TYNDP2026 | NT | 2030 | TWh | 347 | Sub_sector | Households | Cooling | Households (cooling) | Energetic | households_cooling_final_demand_biomass | Biomass | EU | Energy demand | 0 | FEC
DE | TYNDP2026 | NT | 2030 | TWh | 348 | Sub_sector | Households | Cooling | Households (cooling) | Energetic | households_cooling_final_demand_coal | Solids | EU | Energy demand | 0 | FEC
DE | TYNDP2026 | NT | 2030 | TWh | 349 | Sub_sector | Households | Cooling | Households (cooling) | Energetic | households_cooling_final_demand_oil | Liquids | EU | Energy demand | 0 | FEC
DE | TYNDP2026 | NT | 2030 | TWh | 350 | Sub_sector | Households | Cooling | Households (cooling) | Energetic | households_cooling_final_demand_other | Others | EU | Energy demand | 0 | FEC
DE | TYNDP2026 | NT | 2030 | TWh | 351 | Sub_sector | Households | Cooling | Households (cooling) | Energetic | households_cooling_final_demand_ammonia | Ammonia | EU | Energy demand | 0 | FEC
DE | TYNDP2026 | NT | 2030 | TWh | 354 | Sub_sector | Households | Hot water | Households (hot water) | Energetic | households_hot_water_final_demand_electricity | Electricity | EU | Energy demand | 17.3029 | FEC
DE | TYNDP2026 | NT | 2030 | TWh | 355 | Sub_sector | Households | Hot water | Households (hot water) | Energetic | households_hot_water_final_demand_hydrogen | Hydrogen | EU | Energy demand | 0.9444 | FEC
DE | TYNDP2026 | NT | 2030 | TWh | 356 | Sub_sector | Households | Hot water | Households (hot water) | Energetic | households_hot_water_final_demand_methane | Methane | EU | Energy demand | 40.4838 | FEC
DE | TYNDP2026 | NT | 2030 | TWh | 357 | Sub_sector | Households | Hot water | Households (hot water) | Energetic | households_hot_water_final_demand_heat | Heat | EU | Energy demand | 15.5555 | FEC
DE | TYNDP2026 | NT | 2030 | TWh | 358 | Sub_sector | Households | Hot water | Households (hot water) | Energetic | households_hot_water_final_demand_biomass | Biomass | EU | Energy demand | 16.5511 | FEC
DE | TYNDP2026 | NT | 2030 | TWh | 359 | Sub_sector | Households | Hot water | Households (hot water) | Energetic | households_hot_water_final_demand_coal | Solids | EU | Energy demand | 0 | FEC
DE | TYNDP2026 | NT | 2030 | TWh | 360 | Sub_sector | Households | Hot water | Households (hot water) | Energetic | households_hot_water_final_demand_oil | Liquids | EU | Energy demand | 8.1063 | FEC
DE | TYNDP2026 | NT | 2030 | TWh | 361 | Sub_sector | Households | Hot water | Households (hot water) | Energetic | households_hot_water_final_demand_other | Others | EU | Energy demand | 14.2363 | FEC
DE | TYNDP2026 | NT | 2030 | TWh | 362 | Sub_sector | Households | Hot water | Households (hot water) | Energetic | households_hot_water_final_demand_ammonia | Ammonia | EU | Energy demand | 0 | FEC
DE | TYNDP2026 | NT | 2030 | TWh | 365 | Sub_sector | Households | Appliances | Households (appliances) | Energetic | households_appliances_final_demand_electricity | Electricity | EU | Energy demand | 97.3781 | FEC
DE | TYNDP2026 | NT | 2030 | TWh | 366 | Sub_sector | Households | Appliances | Households (appliances) | Energetic | households_appliances_final_demand_hydrogen | Hydrogen | EU | Energy demand | 0 | FEC
DE | TYNDP2026 | NT | 2030 | TWh | 367 | Sub_sector | Households | Appliances | Households (appliances) | Energetic | households_appliances_final_demand_methane | Methane | EU | Energy demand | 1.012 | FEC
DE | TYNDP2026 | NT | 2030 | TWh | 368 | Sub_sector | Households | Appliances | Households (appliances) | Energetic | households_appliances_final_demand_heat | Heat | EU | Energy demand | 0 | FEC
DE | TYNDP2026 | NT | 2030 | TWh | 369 | Sub_sector | Households | Appliances | Households (appliances) | Energetic | households_appliances_final_demand_biomass | Biomass | EU | Energy demand | 0 | FEC
DE | TYNDP2026 | NT | 2030 | TWh | 370 | Sub_sector | Households | Appliances | Households (appliances) | Energetic | households_appliances_final_demand_coal | Solids | EU | Energy demand | 0 | FEC
DE | TYNDP2026 | NT | 2030 | TWh | 371 | Sub_sector | Households | Appliances | Households (appliances) | Energetic | households_appliances_final_demand_oil | Liquids | EU | Energy demand | 0 | FEC
DE | TYNDP2026 | NT | 2030 | TWh | 372 | Sub_sector | Households | Appliances | Households (appliances) | Energetic | households_appliances_final_demand_other | Others | EU | Energy demand | 0 | FEC
DE | TYNDP2026 | NT | 2030 | TWh | 373 | Sub_sector | Households | Appliances | Households (appliances) | Energetic | households_appliances_final_demand_ammonia | Ammonia | EU | Energy demand | 0 | FEC
DE | TYNDP2026 | NT | 2030 | TWh | 375 | Sub_sector | Buildings | Space heating | Buildings (heat) | Energetic | buildings_heat_final_demand_electricity | Electricity | EU | Energy demand | 13.8047 | FEC
DE | TYNDP2026 | NT | 2030 | TWh | 376 | Sub_sector | Buildings | Space heating | Buildings (heat) | Energetic | buildings_heat_final_demand_hydrogen | Hydrogen | EU | Energy demand | 0.57907 | FEC
DE | TYNDP2026 | NT | 2030 | TWh | 377 | Sub_sector | Buildings | Space heating | Buildings (heat) | Energetic | buildings_heat_final_demand_methane | Methane | EU | Energy demand | 52.8758 | FEC
DE | TYNDP2026 | NT | 2030 | TWh | 378 | Sub_sector | Buildings | Space heating | Buildings (heat) | Energetic | buildings_heat_final_demand_heat | Heat | EU | Energy demand | 15.7795 | FEC
DE | TYNDP2026 | NT | 2030 | TWh | 379 | Sub_sector | Buildings | Space heating | Buildings (heat) | Energetic | buildings_heat_final_demand_biomass | Biomass | EU | Energy demand | 27.5877 | FEC
DE | TYNDP2026 | NT | 2030 | TWh | 380 | Sub_sector | Buildings | Space heating | Buildings (heat) | Energetic | buildings_heat_final_demand_coal | Solids | EU | Energy demand | 0 | FEC
DE | TYNDP2026 | NT | 2030 | TWh | 381 | Sub_sector | Buildings | Space heating | Buildings (heat) | Energetic | buildings_heat_final_demand_oil | Liquids | EU | Energy demand | 19.7141 | FEC
DE | TYNDP2026 | NT | 2030 | TWh | 382 | Sub_sector | Buildings | Space heating | Buildings (heat) | Energetic | buildings_heat_final_demand_other | Others | EU | Energy demand | 4.2268 | FEC
DE | TYNDP2026 | NT | 2030 | TWh | 383 | Sub_sector | Buildings | Space heating | Buildings (heat) | Energetic | buildings_heat_final_demand_ammonia | Ammonia | EU | Energy demand | 0 | FEC
DE | TYNDP2026 | NT | 2030 | TWh | 386 | Sub_sector | Buildings | Cooling | Buildings (cooling) | Energetic | buildings_cooling_final_demand_electricity | Electricity | EU | Energy demand | 5.6262 | FEC
DE | TYNDP2026 | NT | 2030 | TWh | 387 | Sub_sector | Buildings | Cooling | Buildings (cooling) | Energetic | buildings_cooling_final_demand_hydrogen | Hydrogen | EU | Energy demand | 0 | FEC
DE | TYNDP2026 | NT | 2030 | TWh | 388 | Sub_sector | Buildings | Cooling | Buildings (cooling) | Energetic | buildings_cooling_final_demand_methane | Methane | EU | Energy demand | 0 | FEC
DE | TYNDP2026 | NT | 2030 | TWh | 389 | Sub_sector | Buildings | Cooling | Buildings (cooling) | Energetic | buildings_cooling_final_demand_heat | Heat | EU | Energy demand | 0 | FEC
DE | TYNDP2026 | NT | 2030 | TWh | 390 | Sub_sector | Buildings | Cooling | Buildings (cooling) | Energetic | buildings_cooling_final_demand_biomass | Biomass | EU | Energy demand | 0 | FEC
DE | TYNDP2026 | NT | 2030 | TWh | 391 | Sub_sector | Buildings | Cooling | Buildings (cooling) | Energetic | buildings_cooling_final_demand_coal | Solids | EU | Energy demand | 0 | FEC
DE | TYNDP2026 | NT | 2030 | TWh | 392 | Sub_sector | Buildings | Cooling | Buildings (cooling) | Energetic | buildings_cooling_final_demand_oil | Liquids | EU | Energy demand | 0 | FEC
DE | TYNDP2026 | NT | 2030 | TWh | 393 | Sub_sector | Buildings | Cooling | Buildings (cooling) | Energetic | buildings_cooling_final_demand_other | Others | EU | Energy demand | 0 | FEC
DE | TYNDP2026 | NT | 2030 | TWh | 394 | Sub_sector | Buildings | Cooling | Buildings (cooling) | Energetic | buildings_cooling_final_demand_ammonia | Ammonia | EU | Energy demand | 0 | FEC
DE | TYNDP2026 | NT | 2030 | TWh | 397 | Sub_sector | Buildings | Appliances | Buildings (appliances) | Energetic | buildings_appliances_final_demand_electricity | Electricity | EU | Energy demand | 78.038 | FEC
DE | TYNDP2026 | NT | 2030 | TWh | 398 | Sub_sector | Buildings | Appliances | Buildings (appliances) | Energetic | buildings_appliances_final_demand_hydrogen | Hydrogen | EU | Energy demand | 0 | FEC
DE | TYNDP2026 | NT | 2030 | TWh | 399 | Sub_sector | Buildings | Appliances | Buildings (appliances) | Energetic | buildings_appliances_final_demand_methane | Methane | EU | Energy demand | 40.8773 | FEC
DE | TYNDP2026 | NT | 2030 | TWh | 400 | Sub_sector | Buildings | Appliances | Buildings (appliances) | Energetic | buildings_appliances_final_demand_heat | Heat | EU | Energy demand | 0 | FEC
DE | TYNDP2026 | NT | 2030 | TWh | 401 | Sub_sector | Buildings | Appliances | Buildings (appliances) | Energetic | buildings_appliances_final_demand_biomass | Biomass | EU | Energy demand | 0 | FEC
DE | TYNDP2026 | NT | 2030 | TWh | 402 | Sub_sector | Buildings | Appliances | Buildings (appliances) | Energetic | buildings_appliances_final_demand_coal | Solids | EU | Energy demand | 0 | FEC
DE | TYNDP2026 | NT | 2030 | TWh | 403 | Sub_sector | Buildings | Appliances | Buildings (appliances) | Energetic | buildings_appliances_final_demand_oil | Liquids | EU | Energy demand | 0 | FEC
DE | TYNDP2026 | NT | 2030 | TWh | 404 | Sub_sector | Buildings | Appliances | Buildings (appliances) | Energetic | buildings_appliances_final_demand_other | Others | EU | Energy demand | 0 | FEC
DE | TYNDP2026 | NT | 2030 | TWh | 405 | Sub_sector | Buildings | Appliances | Buildings (appliances) | Energetic | buildings_appliances_final_demand_ammonia | Ammonia | EU | Energy demand | 0 | FEC
DE | TYNDP2026 | NT | 2030 | TWh | 407 | Sub_sector | Buildings | Datacenters | Datacenters & ICT | Energetic | datacentres_final_demand_electricity_energetic | Electricity | EU | Energy demand | 52.6143 | FEC
DE | TYNDP2026 | NT | 2030 | TWh | 408 | Sub_sector | Buildings | Datacenters | Datacenters & ICT | Energetic | datacentres_final_demand_hydrogen_energetic | Hydrogen | EU | Energy demand | 0 | FEC
DE | TYNDP2026 | NT | 2030 | TWh | 409 | Sub_sector | Buildings | Datacenters | Datacenters & ICT | Energetic | datacentres_final_demand_methane_energetic | Methane | EU | Energy demand | 0 | FEC
DE | TYNDP2026 | NT | 2030 | TWh | 410 | Sub_sector | Buildings | Datacenters | Datacenters & ICT | Energetic | datacentres_final_demand_heat_energetic | Heat | EU | Energy demand | 0 | FEC
DE | TYNDP2026 | NT | 2030 | TWh | 411 | Sub_sector | Buildings | Datacenters | Datacenters & ICT | Energetic | datacentres_final_demand_biomass_energetic | Biomass | EU | Energy demand | 0 | FEC
DE | TYNDP2026 | NT | 2030 | TWh | 412 | Sub_sector | Buildings | Datacenters | Datacenters & ICT | Energetic | datacentres_final_demand_coal_energetic | Solids | EU | Energy demand | 0 | FEC
DE | TYNDP2026 | NT | 2030 | TWh | 413 | Sub_sector | Buildings | Datacenters | Datacenters & ICT | Energetic | datacentres_final_demand_oil_energetic | Liquids | EU | Energy demand | 0 | FEC
DE | TYNDP2026 | NT | 2030 | TWh | 414 | Sub_sector | Buildings | Datacenters | Datacenters & ICT | Energetic | datacentres_final_demand_other_energetic | Others | EU | Energy demand | 0 | FEC
DE | TYNDP2026 | NT | 2030 | TWh | 415 | Sub_sector | Buildings | Datacenters | Datacenters & ICT | Energetic | datacentres_final_demand_ammonia_energetic | Ammonia | EU | Energy demand | 0 | FEC
DE | TYNDP2026 | NT | 2030 | TWh | 417 | Sub_sector | Transport | Others_Sector | Others_Sector | Energetic | other_final_demand_electricity_energetic | Electricity | EU | Energy demand | 0 | FEC
DE | TYNDP2026 | NT | 2030 | TWh | 418 | Sub_sector | Transport | Others_Sector | Others_Sector | Energetic | other_final_demand_hydrogen_energetic | Hydrogen | EU | Energy demand | 0 | FEC
DE | TYNDP2026 | NT | 2030 | TWh | 419 | Sub_sector | Transport | Pipeline Transport | Others_Sector | Energetic | other_final_demand_methane_energetic | Methane | EU | Energy demand | 4.2399 | FEC
DE | TYNDP2026 | NT | 2030 | TWh | 420 | Sub_sector | Transport | Others_Sector | Others_Sector | Energetic | other_final_demand_heat_energetic | Heat | EU | Energy demand | 0 | FEC
DE | TYNDP2026 | NT | 2030 | TWh | 421 | Sub_sector | Transport | Others_Sector | Others_Sector | Energetic | other_final_demand_biomass_energetic | Biomass | EU | Energy demand | 0 | FEC
DE | TYNDP2026 | NT | 2030 | TWh | 422 | Sub_sector | Transport | Others_Sector | Others_Sector | Energetic | other_final_demand_coal_energetic | Solids | EU | Energy demand | 0 | FEC
DE | TYNDP2026 | NT | 2030 | TWh | 423 | Sub_sector | Transport | Others_Sector | Others_Sector | Energetic | other_final_demand_oil_energetic | Liquids | EU | Energy demand | 1.2587 | FEC
DE | TYNDP2026 | NT | 2030 | TWh | 424 | Sub_sector | Others_Sector | Others_Sector | Others_Sector | Non-energetic | other_final_demand_oil_non_energetic | Liquids | EU | Energy demand | 2.0747 | not_included_in_FEC
DE | TYNDP2026 | NT | 2030 | TWh | 425 | Sub_sector | Transport | Others_Sector | Others_Sector | Energetic | other_final_demand_other_energetic | Others | EU | Energy demand | 0 | FEC
DE | TYNDP2026 | NT | 2030 | TWh | 426 | Sub_sector | Transport | Others_Sector | Others_Sector | Energetic | other_final_demand_ammonia_energetic | Ammonia | EU | Energy demand | 0 | FEC
DE | TYNDP2026 | NT | 2030 | TWh | 427 | Sub_sector | Industry | Surplus_Heat_in_Industry | Surplus_Heat_in_Industry | Energetic | final_demand_of_industry_unused_local_production_steam_hot_water | Heat | EU | Energy demand | 0 | FEC
DE | TYNDP2026 | NT | 2030 | TWh | 429 | Sub_sector | Agriculture | Total | Agriculture | Energetic | agriculture_final_demand_electricity_energetic | Electricity | EU | Energy demand | 4.7088 | FEC
DE | TYNDP2026 | NT | 2030 | TWh | 430 | Sub_sector | Agriculture | Total | Agriculture | Energetic | agriculture_final_demand_hydrogen_energetic | Hydrogen | EU | Energy demand | 0 | FEC
DE | TYNDP2026 | NT | 2030 | TWh | 431 | Sub_sector | Agriculture | Total | Agriculture | Energetic | agriculture_final_demand_methane_energetic | Methane | EU | Energy demand | 16.9154 | FEC
DE | TYNDP2026 | NT | 2030 | TWh | 432 | Sub_sector | Agriculture | Total | Agriculture | Energetic | agriculture_final_demand_heat_energetic | Heat | EU | Energy demand | 0 | FEC
DE | TYNDP2026 | NT | 2030 | TWh | 433 | Sub_sector | Agriculture | Total | Agriculture | Energetic | agriculture_final_demand_biomass_energetic | Biomass | EU | Energy demand | 3.4115 | FEC
DE | TYNDP2026 | NT | 2030 | TWh | 434 | Sub_sector | Agriculture | Total | Agriculture | Energetic | agriculture_final_demand_coal_energetic | Solids | EU | Energy demand | 0 | FEC
DE | TYNDP2026 | NT | 2030 | TWh | 435 | Sub_sector | Agriculture | Total | Agriculture | Energetic | agriculture_final_demand_oil_energetic | Liquids | EU | Energy demand | 8.6074 | FEC
DE | TYNDP2026 | NT | 2030 | TWh | 436 | Sub_sector | Agriculture | Total | Agriculture | Energetic | agriculture_final_demand_other_energetic | Others | EU | Energy demand | 0 | FEC
DE | TYNDP2026 | NT | 2030 | TWh | 437 | Sub_sector | Agriculture | Total | Agriculture | Energetic | agriculture_final_demand_ammonia_energetic | Ammonia | EU | Energy demand | 0 | FEC
DE | TYNDP2026 | NT | 2030 | TWh | 447 | Sub_sector | Buildings | Surplus Energy | Buildings | Energetic | GAP | Electricity | EU | Energy demand | 0 | FEC
DE | TYNDP2026 | NT | 2030 | TWh | 448 | Sub_sector | Buildings | Surplus Energy | Buildings | Energetic | GAP | Hydrogen | EU | Energy demand | 0 | FEC
DE | TYNDP2026 | NT | 2030 | TWh | 449 | Sub_sector | Buildings | Surplus Energy | Buildings | Energetic | GAP | Methane | EU | Energy demand | 0 | FEC
DE | TYNDP2026 | NT | 2030 | TWh | 450 | Sub_sector | Buildings | Surplus Energy | Buildings | Energetic | GAP | Heat | EU | Energy demand | 0 | FEC
DE | TYNDP2026 | NT | 2030 | TWh | 451 | Sub_sector | Buildings | Surplus Energy | Buildings | Energetic | GAP | Biomass | EU | Energy demand | 0.022726 | FEC
DE | TYNDP2026 | NT | 2030 | TWh | 452 | Sub_sector | Buildings | Surplus Energy | Buildings | Energetic | GAP | Solids | EU | Energy demand | 0 | FEC
DE | TYNDP2026 | NT | 2030 | TWh | 453 | Sub_sector | Buildings | Surplus Energy | Buildings | Energetic | GAP | Liquids | EU | Energy demand | 7.1939 | FEC
DE | TYNDP2026 | NT | 2030 | TWh | 454 | Sub_sector | Buildings | Surplus Energy | Buildings | Energetic | GAP | Others | EU | Energy demand | 0 | FEC
DE | TYNDP2026 | NT | 2030 | TWh | 455 | Sub_sector | Buildings | Surplus Energy | Buildings | Energetic | GAP | Ammonia | EU | Energy demand | 0 | FEC
DE | TYNDP2026 | NT | 2030 | TWh | 456 | Sub_sector | Households | Surplus Energy | Households | Energetic | GAP | Electricity | EU | Energy demand | 0 | FEC
DE | TYNDP2026 | NT | 2030 | TWh | 457 | Sub_sector | Households | Surplus Energy | Households | Energetic | GAP | Hydrogen | EU | Energy demand | 0 | FEC
DE | TYNDP2026 | NT | 2030 | TWh | 458 | Sub_sector | Households | Surplus Energy | Households | Energetic | GAP | Methane | EU | Energy demand | 0 | FEC
DE | TYNDP2026 | NT | 2030 | TWh | 459 | Sub_sector | Households | Surplus Energy | Households | Energetic | GAP | Heat | EU | Energy demand | 0 | FEC
DE | TYNDP2026 | NT | 2030 | TWh | 460 | Sub_sector | Households | Surplus Energy | Households | Energetic | GAP | Biomass | EU | Energy demand | 0 | FEC
DE | TYNDP2026 | NT | 2030 | TWh | 461 | Sub_sector | Households | Surplus Energy | Households | Energetic | GAP | Solids | EU | Energy demand | 0 | FEC
DE | TYNDP2026 | NT | 2030 | TWh | 462 | Sub_sector | Households | Surplus Energy | Households | Energetic | GAP | Liquids | EU | Energy demand | 0 | FEC
DE | TYNDP2026 | NT | 2030 | TWh | 463 | Sub_sector | Households | Surplus Energy | Households | Energetic | GAP | Others | EU | Energy demand | 0 | FEC
DE | TYNDP2026 | NT | 2030 | TWh | 464 | Sub_sector | Households | Surplus Energy | Households | Energetic | GAP | Ammonia | EU | Energy demand | 0 | FEC
DE | TYNDP2026 | NT | 2035 | TWh | 102 | Sub_sector | Industry | Aluminium | Industry (aluminium) | Energetic | industry_aluminium_demand_electricity_energetic | Electricity | EU | Energy demand | 4.0446 | FEC
DE | TYNDP2026 | NT | 2035 | TWh | 103 | Sub_sector | Industry | Aluminium | Industry (aluminium) | Energetic | industry_aluminium_demand_hydrogen_energetic | Hydrogen | EU | Energy demand | 0 | FEC
DE | TYNDP2026 | NT | 2035 | TWh | 104 | Sub_sector | Industry | Aluminium | Industry (aluminium) | Energetic | industry_aluminium_demand_methane_energetic | Methane | EU | Energy demand | 0.62708 | FEC
DE | TYNDP2026 | NT | 2035 | TWh | 105 | Sub_sector | Industry | Aluminium | Industry (aluminium) | Energetic | industry_aluminium_demand_heat_energetic | Heat | EU | Energy demand | 0 | FEC
DE | TYNDP2026 | NT | 2035 | TWh | 106 | Sub_sector | Industry | Aluminium | Industry (aluminium) | Energetic | industry_aluminium_demand_biomass_energetic | Biomass | EU | Energy demand | 0 | FEC
DE | TYNDP2026 | NT | 2035 | TWh | 107 | Sub_sector | Industry | Aluminium | Industry (aluminium) | Energetic | industry_aluminium_demand_coal_energetic | Solids | EU | Energy demand | 0 | FEC
DE | TYNDP2026 | NT | 2035 | TWh | 108 | Sub_sector | Industry | Aluminium | Industry (aluminium) | Energetic | industry_aluminium_demand_oil_energetic | Liquids | EU | Energy demand | 0 | FEC
DE | TYNDP2026 | NT | 2035 | TWh | 109 | Sub_sector | Industry | Aluminium | Industry (aluminium) | Energetic | industry_aluminium_demand_others_energetic | Others | EU | Energy demand | 0 | FEC
DE | TYNDP2026 | NT | 2035 | TWh | 110 | Sub_sector | Industry | Aluminium | Industry (aluminium) | Energetic | industry_ammonia_demand_others_energetic | Ammonia | EU | Energy demand | 0 | FEC
DE | TYNDP2026 | NT | 2035 | TWh | 112 | Sub_sector | Industry | Chemicals | Industry (chemicals, energetic) | Energetic | industry_chemical_demand_electricity_energetic | Electricity | EU | Energy demand | 74.4372 | FEC
DE | TYNDP2026 | NT | 2035 | TWh | 113 | Sub_sector | Industry | Chemicals | Industry (chemicals, energetic) | Energetic | industry_chemical_demand_hydrogen_energetic | Hydrogen | EU | Energy demand | 17.854 | FEC
DE | TYNDP2026 | NT | 2035 | TWh | 114 | Sub_sector | Industry | Chemicals | Industry (chemicals, energetic) | Energetic | industry_chemical_demand_methane_energetic | Methane | EU | Energy demand | 25.9441 | FEC
DE | TYNDP2026 | NT | 2035 | TWh | 115 | Sub_sector | Industry | Chemicals | Industry (chemicals, energetic) | Energetic | industry_chemical_demand_heat_energetic | Heat | EU | Energy demand | 9.4571 | FEC
DE | TYNDP2026 | NT | 2035 | TWh | 116 | Sub_sector | Industry | Chemicals | Industry (chemicals, energetic) | Energetic | industry_chemical_demand_biomass_energetic | Biomass | EU | Energy demand | 5.6491 | FEC
DE | TYNDP2026 | NT | 2035 | TWh | 117 | Sub_sector | Industry | Chemicals | Industry (chemicals, energetic) | Energetic | industry_chemical_demand_coal_energetic | Solids | EU | Energy demand | 7.9506 | FEC
DE | TYNDP2026 | NT | 2035 | TWh | 118 | Sub_sector | Industry | Chemicals | Industry (chemicals, energetic) | Energetic | industry_chemical_demand_oil_energetic | Liquids | EU | Energy demand | 0.40333 | FEC
DE | TYNDP2026 | NT | 2035 | TWh | 119 | Sub_sector | Industry | Chemicals | Industry (chemicals, energetic) | Energetic | industry_chemical_demand_others_energetic | Others | EU | Energy demand | 0 | FEC
DE | TYNDP2026 | NT | 2035 | TWh | 120 | Sub_sector | Industry | Chemicals | Industry (chemicals, energetic) | Energetic | industry_chemical_demand_ammonia_energetic | Ammonia | EU | Energy demand | 0 | FEC
DE | TYNDP2026 | NT | 2035 | TWh | 122 | Sub_sector | Industry | Chemicals | Industry (chemicals, non-energetic) | Non-energetic | industry_chemical_demand_electricity_non_energetic | Electricity | EU | Energy demand | 0 | not_included_in_FEC
DE | TYNDP2026 | NT | 2035 | TWh | 123 | Sub_sector | Industry | Chemicals | Industry (chemicals, non-energetic) | Non-energetic | industry_chemical_demand_hydrogen_non_energetic | Hydrogen | EU | Energy demand | 23.2495 | not_included_in_FEC
DE | TYNDP2026 | NT | 2035 | TWh | 124 | Sub_sector | Industry | Chemicals | Industry (chemicals, non-energetic) | Non-energetic | industry_chemical_demand_methane_non_energetic | Methane | EU | Energy demand | 0 | not_included_in_FEC
DE | TYNDP2026 | NT | 2035 | TWh | 125 | Sub_sector | Industry | Chemicals | Industry (chemicals, non-energetic) | Non-energetic | industry_chemical_demand_heat_non_energetic | Heat | EU | Energy demand | 0 | not_included_in_FEC
DE | TYNDP2026 | NT | 2035 | TWh | 126 | Sub_sector | Industry | Chemicals | Industry (chemicals, non-energetic) | Non-energetic | industry_chemical_demand_biomass_non_energetic | Biomass | EU | Energy demand | 45.7667 | not_included_in_FEC
DE | TYNDP2026 | NT | 2035 | TWh | 127 | Sub_sector | Industry | Chemicals | Industry (chemicals, non-energetic) | Non-energetic | industry_chemical_demand_coal_non_energetic | Solids | EU | Energy demand | 0 | not_included_in_FEC
DE | TYNDP2026 | NT | 2035 | TWh | 128 | Sub_sector | Industry | Chemicals | Industry (chemicals, non-energetic) | Non-energetic | industry_chemical_demand_oil_non_energetic | Liquids | EU | Energy demand | 114.0506 | not_included_in_FEC
DE | TYNDP2026 | NT | 2035 | TWh | 129 | Sub_sector | Industry | Chemicals | Industry (chemicals, non-energetic) | Non-energetic | industry_chemical_demand_others_non_energetic | Others | EU | Energy demand | 0 | not_included_in_FEC
DE | TYNDP2026 | NT | 2035 | TWh | 130 | Sub_sector | Industry | Chemicals | Industry (chemicals, non-energetic) | Non-energetic | industry_chemical_demand_ammonia_non_energetic | Ammonia | EU | Energy demand | 0 | not_included_in_FEC
DE | TYNDP2026 | NT | 2035 | TWh | 132 | Sub_sector | Industry | Fertilizers | Industry (fertilizers, energetic) | Energetic | industry_fertilizers_demand_electricity_energetic | Electricity | EU | Energy demand | 0.83288 | FEC
DE | TYNDP2026 | NT | 2035 | TWh | 133 | Sub_sector | Industry | Fertilizers | Industry (fertilizers, energetic) | Energetic | industry_fertilizers_demand_hydrogen_energetic | Hydrogen | EU | Energy demand | 2.4774 | FEC
DE | TYNDP2026 | NT | 2035 | TWh | 134 | Sub_sector | Industry | Fertilizers | Industry (fertilizers, energetic) | Energetic | industry_fertilizers_demand_methane_energetic | Methane | EU | Energy demand | 2.4774 | FEC
DE | TYNDP2026 | NT | 2035 | TWh | 135 | Sub_sector | Industry | Fertilizers | Industry (fertilizers, energetic) | Energetic | industry_fertilizers_demand_heat_energetic | Heat | EU | Energy demand | 0 | FEC
DE | TYNDP2026 | NT | 2035 | TWh | 136 | Sub_sector | Industry | Fertilizers | Industry (fertilizers, energetic) | Energetic | industry_fertilizers_demand_biomass_energetic | Biomass | EU | Energy demand | 0 | FEC
DE | TYNDP2026 | NT | 2035 | TWh | 137 | Sub_sector | Industry | Fertilizers | Industry (fertilizers, energetic) | Energetic | industry_fertilizers_demand_coal_energetic | Solids | EU | Energy demand | 0 | FEC
DE | TYNDP2026 | NT | 2035 | TWh | 138 | Sub_sector | Industry | Fertilizers | Industry (fertilizers, energetic) | Energetic | industry_fertilizers_demand_oil_energetic | Liquids | EU | Energy demand | 0 | FEC
DE | TYNDP2026 | NT | 2035 | TWh | 139 | Sub_sector | Industry | Fertilizers | Industry (fertilizers, energetic) | Energetic | industry_fertilizers_demand_others_energetic | Others | EU | Energy demand | 0 | FEC
DE | TYNDP2026 | NT | 2035 | TWh | 140 | Sub_sector | Industry | Fertilizers | Industry (fertilizers, energetic) | Energetic | industry_fertilizers_demand_ammonia_energetic | Ammonia | EU | Energy demand | 0 | FEC
DE | TYNDP2026 | NT | 2035 | TWh | 142 | Sub_sector | Industry | Fertilizers | Industry (fertilizers, non-energetic) | Non-energetic | industry_fertilizers_demand_electricity_non_energetic | Electricity | EU | Energy demand | 0 | not_included_in_FEC
DE | TYNDP2026 | NT | 2035 | TWh | 143 | Sub_sector | Industry | Fertilizers | Industry (fertilizers, non-energetic) | Non-energetic | industry_fertilizers_demand_hydrogen_non_energetic | Hydrogen | EU | Energy demand | 10.743 | not_included_in_FEC
DE | TYNDP2026 | NT | 2035 | TWh | 144 | Sub_sector | Industry | Fertilizers | Industry (fertilizers, non-energetic) | Non-energetic | industry_fertilizers_demand_methane_non_energetic | Methane | EU | Energy demand | 6.0317 | not_included_in_FEC
DE | TYNDP2026 | NT | 2035 | TWh | 145 | Sub_sector | Industry | Fertilizers | Industry (fertilizers, non-energetic) | Non-energetic | industry_fertilizers_demand_heat_non_energetic | Heat | EU | Energy demand | 0 | not_included_in_FEC
DE | TYNDP2026 | NT | 2035 | TWh | 146 | Sub_sector | Industry | Fertilizers | Industry (fertilizers, non-energetic) | Non-energetic | industry_fertilizers_demand_biomass_non_energetic | Biomass | EU | Energy demand | 0 | not_included_in_FEC
DE | TYNDP2026 | NT | 2035 | TWh | 147 | Sub_sector | Industry | Fertilizers | Industry (fertilizers, non-energetic) | Non-energetic | industry_fertilizers_demand_coal_non_energetic | Solids | EU | Energy demand | 0 | not_included_in_FEC
DE | TYNDP2026 | NT | 2035 | TWh | 148 | Sub_sector | Industry | Fertilizers | Industry (fertilizers, non-energetic) | Non-energetic | industry_fertilizers_demand_oil_non_energetic | Liquids | EU | Energy demand | 0 | not_included_in_FEC
DE | TYNDP2026 | NT | 2035 | TWh | 149 | Sub_sector | Industry | Fertilizers | Industry (fertilizers, non-energetic) | Non-energetic | industry_fertilizers_demand_others_non_energetic | Others | EU | Energy demand | 0 | not_included_in_FEC
DE | TYNDP2026 | NT | 2035 | TWh | 150 | Sub_sector | Industry | Fertilizers | Industry (fertilizers, non-energetic) | Non-energetic | industry_fertilizers_demand_ammonia_non_energetic | Ammonia | EU | Energy demand | 1.669 | not_included_in_FEC
DE | TYNDP2026 | NT | 2035 | TWh | 152 | Sub_sector | Industry | Food | Industry (food) | Energetic | industry_food_demand_electricity_energetic | Electricity | EU | Energy demand | 29.2997 | FEC
DE | TYNDP2026 | NT | 2035 | TWh | 153 | Sub_sector | Industry | Food | Industry (food) | Energetic | industry_food_demand_hydrogen_energetic | Hydrogen | EU | Energy demand | 5.4079 | FEC
DE | TYNDP2026 | NT | 2035 | TWh | 154 | Sub_sector | Industry | Food | Industry (food) | Energetic | industry_food_demand_methane_energetic | Methane | EU | Energy demand | 8.4751 | FEC
DE | TYNDP2026 | NT | 2035 | TWh | 155 | Sub_sector | Industry | Food | Industry (food) | Energetic | industry_food_demand_heat_energetic | Heat | EU | Energy demand | 8.3903 | FEC
DE | TYNDP2026 | NT | 2035 | TWh | 156 | Sub_sector | Industry | Food | Industry (food) | Energetic | industry_food_demand_biomass_energetic | Biomass | EU | Energy demand | 4.3132 | FEC
DE | TYNDP2026 | NT | 2035 | TWh | 157 | Sub_sector | Industry | Food | Industry (food) | Energetic | industry_food_demand_coal_energetic | Solids | EU | Energy demand | 1.7707 | FEC
DE | TYNDP2026 | NT | 2035 | TWh | 158 | Sub_sector | Industry | Food | Industry (food) | Energetic | industry_food_demand_oil_energetic | Liquids | EU | Energy demand | 0 | FEC
DE | TYNDP2026 | NT | 2035 | TWh | 159 | Sub_sector | Industry | Food | Industry (food) | Energetic | industry_food_demand_others_energetic | Others | EU | Energy demand | 0 | FEC
DE | TYNDP2026 | NT | 2035 | TWh | 160 | Sub_sector | Industry | Food | Industry (food) | Energetic | industry_food_demand_ammonia_energetic | Ammonia | EU | Energy demand | 0 | FEC
DE | TYNDP2026 | NT | 2035 | TWh | 162 | Sub_sector | Industry | Metals | Industry (metal) | Energetic | industry_metal_demand_electricity_energetic | Electricity | EU | Energy demand | 4.9575 | FEC
DE | TYNDP2026 | NT | 2035 | TWh | 163 | Sub_sector | Industry | Metals | Industry (metal) | Energetic | industry_metal_demand_hydrogen_energetic | Hydrogen | EU | Energy demand | 0 | FEC
DE | TYNDP2026 | NT | 2035 | TWh | 164 | Sub_sector | Industry | Metals | Industry (metal) | Energetic | industry_metal_demand_methane_energetic | Methane | EU | Energy demand | 6.933 | FEC
DE | TYNDP2026 | NT | 2035 | TWh | 165 | Sub_sector | Industry | Metals | Industry (metal) | Energetic | industry_metal_demand_heat_energetic | Heat | EU | Energy demand | 0.23563 | FEC
DE | TYNDP2026 | NT | 2035 | TWh | 166 | Sub_sector | Industry | Metals | Industry (metal) | Energetic | industry_metal_demand_biomass_energetic | Biomass | EU | Energy demand | 0 | FEC
DE | TYNDP2026 | NT | 2035 | TWh | 167 | Sub_sector | Industry | Metals | Industry (metal) | Energetic | industry_metal_demand_coal_energetic | Solids | EU | Energy demand | 0.163 | FEC
DE | TYNDP2026 | NT | 2035 | TWh | 168 | Sub_sector | Industry | Metals | Industry (metal) | Energetic | industry_metal_demand_oil_energetic | Liquids | EU | Energy demand | 0.33368 | FEC
DE | TYNDP2026 | NT | 2035 | TWh | 169 | Sub_sector | Industry | Metals | Industry (metal) | Energetic | industry_metal_demand_others_energetic | Others | EU | Energy demand | 0 | FEC
DE | TYNDP2026 | NT | 2035 | TWh | 170 | Sub_sector | Industry | Metals | Industry (metal) | Energetic | industry_metal_demand_ammonia_energetic | Ammonia | EU | Energy demand | 0 | FEC
DE | TYNDP2026 | NT | 2035 | TWh | 172 | Sub_sector | Industry | Others | Industry (other, energetic) | Energetic | industry_other_demand_electricity_energetic | Electricity | EU | Energy demand | 17.7632 | FEC
DE | TYNDP2026 | NT | 2035 | TWh | 173 | Sub_sector | Industry | Others | Industry (other, energetic) | Energetic | industry_other_demand_hydrogen_energetic | Hydrogen | EU | Energy demand | 0 | FEC
DE | TYNDP2026 | NT | 2035 | TWh | 174 | Sub_sector | Industry | Others | Industry (other, energetic) | Energetic | industry_other_demand_methane_energetic | Methane | EU | Energy demand | 0 | FEC
DE | TYNDP2026 | NT | 2035 | TWh | 175 | Sub_sector | Industry | Others | Industry (other, energetic) | Energetic | industry_other_demand_heat_energetic | Heat | EU | Energy demand | 20.7767 | FEC
DE | TYNDP2026 | NT | 2035 | TWh | 176 | Sub_sector | Industry | Others | Industry (other, energetic) | Energetic | industry_other_demand_biomass_energetic | Biomass | EU | Energy demand | 14.3269 | FEC
DE | TYNDP2026 | NT | 2035 | TWh | 177 | Sub_sector | Industry | Others | Industry (other, energetic) | Energetic | industry_other_demand_coal_energetic | Solids | EU | Energy demand | 0 | FEC
DE | TYNDP2026 | NT | 2035 | TWh | 178 | Sub_sector | Industry | Others | Industry (other, energetic) | Energetic | industry_other_demand_oil_energetic | Liquids | EU | Energy demand | 0 | FEC
DE | TYNDP2026 | NT | 2035 | TWh | 179 | Sub_sector | Industry | Others | Industry (other, energetic) | Energetic | industry_other_demand_others_energetic | Others | EU | Energy demand | 0 | FEC
DE | TYNDP2026 | NT | 2035 | TWh | 180 | Sub_sector | Industry | Others | Industry (other, energetic) | Energetic | industry_other_demand_ammonia_energetic | Ammonia | EU | Energy demand | 0 | FEC
DE | TYNDP2026 | NT | 2035 | TWh | 182 | Sub_sector | Industry | Others | Industry (other, non-energetic) | Non-energetic | industry_other_demand_electricity_non_energetic | Electricity | EU | Energy demand | 0 | not_included_in_FEC
DE | TYNDP2026 | NT | 2035 | TWh | 183 | Sub_sector | Industry | Others | Industry (other, non-energetic) | Non-energetic | industry_other_demand_hydrogen_non_energetic | Hydrogen | EU | Energy demand | 0 | not_included_in_FEC
DE | TYNDP2026 | NT | 2035 | TWh | 184 | Sub_sector | Industry | Others | Industry (other, non-energetic) | Non-energetic | industry_other_demand_methane_non_energetic | Methane | EU | Energy demand | 0 | not_included_in_FEC
DE | TYNDP2026 | NT | 2035 | TWh | 185 | Sub_sector | Industry | Others | Industry (other, non-energetic) | Non-energetic | industry_other_demand_heat_non_energetic | Heat | EU | Energy demand | 0 | not_included_in_FEC
DE | TYNDP2026 | NT | 2035 | TWh | 186 | Sub_sector | Industry | Others | Industry (other, non-energetic) | Non-energetic | industry_other_demand_biomass_non_energetic | Biomass | EU | Energy demand | 0 | not_included_in_FEC
DE | TYNDP2026 | NT | 2035 | TWh | 187 | Sub_sector | Industry | Others | Industry (other, non-energetic) | Non-energetic | industry_other_demand_coal_non_energetic | Solids | EU | Energy demand | 0 | not_included_in_FEC
DE | TYNDP2026 | NT | 2035 | TWh | 188 | Sub_sector | Industry | Others | Industry (other, non-energetic) | Non-energetic | industry_other_demand_oil_non_energetic | Liquids | EU | Energy demand | 0 | not_included_in_FEC
DE | TYNDP2026 | NT | 2035 | TWh | 189 | Sub_sector | Industry | Others | Industry (other, non-energetic) | Non-energetic | industry_other_demand_others_non_energetic | Others | EU | Energy demand | 0 | not_included_in_FEC
DE | TYNDP2026 | NT | 2035 | TWh | 190 | Sub_sector | Industry | Others | Industry (other, non-energetic) | Non-energetic | industry_other_demand_ammonia_non_energetic | Ammonia | EU | Energy demand | 0 | not_included_in_FEC
DE | TYNDP2026 | NT | 2035 | TWh | 192 | Sub_sector | Industry | Paper | Industry (paper) | Energetic | industry_paper_demand_electricity_energetic | Electricity | EU | Energy demand | 28.812 | FEC
DE | TYNDP2026 | NT | 2035 | TWh | 193 | Sub_sector | Industry | Paper | Industry (paper) | Energetic | industry_paper_demand_hydrogen_energetic | Hydrogen | EU | Energy demand | 5.1653 | FEC
DE | TYNDP2026 | NT | 2035 | TWh | 194 | Sub_sector | Industry | Paper | Industry (paper) | Energetic | industry_paper_demand_methane_energetic | Methane | EU | Energy demand | 8.1515 | FEC
DE | TYNDP2026 | NT | 2035 | TWh | 195 | Sub_sector | Industry | Paper | Industry (paper) | Energetic | industry_paper_demand_heat_energetic | Heat | EU | Energy demand | 8.898 | FEC
DE | TYNDP2026 | NT | 2035 | TWh | 196 | Sub_sector | Industry | Paper | Industry (paper) | Energetic | industry_paper_demand_biomass_energetic | Biomass | EU | Energy demand | 4.5398 | FEC
DE | TYNDP2026 | NT | 2035 | TWh | 197 | Sub_sector | Industry | Paper | Industry (paper) | Energetic | industry_paper_demand_coal_energetic | Solids | EU | Energy demand | 1.5889 | FEC
DE | TYNDP2026 | NT | 2035 | TWh | 198 | Sub_sector | Industry | Paper | Industry (paper) | Energetic | industry_paper_demand_oil_energetic | Liquids | EU | Energy demand | 2.8442 | FEC
DE | TYNDP2026 | NT | 2035 | TWh | 199 | Sub_sector | Industry | Paper | Industry (paper) | Energetic | industry_paper_demand_others_energetic | Others | EU | Energy demand | 0 | FEC
DE | TYNDP2026 | NT | 2035 | TWh | 200 | Sub_sector | Industry | Paper | Industry (paper) | Energetic | industry_paper_demand_ammonia_energetic | Ammonia | EU | Energy demand | 0 | FEC
DE | TYNDP2026 | NT | 2035 | TWh | 202 | Sub_sector | Industry | Refineries | Industry (refineries, energetic) | Energetic | industry_refinery_demand_electricity_energetic | Electricity | EU | Energy demand | 3.6448 | not_included_in_FEC
DE | TYNDP2026 | NT | 2035 | TWh | 203 | Sub_sector | Industry | Refineries | Industry (refineries, energetic) | Energetic | industry_refinery_demand_hydrogen_energetic | Hydrogen | EU | Energy demand | 9.5684 | not_included_in_FEC
DE | TYNDP2026 | NT | 2035 | TWh | 204 | Sub_sector | Industry | Refineries | Industry (refineries, energetic) | Energetic | industry_refinery_demand_methane_energetic | Methane | EU | Energy demand | 6.876 | not_included_in_FEC
DE | TYNDP2026 | NT | 2035 | TWh | 205 | Sub_sector | Industry | Refineries | Industry (refineries, energetic) | Energetic | industry_refinery_demand_heat_energetic | Heat | EU | Energy demand | 0.44735 | not_included_in_FEC
DE | TYNDP2026 | NT | 2035 | TWh | 206 | Sub_sector | Industry | Refineries | Industry (refineries, energetic) | Energetic | industry_refinery_demand_biomass_energetic | Biomass | EU | Energy demand | 10.5781 | not_included_in_FEC
DE | TYNDP2026 | NT | 2035 | TWh | 207 | Sub_sector | Industry | Refineries | Industry (refineries, energetic) | Energetic | industry_refinery_demand_coal_energetic | Solids | EU | Energy demand | 0 | not_included_in_FEC
DE | TYNDP2026 | NT | 2035 | TWh | 208 | Sub_sector | Industry | Refineries | Industry (refineries, energetic) | Energetic | industry_refinery_demand_oil_energetic | Liquids | EU | Energy demand | 16.3491 | not_included_in_FEC
DE | TYNDP2026 | NT | 2035 | TWh | 209 | Sub_sector | Industry | Refineries | Industry (refineries, energetic) | Energetic | industry_refinery_demand_others_energetic | Others | EU | Energy demand | 0 | not_included_in_FEC
DE | TYNDP2026 | NT | 2035 | TWh | 210 | Sub_sector | Industry | Refineries | Industry (refineries, energetic) | Energetic | industry_refinery_demand_ammonia_energetic | Ammonia | EU | Energy demand | 0 | not_included_in_FEC
DE | TYNDP2026 | NT | 2035 | TWh | 212 | Sub_sector | Industry | Refineries | Industry (refineries, non-energetic) | Non-energetic | industry_refinery_demand_electricity_non_energetic | Electricity | EU | Energy demand | 0 | not_included_in_FEC
DE | TYNDP2026 | NT | 2035 | TWh | 213 | Sub_sector | Industry | Refineries | Industry (refineries, non-energetic) | Non-energetic | industry_refinery_demand_hydrogen_non_energetic | Hydrogen | EU | Energy demand | 0 | not_included_in_FEC
DE | TYNDP2026 | NT | 2035 | TWh | 214 | Sub_sector | Industry | Refineries | Industry (refineries, non-energetic) | Non-energetic | industry_refinery_demand_methane_non_energetic | Methane | EU | Energy demand | 0 | not_included_in_FEC
DE | TYNDP2026 | NT | 2035 | TWh | 215 | Sub_sector | Industry | Refineries | Industry (refineries, non-energetic) | Non-energetic | industry_refinery_demand_heat_non_energetic | Heat | EU | Energy demand | 0 | not_included_in_FEC
DE | TYNDP2026 | NT | 2035 | TWh | 216 | Sub_sector | Industry | Refineries | Industry (refineries, non-energetic) | Non-energetic | industry_refinery_demand_biomass_non_energetic | Biomass | EU | Energy demand | 0 | not_included_in_FEC
DE | TYNDP2026 | NT | 2035 | TWh | 217 | Sub_sector | Industry | Refineries | Industry (refineries, non-energetic) | Non-energetic | industry_refinery_demand_coal_non_energetic | Solids | EU | Energy demand | 0 | not_included_in_FEC
DE | TYNDP2026 | NT | 2035 | TWh | 218 | Sub_sector | Industry | Refineries | Industry (refineries, non-energetic) | Non-energetic | industry_refinery_demand_oil_non_energetic | Liquids | EU | Energy demand | 0 | not_included_in_FEC
DE | TYNDP2026 | NT | 2035 | TWh | 219 | Sub_sector | Industry | Refineries | Industry (refineries, non-energetic) | Non-energetic | industry_refinery_demand_others_non_energetic | Others | EU | Energy demand | 0 | not_included_in_FEC
DE | TYNDP2026 | NT | 2035 | TWh | 220 | Sub_sector | Industry | Refineries | Industry (refineries, non-energetic) | Non-energetic | industry_refinery_demand_ammonia_non_energetic | Ammonia | EU | Energy demand | 0 | not_included_in_FEC
DE | TYNDP2026 | NT | 2035 | TWh | 222 | Sub_sector | Industry | Steel | Industry (steel) | Energetic | industry_steel_demand_electricity_energetic | Electricity | EU | Energy demand | 34.4854 | FEC
DE | TYNDP2026 | NT | 2035 | TWh | 223 | Sub_sector | Industry | Steel | Industry (steel) | Energetic | industry_steel_demand_hydrogen_energetic | Hydrogen | EU | Energy demand | 44.6301 | FEC
DE | TYNDP2026 | NT | 2035 | TWh | 224 | Sub_sector | Industry | Steel | Industry (steel) | Energetic | industry_steel_demand_methane_energetic | Methane | EU | Energy demand | 30.5979 | FEC
DE | TYNDP2026 | NT | 2035 | TWh | 225 | Sub_sector | Industry | Steel | Industry (steel) | Energetic | industry_steel_demand_heat_energetic | Heat | EU | Energy demand | 0.12243 | FEC
DE | TYNDP2026 | NT | 2035 | TWh | 226 | Sub_sector | Industry | Steel | Industry (steel) | Energetic | industry_steel_demand_biomass_energetic | Biomass | EU | Energy demand | 0.016217 | FEC
DE | TYNDP2026 | NT | 2035 | TWh | 227 | Sub_sector | Industry | Steel | Industry (steel) | Energetic | industry_steel_demand_coal_energetic | Solids | EU | Energy demand | 12.1091 | FEC
DE | TYNDP2026 | NT | 2035 | TWh | 228 | Sub_sector | Industry | Steel | Industry (steel) | Energetic | industry_steel_demand_oil_energetic | Liquids | EU | Energy demand | 0.029413 | FEC
DE | TYNDP2026 | NT | 2035 | TWh | 229 | Sub_sector | Industry | Steel | Industry (steel) | Energetic | industry_steel_demand_others_energetic | Others | EU | Energy demand | 0 | FEC
DE | TYNDP2026 | NT | 2035 | TWh | 230 | Sub_sector | Industry | Steel | Industry (steel) | Energetic | industry_steel_demand_ammonia_energetic | Ammonia | EU | Energy demand | 0 | FEC
DE | TYNDP2026 | NT | 2035 | TWh | 232 | Sub_sector | Transport | Cars | Transport (cars) | Energetic | transport_cars_final_demand_electricity | Electricity | EU | Energy demand | 79.9282 | FEC
DE | TYNDP2026 | NT | 2035 | TWh | 233 | Sub_sector | Transport | Cars | Transport (cars) | Energetic | transport_cars_final_demand_hydrogen | Hydrogen | EU | Energy demand | 1.8476 | FEC
DE | TYNDP2026 | NT | 2035 | TWh | 234 | Sub_sector | Transport | Cars | Transport (cars) | Energetic | transport_cars_final_demand_methane | Methane | EU | Energy demand | 6.0614 | FEC
DE | TYNDP2026 | NT | 2035 | TWh | 235 | Sub_sector | Transport | Cars | Transport (cars) | Energetic | transport_cars_final_demand_heat | Heat | EU | Energy demand | 0 | FEC
DE | TYNDP2026 | NT | 2035 | TWh | 236 | Sub_sector | Transport | Cars | Transport (cars) | Energetic | transport_cars_final_demand_biomass | Biomass | EU | Energy demand | 0 | FEC
DE | TYNDP2026 | NT | 2035 | TWh | 237 | Sub_sector | Transport | Cars | Transport (cars) | Energetic | transport_cars_final_demand_coal | Solids | EU | Energy demand | 0 | FEC
DE | TYNDP2026 | NT | 2035 | TWh | 238 | Sub_sector | Transport | Cars | Transport (cars) | Energetic | transport_cars_final_demand_oil | Liquids | EU | Energy demand | 164.0901 | FEC
DE | TYNDP2026 | NT | 2035 | TWh | 239 | Sub_sector | Transport | Cars | Transport (cars) | Energetic | transport_cars_final_demand_other | Others | EU | Energy demand | 0 | FEC
DE | TYNDP2026 | NT | 2035 | TWh | 240 | Sub_sector | Transport | Cars | Transport (cars) | Energetic | transport_cars_final_demand_ammonia | Ammonia | EU | Energy demand | 0 | FEC
DE | TYNDP2026 | NT | 2035 | TWh | 242 | Sub_sector | Transport | Busses | Transport (busses) | Energetic | transport_busses_final_demand_electricity | Electricity | EU | Energy demand | 4.4654 | FEC
DE | TYNDP2026 | NT | 2035 | TWh | 243 | Sub_sector | Transport | Busses | Transport (busses) | Energetic | transport_busses_final_demand_hydrogen | Hydrogen | EU | Energy demand | 2.2318 | FEC
DE | TYNDP2026 | NT | 2035 | TWh | 244 | Sub_sector | Transport | Busses | Transport (busses) | Energetic | transport_busses_final_demand_methane | Methane | EU | Energy demand | 0.16223 | FEC
DE | TYNDP2026 | NT | 2035 | TWh | 245 | Sub_sector | Transport | Busses | Transport (busses) | Energetic | transport_busses_final_demand_heat | Heat | EU | Energy demand | 0 | FEC
DE | TYNDP2026 | NT | 2035 | TWh | 246 | Sub_sector | Transport | Busses | Transport (busses) | Energetic | transport_busses_final_demand_biomass | Biomass | EU | Energy demand | 0 | FEC
DE | TYNDP2026 | NT | 2035 | TWh | 247 | Sub_sector | Transport | Busses | Transport (busses) | Energetic | transport_busses_final_demand_coal | Solids | EU | Energy demand | 0 | FEC
DE | TYNDP2026 | NT | 2035 | TWh | 248 | Sub_sector | Transport | Busses | Transport (busses) | Energetic | transport_busses_final_demand_oil | Liquids | EU | Energy demand | 6.4891 | FEC
DE | TYNDP2026 | NT | 2035 | TWh | 249 | Sub_sector | Transport | Busses | Transport (busses) | Energetic | transport_busses_final_demand_other | Others | EU | Energy demand | 0 | FEC
DE | TYNDP2026 | NT | 2035 | TWh | 250 | Sub_sector | Transport | Busses | Transport (busses) | Energetic | transport_busses_final_demand_ammonia | Ammonia | EU | Energy demand | 0 | FEC
DE | TYNDP2026 | NT | 2035 | TWh | 252 | Sub_sector | Transport | Trucks | Transport (trucks) | Energetic | transport_trucks_final_demand_electricity | Electricity | EU | Energy demand | 28.6203 | FEC
DE | TYNDP2026 | NT | 2035 | TWh | 253 | Sub_sector | Transport | Trucks | Transport (trucks) | Energetic | transport_trucks_final_demand_hydrogen | Hydrogen | EU | Energy demand | 5.6754 | FEC
DE | TYNDP2026 | NT | 2035 | TWh | 254 | Sub_sector | Transport | Trucks | Transport (trucks) | Energetic | transport_trucks_final_demand_methane | Methane | EU | Energy demand | 10.6911 | FEC
DE | TYNDP2026 | NT | 2035 | TWh | 255 | Sub_sector | Transport | Trucks | Transport (trucks) | Energetic | transport_trucks_final_demand_heat | Heat | EU | Energy demand | 0 | FEC
DE | TYNDP2026 | NT | 2035 | TWh | 256 | Sub_sector | Transport | Trucks | Transport (trucks) | Energetic | transport_trucks_final_demand_biomass | Biomass | EU | Energy demand | 0 | FEC
DE | TYNDP2026 | NT | 2035 | TWh | 257 | Sub_sector | Transport | Trucks | Transport (trucks) | Energetic | transport_trucks_final_demand_coal | Solids | EU | Energy demand | 0 | FEC
DE | TYNDP2026 | NT | 2035 | TWh | 258 | Sub_sector | Transport | Trucks | Transport (trucks) | Energetic | transport_trucks_final_demand_oil | Liquids | EU | Energy demand | 49.6541 | FEC
DE | TYNDP2026 | NT | 2035 | TWh | 259 | Sub_sector | Transport | Trucks | Transport (trucks) | Energetic | transport_trucks_final_demand_other | Others | EU | Energy demand | 0 | FEC
DE | TYNDP2026 | NT | 2035 | TWh | 260 | Sub_sector | Transport | Trucks | Transport (trucks) | Energetic | transport_trucks_final_demand_ammonia | Ammonia | EU | Energy demand | 0 | FEC
DE | TYNDP2026 | NT | 2035 | TWh | 262 | Sub_sector | Transport | Vans | Transport (vans) | Energetic | transport_vans_final_demand_electricity | Electricity | EU | Energy demand | 30.9081 | FEC
DE | TYNDP2026 | NT | 2035 | TWh | 263 | Sub_sector | Transport | Vans | Transport (vans) | Energetic | transport_vans_final_demand_hydrogen | Hydrogen | EU | Energy demand | 0.25939 | FEC
DE | TYNDP2026 | NT | 2035 | TWh | 264 | Sub_sector | Transport | Vans | Transport (vans) | Energetic | transport_vans_final_demand_methane | Methane | EU | Energy demand | 0.52317 | FEC
DE | TYNDP2026 | NT | 2035 | TWh | 265 | Sub_sector | Transport | Vans | Transport (vans) | Energetic | transport_vans_final_demand_heat | Heat | EU | Energy demand | 0 | FEC
DE | TYNDP2026 | NT | 2035 | TWh | 266 | Sub_sector | Transport | Vans | Transport (vans) | Energetic | transport_vans_final_demand_biomass | Biomass | EU | Energy demand | 0 | FEC
DE | TYNDP2026 | NT | 2035 | TWh | 267 | Sub_sector | Transport | Vans | Transport (vans) | Energetic | transport_vans_final_demand_coal | Solids | EU | Energy demand | 0 | FEC
DE | TYNDP2026 | NT | 2035 | TWh | 268 | Sub_sector | Transport | Vans | Transport (vans) | Energetic | transport_vans_final_demand_oil | Liquids | EU | Energy demand | 24.756 | FEC
DE | TYNDP2026 | NT | 2035 | TWh | 269 | Sub_sector | Transport | Vans | Transport (vans) | Energetic | transport_vans_final_demand_other | Others | EU | Energy demand | 0 | FEC
DE | TYNDP2026 | NT | 2035 | TWh | 270 | Sub_sector | Transport | Vans | Transport (vans) | Energetic | transport_vans_final_demand_ammonia | Ammonia | EU | Energy demand | 0 | FEC
DE | TYNDP2026 | NT | 2035 | TWh | 272 | Sub_sector | Transport | Freight trains | Transport (trains) | Energetic | transport_trains_final_demand_electricity | Electricity | EU | Energy demand | 15.159 | FEC
DE | TYNDP2026 | NT | 2035 | TWh | 273 | Sub_sector | Transport | Freight trains | Transport (trains) | Energetic | transport_trains_final_demand_hydrogen | Hydrogen | EU | Energy demand | 0.53455 | FEC
DE | TYNDP2026 | NT | 2035 | TWh | 274 | Sub_sector | Transport | Freight trains | Transport (trains) | Energetic | transport_trains_final_demand_methane | Methane | EU | Energy demand | 0 | FEC
DE | TYNDP2026 | NT | 2035 | TWh | 275 | Sub_sector | Transport | Freight trains | Transport (trains) | Energetic | transport_trains_final_demand_heat | Heat | EU | Energy demand | 0 | FEC
DE | TYNDP2026 | NT | 2035 | TWh | 276 | Sub_sector | Transport | Freight trains | Transport (trains) | Energetic | transport_trains_final_demand_biomass | Biomass | EU | Energy demand | 0 | FEC
DE | TYNDP2026 | NT | 2035 | TWh | 277 | Sub_sector | Transport | Freight trains | Transport (trains) | Energetic | transport_trains_final_demand_coal | Solids | EU | Energy demand | 0 | FEC
DE | TYNDP2026 | NT | 2035 | TWh | 278 | Sub_sector | Transport | Freight trains | Transport (trains) | Energetic | transport_trains_final_demand_oil | Liquids | EU | Energy demand | 1.474 | FEC
DE | TYNDP2026 | NT | 2035 | TWh | 279 | Sub_sector | Transport | Freight trains | Transport (trains) | Energetic | transport_trains_final_demand_other | Others | EU | Energy demand | 0 | FEC
DE | TYNDP2026 | NT | 2035 | TWh | 280 | Sub_sector | Transport | Freight trains | Transport (trains) | Energetic | transport_trains_final_demand_ammonia | Ammonia | EU | Energy demand | 0 | FEC
DE | TYNDP2026 | NT | 2035 | TWh | 282 | Sub_sector | Transport | Ships | Transport (ships) | Energetic | transport_ships_final_demand_electricity | Electricity | EU | Energy demand | 0.12758 | FEC
DE | TYNDP2026 | NT | 2035 | TWh | 283 | Sub_sector | Transport | Ships | Transport (ships) | Energetic | transport_ships_final_demand_hydrogen | Hydrogen | EU | Energy demand | 0.25298 | FEC
DE | TYNDP2026 | NT | 2035 | TWh | 284 | Sub_sector | Transport | Ships | Transport (ships) | Energetic | transport_ships_final_demand_methane | Methane | EU | Energy demand | 0 | FEC
DE | TYNDP2026 | NT | 2035 | TWh | 285 | Sub_sector | Transport | Ships | Transport (ships) | Energetic | transport_ships_final_demand_heat | Heat | EU | Energy demand | 0 | FEC
DE | TYNDP2026 | NT | 2035 | TWh | 286 | Sub_sector | Transport | Ships | Transport (ships) | Energetic | transport_ships_final_demand_biomass | Biomass | EU | Energy demand | 0 | FEC
DE | TYNDP2026 | NT | 2035 | TWh | 287 | Sub_sector | Transport | Ships | Transport (ships) | Energetic | transport_ships_final_demand_coal | Solids | EU | Energy demand | 0 | FEC
DE | TYNDP2026 | NT | 2035 | TWh | 288 | Sub_sector | Transport | Ships | Transport (ships) | Energetic | transport_ships_final_demand_oil | Liquids | EU | Energy demand | 2.7432 | FEC
DE | TYNDP2026 | NT | 2035 | TWh | 289 | Sub_sector | Transport | Ships | Transport (ships) | Energetic | transport_ships_final_demand_other | Others | EU | Energy demand | 0 | FEC
DE | TYNDP2026 | NT | 2035 | TWh | 290 | Sub_sector | Transport | Ships | Transport (ships) | Energetic | transport_ships_final_demand_ammonia | Ammonia | EU | Energy demand | 0 | FEC
DE | TYNDP2026 | NT | 2035 | TWh | 292 | Sub_sector | Transport | Planes | Transport (planes) | Energetic | transport_planes_final_demand_electricity | Electricity | EU | Energy demand | 0.24395 | FEC
DE | TYNDP2026 | NT | 2035 | TWh | 293 | Sub_sector | Transport | Planes | Transport (planes) | Energetic | transport_planes_final_demand_hydrogen | Hydrogen | EU | Energy demand | 0.2725 | FEC
DE | TYNDP2026 | NT | 2035 | TWh | 294 | Sub_sector | Transport | Planes | Transport (planes) | Energetic | transport_planes_final_demand_methane | Methane | EU | Energy demand | 0 | FEC
DE | TYNDP2026 | NT | 2035 | TWh | 295 | Sub_sector | Transport | Planes | Transport (planes) | Energetic | transport_planes_final_demand_heat | Heat | EU | Energy demand | 0 | FEC
DE | TYNDP2026 | NT | 2035 | TWh | 296 | Sub_sector | Transport | Planes | Transport (planes) | Energetic | transport_planes_final_demand_biomass | Biomass | EU | Energy demand | 0 | FEC
DE | TYNDP2026 | NT | 2035 | TWh | 297 | Sub_sector | Transport | Planes | Transport (planes) | Energetic | transport_planes_final_demand_coal | Solids | EU | Energy demand | 0 | FEC
DE | TYNDP2026 | NT | 2035 | TWh | 298 | Sub_sector | Transport | Planes | Transport (planes) | Energetic | transport_planes_final_demand_oil | Liquids | EU | Energy demand | 3.9623 | FEC
DE | TYNDP2026 | NT | 2035 | TWh | 299 | Sub_sector | Transport | Planes | Transport (planes) | Energetic | transport_planes_final_demand_other | Others | EU | Energy demand | 0 | FEC
DE | TYNDP2026 | NT | 2035 | TWh | 300 | Sub_sector | Transport | Planes | Transport (planes) | Energetic | transport_planes_final_demand_ammonia | Ammonia | EU | Energy demand | 0 | FEC
DE | TYNDP2026 | NT | 2035 | TWh | 302 | Sub_sector | Transport | Others | Transport (others) | Energetic | transport_other_final_demand_electricity | Electricity | EU | Energy demand | 0.15244 | FEC
DE | TYNDP2026 | NT | 2035 | TWh | 303 | Sub_sector | Transport | Others | Transport (others) | Energetic | transport_other_final_demand_hydrogen | Hydrogen | EU | Energy demand | 0 | FEC
DE | TYNDP2026 | NT | 2035 | TWh | 304 | Sub_sector | Transport | Others | Transport (others) | Energetic | transport_other_final_demand_methane | Methane | EU | Energy demand | 0 | FEC
DE | TYNDP2026 | NT | 2035 | TWh | 305 | Sub_sector | Transport | Others | Transport (others) | Energetic | transport_other_final_demand_heat | Heat | EU | Energy demand | 0 | FEC
DE | TYNDP2026 | NT | 2035 | TWh | 306 | Sub_sector | Transport | Others | Transport (others) | Energetic | transport_other_final_demand_biomass | Biomass | EU | Energy demand | 0 | FEC
DE | TYNDP2026 | NT | 2035 | TWh | 307 | Sub_sector | Transport | Others | Transport (others) | Energetic | transport_other_final_demand_coal | Solids | EU | Energy demand | 0 | FEC
DE | TYNDP2026 | NT | 2035 | TWh | 308 | Sub_sector | Transport | Others | Transport (others) | Energetic | transport_other_final_demand_oil | Liquids | EU | Energy demand | 0 | FEC
DE | TYNDP2026 | NT | 2035 | TWh | 309 | Sub_sector | Transport | Others | Transport (others) | Energetic | transport_other_final_demand_other | Others | EU | Energy demand | 0 | FEC
DE | TYNDP2026 | NT | 2035 | TWh | 310 | Sub_sector | Transport | Others | Transport (others) | Energetic | transport_other_final_demand_ammonia | Ammonia | EU | Energy demand | 0 | FEC
DE | TYNDP2026 | NT | 2035 | TWh | 312 | Sub_sector | International transport | International aviation | Transport (int. aviation) | Energetic | transport_int_aviation_final_demand_electricity | Electricity | EU | Energy demand | 0 | FEC
DE | TYNDP2026 | NT | 2035 | TWh | 313 | Sub_sector | International transport | International aviation | Transport (int. aviation) | Energetic | transport_int_aviation_final_demand_hydrogen | Hydrogen | EU | Energy demand | 0 | FEC
DE | TYNDP2026 | NT | 2035 | TWh | 314 | Sub_sector | International transport | International aviation | Transport (int. aviation) | Energetic | transport_int_aviation_final_demand_methane | Methane | EU | Energy demand | 0 | FEC
DE | TYNDP2026 | NT | 2035 | TWh | 315 | Sub_sector | International transport | International aviation | Transport (int. aviation) | Energetic | transport_int_aviation_final_demand_heat | Heat | EU | Energy demand | 0 | FEC
DE | TYNDP2026 | NT | 2035 | TWh | 316 | Sub_sector | International transport | International aviation | Transport (int. aviation) | Energetic | transport_int_aviation_final_demand_biofuels | Biomass | EU | Energy demand | 0 | FEC
DE | TYNDP2026 | NT | 2035 | TWh | 317 | Sub_sector | International transport | International aviation | Transport (int. aviation) | Energetic | transport_int_aviation_final_demand_coal | Solids | EU | Energy demand | 0 | FEC
DE | TYNDP2026 | NT | 2035 | TWh | 318 | Sub_sector | International transport | International aviation | Transport (int. aviation) | Energetic | transport_int_aviation_final_demand_oil | Liquids | EU | Energy demand | 134.4347 | FEC
DE | TYNDP2026 | NT | 2035 | TWh | 319 | Sub_sector | International transport | International aviation | Transport (int. aviation) | Energetic | transport_int_aviation_final_demand_other | Others | EU | Energy demand | 0 | FEC
DE | TYNDP2026 | NT | 2035 | TWh | 320 | Sub_sector | International transport | International aviation | Transport (int. aviation) | Energetic | transport_int_aviation_final_demand_ammonia | Ammonia | EU | Energy demand | 0 | FEC
DE | TYNDP2026 | NT | 2035 | TWh | 322 | Sub_sector | International transport | International shipping | Transport (int. shipping) | Energetic | transport_int_shipping_final_demand_electricity | Electricity | EU | Energy demand | 0 | not_included_in_FEC
DE | TYNDP2026 | NT | 2035 | TWh | 323 | Sub_sector | International transport | International shipping | Transport (int. shipping) | Energetic | transport_int_shipping_final_demand_hydrogen | Hydrogen | EU | Energy demand | 0 | not_included_in_FEC
DE | TYNDP2026 | NT | 2035 | TWh | 324 | Sub_sector | International transport | International shipping | Transport (int. shipping) | Energetic | transport_int_shipping_final_demand_methane | Methane | EU | Energy demand | 0 | not_included_in_FEC
DE | TYNDP2026 | NT | 2035 | TWh | 325 | Sub_sector | International transport | International shipping | Transport (int. shipping) | Energetic | transport_int_shipping_final_demand_heat | Heat | EU | Energy demand | 0 | not_included_in_FEC
DE | TYNDP2026 | NT | 2035 | TWh | 326 | Sub_sector | International transport | International shipping | Transport (int. shipping) | Energetic | transport_int_shipping_final_demand_biofuels | Biomass | EU | Energy demand | 0 | not_included_in_FEC
DE | TYNDP2026 | NT | 2035 | TWh | 327 | Sub_sector | International transport | International shipping | Transport (int. shipping) | Energetic | transport_int_shipping_final_demand_coal | Solids | EU | Energy demand | 0 | not_included_in_FEC
DE | TYNDP2026 | NT | 2035 | TWh | 328 | Sub_sector | International transport | International shipping | Transport (int. shipping) | Energetic | transport_int_shipping_final_demand_oil | Liquids | EU | Energy demand | 18.0465 | not_included_in_FEC
DE | TYNDP2026 | NT | 2035 | TWh | 329 | Sub_sector | International transport | International shipping | Transport (int. shipping) | Energetic | transport_int_shipping_final_demand_other | Others | EU | Energy demand | 0 | not_included_in_FEC
DE | TYNDP2026 | NT | 2035 | TWh | 330 | Sub_sector | International transport | International shipping | Transport (int. shipping) | Energetic | transport_int_shipping_final_demand_ammonia | Ammonia | EU | Energy demand | 0 | not_included_in_FEC
DE | TYNDP2026 | NT | 2035 | TWh | 332 | Sub_sector | Households | Space heating | Households (heating) | Energetic | households_heating_final_demand_electricity | Electricity | EU | Energy demand | 38.6553 | FEC
DE | TYNDP2026 | NT | 2035 | TWh | 333 | Sub_sector | Households | Space heating | Households (heating) | Energetic | households_heating_final_demand_hydrogen | Hydrogen | EU | Energy demand | 8.218 | FEC
DE | TYNDP2026 | NT | 2035 | TWh | 334 | Sub_sector | Households | Space heating | Households (heating) | Energetic | households_heating_final_demand_methane | Methane | EU | Energy demand | 89.1211 | FEC
DE | TYNDP2026 | NT | 2035 | TWh | 335 | Sub_sector | Households | Space heating | Households (heating) | Energetic | households_heating_final_demand_heat | Heat | EU | Energy demand | 36.0022 | FEC
DE | TYNDP2026 | NT | 2035 | TWh | 336 | Sub_sector | Households | Space heating | Households (heating) | Energetic | households_heating_final_demand_biomass | Biomass | EU | Energy demand | 78.773 | FEC
DE | TYNDP2026 | NT | 2035 | TWh | 337 | Sub_sector | Households | Space heating | Households (heating) | Energetic | households_heating_final_demand_coal | Solids | EU | Energy demand | 0 | FEC
DE | TYNDP2026 | NT | 2035 | TWh | 338 | Sub_sector | Households | Space heating | Households (heating) | Energetic | households_heating_final_demand_oil | Liquids | EU | Energy demand | 22.4987 | FEC
DE | TYNDP2026 | NT | 2035 | TWh | 339 | Sub_sector | Households | Space heating | Households (heating) | Energetic | households_heating_final_demand_other | Others | EU | Energy demand | 0 | FEC
DE | TYNDP2026 | NT | 2035 | TWh | 340 | Sub_sector | Households | Space heating | Households (heating) | Energetic | households_heating_final_demand_ammonia | Ammonia | EU | Energy demand | 0 | FEC
DE | TYNDP2026 | NT | 2035 | TWh | 343 | Sub_sector | Households | Cooling | Households (cooling) | Energetic | households_cooling_final_demand_electricity | Electricity | EU | Energy demand | 1.4806 | FEC
DE | TYNDP2026 | NT | 2035 | TWh | 344 | Sub_sector | Households | Cooling | Households (cooling) | Energetic | households_cooling_final_demand_hydrogen | Hydrogen | EU | Energy demand | 0 | FEC
DE | TYNDP2026 | NT | 2035 | TWh | 345 | Sub_sector | Households | Cooling | Households (cooling) | Energetic | households_cooling_final_demand_methane | Methane | EU | Energy demand | 0 | FEC
DE | TYNDP2026 | NT | 2035 | TWh | 346 | Sub_sector | Households | Cooling | Households (cooling) | Energetic | households_cooling_final_demand_heat | Heat | EU | Energy demand | 0 | FEC
DE | TYNDP2026 | NT | 2035 | TWh | 347 | Sub_sector | Households | Cooling | Households (cooling) | Energetic | households_cooling_final_demand_biomass | Biomass | EU | Energy demand | 0 | FEC
DE | TYNDP2026 | NT | 2035 | TWh | 348 | Sub_sector | Households | Cooling | Households (cooling) | Energetic | households_cooling_final_demand_coal | Solids | EU | Energy demand | 0 | FEC
DE | TYNDP2026 | NT | 2035 | TWh | 349 | Sub_sector | Households | Cooling | Households (cooling) | Energetic | households_cooling_final_demand_oil | Liquids | EU | Energy demand | 0 | FEC
DE | TYNDP2026 | NT | 2035 | TWh | 350 | Sub_sector | Households | Cooling | Households (cooling) | Energetic | households_cooling_final_demand_other | Others | EU | Energy demand | 0 | FEC
DE | TYNDP2026 | NT | 2035 | TWh | 351 | Sub_sector | Households | Cooling | Households (cooling) | Energetic | households_cooling_final_demand_ammonia | Ammonia | EU | Energy demand | 0 | FEC
DE | TYNDP2026 | NT | 2035 | TWh | 354 | Sub_sector | Households | Hot water | Households (hot water) | Energetic | households_hot_water_final_demand_electricity | Electricity | EU | Energy demand | 18.3496 | FEC
DE | TYNDP2026 | NT | 2035 | TWh | 355 | Sub_sector | Households | Hot water | Households (hot water) | Energetic | households_hot_water_final_demand_hydrogen | Hydrogen | EU | Energy demand | 2.4038 | FEC
DE | TYNDP2026 | NT | 2035 | TWh | 356 | Sub_sector | Households | Hot water | Households (hot water) | Energetic | households_hot_water_final_demand_methane | Methane | EU | Energy demand | 27.5615 | FEC
DE | TYNDP2026 | NT | 2035 | TWh | 357 | Sub_sector | Households | Hot water | Households (hot water) | Energetic | households_hot_water_final_demand_heat | Heat | EU | Energy demand | 16.3063 | FEC
DE | TYNDP2026 | NT | 2035 | TWh | 358 | Sub_sector | Households | Hot water | Households (hot water) | Energetic | households_hot_water_final_demand_biomass | Biomass | EU | Energy demand | 17.7164 | FEC
DE | TYNDP2026 | NT | 2035 | TWh | 359 | Sub_sector | Households | Hot water | Households (hot water) | Energetic | households_hot_water_final_demand_coal | Solids | EU | Energy demand | 0 | FEC
DE | TYNDP2026 | NT | 2035 | TWh | 360 | Sub_sector | Households | Hot water | Households (hot water) | Energetic | households_hot_water_final_demand_oil | Liquids | EU | Energy demand | 3.2555 | FEC
DE | TYNDP2026 | NT | 2035 | TWh | 361 | Sub_sector | Households | Hot water | Households (hot water) | Energetic | households_hot_water_final_demand_other | Others | EU | Energy demand | 19.6704 | FEC
DE | TYNDP2026 | NT | 2035 | TWh | 362 | Sub_sector | Households | Hot water | Households (hot water) | Energetic | households_hot_water_final_demand_ammonia | Ammonia | EU | Energy demand | 0 | FEC
DE | TYNDP2026 | NT | 2035 | TWh | 365 | Sub_sector | Households | Appliances | Households (appliances) | Energetic | households_appliances_final_demand_electricity | Electricity | EU | Energy demand | 96.6938 | FEC
DE | TYNDP2026 | NT | 2035 | TWh | 366 | Sub_sector | Households | Appliances | Households (appliances) | Energetic | households_appliances_final_demand_hydrogen | Hydrogen | EU | Energy demand | 0 | FEC
DE | TYNDP2026 | NT | 2035 | TWh | 367 | Sub_sector | Households | Appliances | Households (appliances) | Energetic | households_appliances_final_demand_methane | Methane | EU | Energy demand | 0.47171 | FEC
DE | TYNDP2026 | NT | 2035 | TWh | 368 | Sub_sector | Households | Appliances | Households (appliances) | Energetic | households_appliances_final_demand_heat | Heat | EU | Energy demand | 0 | FEC
DE | TYNDP2026 | NT | 2035 | TWh | 369 | Sub_sector | Households | Appliances | Households (appliances) | Energetic | households_appliances_final_demand_biomass | Biomass | EU | Energy demand | 0 | FEC
DE | TYNDP2026 | NT | 2035 | TWh | 370 | Sub_sector | Households | Appliances | Households (appliances) | Energetic | households_appliances_final_demand_coal | Solids | EU | Energy demand | 0 | FEC
DE | TYNDP2026 | NT | 2035 | TWh | 371 | Sub_sector | Households | Appliances | Households (appliances) | Energetic | households_appliances_final_demand_oil | Liquids | EU | Energy demand | 0 | FEC
DE | TYNDP2026 | NT | 2035 | TWh | 372 | Sub_sector | Households | Appliances | Households (appliances) | Energetic | households_appliances_final_demand_other | Others | EU | Energy demand | 0 | FEC
DE | TYNDP2026 | NT | 2035 | TWh | 373 | Sub_sector | Households | Appliances | Households (appliances) | Energetic | households_appliances_final_demand_ammonia | Ammonia | EU | Energy demand | 0 | FEC
DE | TYNDP2026 | NT | 2035 | TWh | 375 | Sub_sector | Buildings | Space heating | Buildings (heat) | Energetic | buildings_heat_final_demand_electricity | Electricity | EU | Energy demand | 14.9043 | FEC
DE | TYNDP2026 | NT | 2035 | TWh | 376 | Sub_sector | Buildings | Space heating | Buildings (heat) | Energetic | buildings_heat_final_demand_hydrogen | Hydrogen | EU | Energy demand | 2.6527 | FEC
DE | TYNDP2026 | NT | 2035 | TWh | 377 | Sub_sector | Buildings | Space heating | Buildings (heat) | Energetic | buildings_heat_final_demand_methane | Methane | EU | Energy demand | 29.8636 | FEC
DE | TYNDP2026 | NT | 2035 | TWh | 378 | Sub_sector | Buildings | Space heating | Buildings (heat) | Energetic | buildings_heat_final_demand_heat | Heat | EU | Energy demand | 13.3417 | FEC
DE | TYNDP2026 | NT | 2035 | TWh | 379 | Sub_sector | Buildings | Space heating | Buildings (heat) | Energetic | buildings_heat_final_demand_biomass | Biomass | EU | Energy demand | 24.9912 | FEC
DE | TYNDP2026 | NT | 2035 | TWh | 380 | Sub_sector | Buildings | Space heating | Buildings (heat) | Energetic | buildings_heat_final_demand_coal | Solids | EU | Energy demand | 0 | FEC
DE | TYNDP2026 | NT | 2035 | TWh | 381 | Sub_sector | Buildings | Space heating | Buildings (heat) | Energetic | buildings_heat_final_demand_oil | Liquids | EU | Energy demand | 6.404 | FEC
DE | TYNDP2026 | NT | 2035 | TWh | 382 | Sub_sector | Buildings | Space heating | Buildings (heat) | Energetic | buildings_heat_final_demand_other | Others | EU | Energy demand | 5.1641 | FEC
DE | TYNDP2026 | NT | 2035 | TWh | 383 | Sub_sector | Buildings | Space heating | Buildings (heat) | Energetic | buildings_heat_final_demand_ammonia | Ammonia | EU | Energy demand | 0 | FEC
DE | TYNDP2026 | NT | 2035 | TWh | 386 | Sub_sector | Buildings | Cooling | Buildings (cooling) | Energetic | buildings_cooling_final_demand_electricity | Electricity | EU | Energy demand | 6.082 | FEC
DE | TYNDP2026 | NT | 2035 | TWh | 387 | Sub_sector | Buildings | Cooling | Buildings (cooling) | Energetic | buildings_cooling_final_demand_hydrogen | Hydrogen | EU | Energy demand | 0 | FEC
DE | TYNDP2026 | NT | 2035 | TWh | 388 | Sub_sector | Buildings | Cooling | Buildings (cooling) | Energetic | buildings_cooling_final_demand_methane | Methane | EU | Energy demand | 0 | FEC
DE | TYNDP2026 | NT | 2035 | TWh | 389 | Sub_sector | Buildings | Cooling | Buildings (cooling) | Energetic | buildings_cooling_final_demand_heat | Heat | EU | Energy demand | 0 | FEC
DE | TYNDP2026 | NT | 2035 | TWh | 390 | Sub_sector | Buildings | Cooling | Buildings (cooling) | Energetic | buildings_cooling_final_demand_biomass | Biomass | EU | Energy demand | 0 | FEC
DE | TYNDP2026 | NT | 2035 | TWh | 391 | Sub_sector | Buildings | Cooling | Buildings (cooling) | Energetic | buildings_cooling_final_demand_coal | Solids | EU | Energy demand | 0 | FEC
DE | TYNDP2026 | NT | 2035 | TWh | 392 | Sub_sector | Buildings | Cooling | Buildings (cooling) | Energetic | buildings_cooling_final_demand_oil | Liquids | EU | Energy demand | 0 | FEC
DE | TYNDP2026 | NT | 2035 | TWh | 393 | Sub_sector | Buildings | Cooling | Buildings (cooling) | Energetic | buildings_cooling_final_demand_other | Others | EU | Energy demand | 0 | FEC
DE | TYNDP2026 | NT | 2035 | TWh | 394 | Sub_sector | Buildings | Cooling | Buildings (cooling) | Energetic | buildings_cooling_final_demand_ammonia | Ammonia | EU | Energy demand | 0 | FEC
DE | TYNDP2026 | NT | 2035 | TWh | 397 | Sub_sector | Buildings | Appliances | Buildings (appliances) | Energetic | buildings_appliances_final_demand_electricity | Electricity | EU | Energy demand | 70.7137 | FEC
DE | TYNDP2026 | NT | 2035 | TWh | 398 | Sub_sector | Buildings | Appliances | Buildings (appliances) | Energetic | buildings_appliances_final_demand_hydrogen | Hydrogen | EU | Energy demand | 0 | FEC
DE | TYNDP2026 | NT | 2035 | TWh | 399 | Sub_sector | Buildings | Appliances | Buildings (appliances) | Energetic | buildings_appliances_final_demand_methane | Methane | EU | Energy demand | 37.0407 | FEC
DE | TYNDP2026 | NT | 2035 | TWh | 400 | Sub_sector | Buildings | Appliances | Buildings (appliances) | Energetic | buildings_appliances_final_demand_heat | Heat | EU | Energy demand | 0 | FEC
DE | TYNDP2026 | NT | 2035 | TWh | 401 | Sub_sector | Buildings | Appliances | Buildings (appliances) | Energetic | buildings_appliances_final_demand_biomass | Biomass | EU | Energy demand | 0 | FEC
DE | TYNDP2026 | NT | 2035 | TWh | 402 | Sub_sector | Buildings | Appliances | Buildings (appliances) | Energetic | buildings_appliances_final_demand_coal | Solids | EU | Energy demand | 0 | FEC
DE | TYNDP2026 | NT | 2035 | TWh | 403 | Sub_sector | Buildings | Appliances | Buildings (appliances) | Energetic | buildings_appliances_final_demand_oil | Liquids | EU | Energy demand | 0 | FEC
DE | TYNDP2026 | NT | 2035 | TWh | 404 | Sub_sector | Buildings | Appliances | Buildings (appliances) | Energetic | buildings_appliances_final_demand_other | Others | EU | Energy demand | 0 | FEC
DE | TYNDP2026 | NT | 2035 | TWh | 405 | Sub_sector | Buildings | Appliances | Buildings (appliances) | Energetic | buildings_appliances_final_demand_ammonia | Ammonia | EU | Energy demand | 0 | FEC
DE | TYNDP2026 | NT | 2035 | TWh | 407 | Sub_sector | Buildings | Datacenters | Datacenters & ICT | Energetic | datacentres_final_demand_electricity_energetic | Electricity | EU | Energy demand | 72.1635 | FEC
DE | TYNDP2026 | NT | 2035 | TWh | 408 | Sub_sector | Buildings | Datacenters | Datacenters & ICT | Energetic | datacentres_final_demand_hydrogen_energetic | Hydrogen | EU | Energy demand | 0 | FEC
DE | TYNDP2026 | NT | 2035 | TWh | 409 | Sub_sector | Buildings | Datacenters | Datacenters & ICT | Energetic | datacentres_final_demand_methane_energetic | Methane | EU | Energy demand | 0 | FEC
DE | TYNDP2026 | NT | 2035 | TWh | 410 | Sub_sector | Buildings | Datacenters | Datacenters & ICT | Energetic | datacentres_final_demand_heat_energetic | Heat | EU | Energy demand | 0 | FEC
DE | TYNDP2026 | NT | 2035 | TWh | 411 | Sub_sector | Buildings | Datacenters | Datacenters & ICT | Energetic | datacentres_final_demand_biomass_energetic | Biomass | EU | Energy demand | 0 | FEC
DE | TYNDP2026 | NT | 2035 | TWh | 412 | Sub_sector | Buildings | Datacenters | Datacenters & ICT | Energetic | datacentres_final_demand_coal_energetic | Solids | EU | Energy demand | 0 | FEC
DE | TYNDP2026 | NT | 2035 | TWh | 413 | Sub_sector | Buildings | Datacenters | Datacenters & ICT | Energetic | datacentres_final_demand_oil_energetic | Liquids | EU | Energy demand | 0 | FEC
DE | TYNDP2026 | NT | 2035 | TWh | 414 | Sub_sector | Buildings | Datacenters | Datacenters & ICT | Energetic | datacentres_final_demand_other_energetic | Others | EU | Energy demand | 0 | FEC
DE | TYNDP2026 | NT | 2035 | TWh | 415 | Sub_sector | Buildings | Datacenters | Datacenters & ICT | Energetic | datacentres_final_demand_ammonia_energetic | Ammonia | EU | Energy demand | 0 | FEC
DE | TYNDP2026 | NT | 2035 | TWh | 417 | Sub_sector | Transport | Others_Sector | Others_Sector | Energetic | other_final_demand_electricity_energetic | Electricity | EU | Energy demand | 0 | FEC
DE | TYNDP2026 | NT | 2035 | TWh | 418 | Sub_sector | Transport | Others_Sector | Others_Sector | Energetic | other_final_demand_hydrogen_energetic | Hydrogen | EU | Energy demand | 0 | FEC
DE | TYNDP2026 | NT | 2035 | TWh | 419 | Sub_sector | Transport | Pipeline Transport | Others_Sector | Energetic | other_final_demand_methane_energetic | Methane | EU | Energy demand | 3.2808 | FEC
DE | TYNDP2026 | NT | 2035 | TWh | 420 | Sub_sector | Transport | Others_Sector | Others_Sector | Energetic | other_final_demand_heat_energetic | Heat | EU | Energy demand | 0 | FEC
DE | TYNDP2026 | NT | 2035 | TWh | 421 | Sub_sector | Transport | Others_Sector | Others_Sector | Energetic | other_final_demand_biomass_energetic | Biomass | EU | Energy demand | 0 | FEC
DE | TYNDP2026 | NT | 2035 | TWh | 422 | Sub_sector | Transport | Others_Sector | Others_Sector | Energetic | other_final_demand_coal_energetic | Solids | EU | Energy demand | 0 | FEC
DE | TYNDP2026 | NT | 2035 | TWh | 423 | Sub_sector | Transport | Others_Sector | Others_Sector | Energetic | other_final_demand_oil_energetic | Liquids | EU | Energy demand | 0.974 | FEC
DE | TYNDP2026 | NT | 2035 | TWh | 424 | Sub_sector | Others_Sector | Others_Sector | Others_Sector | Non-energetic | other_final_demand_oil_non_energetic | Liquids | EU | Energy demand | 1.6053 | not_included_in_FEC
DE | TYNDP2026 | NT | 2035 | TWh | 425 | Sub_sector | Transport | Others_Sector | Others_Sector | Energetic | other_final_demand_other_energetic | Others | EU | Energy demand | 0 | FEC
DE | TYNDP2026 | NT | 2035 | TWh | 426 | Sub_sector | Transport | Others_Sector | Others_Sector | Energetic | other_final_demand_ammonia_energetic | Ammonia | EU | Energy demand | 0 | FEC
DE | TYNDP2026 | NT | 2035 | TWh | 427 | Sub_sector | Industry | Surplus_Heat_in_Industry | Surplus_Heat_in_Industry | Energetic | final_demand_of_industry_unused_local_production_steam_hot_water | Heat | EU | Energy demand | 0 | FEC
DE | TYNDP2026 | NT | 2035 | TWh | 429 | Sub_sector | Agriculture | Total | Agriculture | Energetic | agriculture_final_demand_electricity_energetic | Electricity | EU | Energy demand | 5.133 | FEC
DE | TYNDP2026 | NT | 2035 | TWh | 430 | Sub_sector | Agriculture | Total | Agriculture | Energetic | agriculture_final_demand_hydrogen_energetic | Hydrogen | EU | Energy demand | 0 | FEC
DE | TYNDP2026 | NT | 2035 | TWh | 431 | Sub_sector | Agriculture | Total | Agriculture | Energetic | agriculture_final_demand_methane_energetic | Methane | EU | Energy demand | 20.0047 | FEC
DE | TYNDP2026 | NT | 2035 | TWh | 432 | Sub_sector | Agriculture | Total | Agriculture | Energetic | agriculture_final_demand_heat_energetic | Heat | EU | Energy demand | 0 | FEC
DE | TYNDP2026 | NT | 2035 | TWh | 433 | Sub_sector | Agriculture | Total | Agriculture | Energetic | agriculture_final_demand_biomass_energetic | Biomass | EU | Energy demand | 2.9697 | FEC
DE | TYNDP2026 | NT | 2035 | TWh | 434 | Sub_sector | Agriculture | Total | Agriculture | Energetic | agriculture_final_demand_coal_energetic | Solids | EU | Energy demand | 0 | FEC
DE | TYNDP2026 | NT | 2035 | TWh | 435 | Sub_sector | Agriculture | Total | Agriculture | Energetic | agriculture_final_demand_oil_energetic | Liquids | EU | Energy demand | 4.0411 | FEC
DE | TYNDP2026 | NT | 2035 | TWh | 436 | Sub_sector | Agriculture | Total | Agriculture | Energetic | agriculture_final_demand_other_energetic | Others | EU | Energy demand | 0 | FEC
DE | TYNDP2026 | NT | 2035 | TWh | 437 | Sub_sector | Agriculture | Total | Agriculture | Energetic | agriculture_final_demand_ammonia_energetic | Ammonia | EU | Energy demand | 0 | FEC
DE | TYNDP2026 | NT | 2035 | TWh | 447 | Sub_sector | Buildings | Surplus Energy | Buildings | Energetic | GAP | Electricity | EU | Energy demand | 0 | FEC
DE | TYNDP2026 | NT | 2035 | TWh | 448 | Sub_sector | Buildings | Surplus Energy | Buildings | Energetic | GAP | Hydrogen | EU | Energy demand | 0 | FEC
DE | TYNDP2026 | NT | 2035 | TWh | 449 | Sub_sector | Buildings | Surplus Energy | Buildings | Energetic | GAP | Methane | EU | Energy demand | 0 | FEC
DE | TYNDP2026 | NT | 2035 | TWh | 450 | Sub_sector | Buildings | Surplus Energy | Buildings | Energetic | GAP | Heat | EU | Energy demand | 0 | FEC
DE | TYNDP2026 | NT | 2035 | TWh | 451 | Sub_sector | Buildings | Surplus Energy | Buildings | Energetic | GAP | Biomass | EU | Energy demand | 0.020593 | FEC
DE | TYNDP2026 | NT | 2035 | TWh | 452 | Sub_sector | Buildings | Surplus Energy | Buildings | Energetic | GAP | Solids | EU | Energy demand | 0 | FEC
DE | TYNDP2026 | NT | 2035 | TWh | 453 | Sub_sector | Buildings | Surplus Energy | Buildings | Energetic | GAP | Liquids | EU | Energy demand | 6.5187 | FEC
DE | TYNDP2026 | NT | 2035 | TWh | 454 | Sub_sector | Buildings | Surplus Energy | Buildings | Energetic | GAP | Others | EU | Energy demand | 0 | FEC
DE | TYNDP2026 | NT | 2035 | TWh | 455 | Sub_sector | Buildings | Surplus Energy | Buildings | Energetic | GAP | Ammonia | EU | Energy demand | 0 | FEC
DE | TYNDP2026 | NT | 2035 | TWh | 456 | Sub_sector | Households | Surplus Energy | Households | Energetic | GAP | Electricity | EU | Energy demand | 0 | FEC
DE | TYNDP2026 | NT | 2035 | TWh | 457 | Sub_sector | Households | Surplus Energy | Households | Energetic | GAP | Hydrogen | EU | Energy demand | 0 | FEC
DE | TYNDP2026 | NT | 2035 | TWh | 458 | Sub_sector | Households | Surplus Energy | Households | Energetic | GAP | Methane | EU | Energy demand | 0 | FEC
DE | TYNDP2026 | NT | 2035 | TWh | 459 | Sub_sector | Households | Surplus Energy | Households | Energetic | GAP | Heat | EU | Energy demand | 0 | FEC
DE | TYNDP2026 | NT | 2035 | TWh | 460 | Sub_sector | Households | Surplus Energy | Households | Energetic | GAP | Biomass | EU | Energy demand | 0 | FEC
DE | TYNDP2026 | NT | 2035 | TWh | 461 | Sub_sector | Households | Surplus Energy | Households | Energetic | GAP | Solids | EU | Energy demand | 0 | FEC
DE | TYNDP2026 | NT | 2035 | TWh | 462 | Sub_sector | Households | Surplus Energy | Households | Energetic | GAP | Liquids | EU | Energy demand | 0 | FEC
DE | TYNDP2026 | NT | 2035 | TWh | 463 | Sub_sector | Households | Surplus Energy | Households | Energetic | GAP | Others | EU | Energy demand | 0 | FEC
DE | TYNDP2026 | NT | 2035 | TWh | 464 | Sub_sector | Households | Surplus Energy | Households | Energetic | GAP | Ammonia | EU | Energy demand | 0 | FEC
DE | TYNDP2026 | NT | 2040 | TWh | 102 | Sub_sector | Industry | Aluminium | Industry (aluminium) | Energetic | industry_aluminium_demand_electricity_energetic | Electricity | EU | Energy demand | 4.08 | FEC
DE | TYNDP2026 | NT | 2040 | TWh | 103 | Sub_sector | Industry | Aluminium | Industry (aluminium) | Energetic | industry_aluminium_demand_hydrogen_energetic | Hydrogen | EU | Energy demand | 0 | FEC
DE | TYNDP2026 | NT | 2040 | TWh | 104 | Sub_sector | Industry | Aluminium | Industry (aluminium) | Energetic | industry_aluminium_demand_methane_energetic | Methane | EU | Energy demand | 0.63257 | FEC
DE | TYNDP2026 | NT | 2040 | TWh | 105 | Sub_sector | Industry | Aluminium | Industry (aluminium) | Energetic | industry_aluminium_demand_heat_energetic | Heat | EU | Energy demand | 0 | FEC
DE | TYNDP2026 | NT | 2040 | TWh | 106 | Sub_sector | Industry | Aluminium | Industry (aluminium) | Energetic | industry_aluminium_demand_biomass_energetic | Biomass | EU | Energy demand | 0 | FEC
DE | TYNDP2026 | NT | 2040 | TWh | 107 | Sub_sector | Industry | Aluminium | Industry (aluminium) | Energetic | industry_aluminium_demand_coal_energetic | Solids | EU | Energy demand | 0 | FEC
DE | TYNDP2026 | NT | 2040 | TWh | 108 | Sub_sector | Industry | Aluminium | Industry (aluminium) | Energetic | industry_aluminium_demand_oil_energetic | Liquids | EU | Energy demand | 0 | FEC
DE | TYNDP2026 | NT | 2040 | TWh | 109 | Sub_sector | Industry | Aluminium | Industry (aluminium) | Energetic | industry_aluminium_demand_others_energetic | Others | EU | Energy demand | 0 | FEC
DE | TYNDP2026 | NT | 2040 | TWh | 110 | Sub_sector | Industry | Aluminium | Industry (aluminium) | Energetic | industry_ammonia_demand_others_energetic | Ammonia | EU | Energy demand | 0 | FEC
DE | TYNDP2026 | NT | 2040 | TWh | 112 | Sub_sector | Industry | Chemicals | Industry (chemicals, energetic) | Energetic | industry_chemical_demand_electricity_energetic | Electricity | EU | Energy demand | 80.7198 | FEC
DE | TYNDP2026 | NT | 2040 | TWh | 113 | Sub_sector | Industry | Chemicals | Industry (chemicals, energetic) | Energetic | industry_chemical_demand_hydrogen_energetic | Hydrogen | EU | Energy demand | 31.2815 | FEC
DE | TYNDP2026 | NT | 2040 | TWh | 114 | Sub_sector | Industry | Chemicals | Industry (chemicals, energetic) | Energetic | industry_chemical_demand_methane_energetic | Methane | EU | Energy demand | 13.3393 | FEC
DE | TYNDP2026 | NT | 2040 | TWh | 115 | Sub_sector | Industry | Chemicals | Industry (chemicals, energetic) | Energetic | industry_chemical_demand_heat_energetic | Heat | EU | Energy demand | 9.6381 | FEC
DE | TYNDP2026 | NT | 2040 | TWh | 116 | Sub_sector | Industry | Chemicals | Industry (chemicals, energetic) | Energetic | industry_chemical_demand_biomass_energetic | Biomass | EU | Energy demand | 4.8613 | FEC
DE | TYNDP2026 | NT | 2040 | TWh | 117 | Sub_sector | Industry | Chemicals | Industry (chemicals, energetic) | Energetic | industry_chemical_demand_coal_energetic | Solids | EU | Energy demand | 1.9023 | FEC
DE | TYNDP2026 | NT | 2040 | TWh | 118 | Sub_sector | Industry | Chemicals | Industry (chemicals, energetic) | Energetic | industry_chemical_demand_oil_energetic | Liquids | EU | Energy demand | 0 | FEC
DE | TYNDP2026 | NT | 2040 | TWh | 119 | Sub_sector | Industry | Chemicals | Industry (chemicals, energetic) | Energetic | industry_chemical_demand_others_energetic | Others | EU | Energy demand | 0 | FEC
DE | TYNDP2026 | NT | 2040 | TWh | 120 | Sub_sector | Industry | Chemicals | Industry (chemicals, energetic) | Energetic | industry_chemical_demand_ammonia_energetic | Ammonia | EU | Energy demand | 0 | FEC
DE | TYNDP2026 | NT | 2040 | TWh | 122 | Sub_sector | Industry | Chemicals | Industry (chemicals, non-energetic) | Non-energetic | industry_chemical_demand_electricity_non_energetic | Electricity | EU | Energy demand | 0 | not_included_in_FEC
DE | TYNDP2026 | NT | 2040 | TWh | 123 | Sub_sector | Industry | Chemicals | Industry (chemicals, non-energetic) | Non-energetic | industry_chemical_demand_hydrogen_non_energetic | Hydrogen | EU | Energy demand | 47.3433 | not_included_in_FEC
DE | TYNDP2026 | NT | 2040 | TWh | 124 | Sub_sector | Industry | Chemicals | Industry (chemicals, non-energetic) | Non-energetic | industry_chemical_demand_methane_non_energetic | Methane | EU | Energy demand | 0 | not_included_in_FEC
DE | TYNDP2026 | NT | 2040 | TWh | 125 | Sub_sector | Industry | Chemicals | Industry (chemicals, non-energetic) | Non-energetic | industry_chemical_demand_heat_non_energetic | Heat | EU | Energy demand | 0 | not_included_in_FEC
DE | TYNDP2026 | NT | 2040 | TWh | 126 | Sub_sector | Industry | Chemicals | Industry (chemicals, non-energetic) | Non-energetic | industry_chemical_demand_biomass_non_energetic | Biomass | EU | Energy demand | 45.1241 | not_included_in_FEC
DE | TYNDP2026 | NT | 2040 | TWh | 127 | Sub_sector | Industry | Chemicals | Industry (chemicals, non-energetic) | Non-energetic | industry_chemical_demand_coal_non_energetic | Solids | EU | Energy demand | 0 | not_included_in_FEC
DE | TYNDP2026 | NT | 2040 | TWh | 128 | Sub_sector | Industry | Chemicals | Industry (chemicals, non-energetic) | Non-energetic | industry_chemical_demand_oil_non_energetic | Liquids | EU | Energy demand | 92.4674 | not_included_in_FEC
DE | TYNDP2026 | NT | 2040 | TWh | 129 | Sub_sector | Industry | Chemicals | Industry (chemicals, non-energetic) | Non-energetic | industry_chemical_demand_others_non_energetic | Others | EU | Energy demand | 0 | not_included_in_FEC
DE | TYNDP2026 | NT | 2040 | TWh | 130 | Sub_sector | Industry | Chemicals | Industry (chemicals, non-energetic) | Non-energetic | industry_chemical_demand_ammonia_non_energetic | Ammonia | EU | Energy demand | 0 | not_included_in_FEC
DE | TYNDP2026 | NT | 2040 | TWh | 132 | Sub_sector | Industry | Fertilizers | Industry (fertilizers, energetic) | Energetic | industry_fertilizers_demand_electricity_energetic | Electricity | EU | Energy demand | 0.8176 | FEC
DE | TYNDP2026 | NT | 2040 | TWh | 133 | Sub_sector | Industry | Fertilizers | Industry (fertilizers, energetic) | Energetic | industry_fertilizers_demand_hydrogen_energetic | Hydrogen | EU | Energy demand | 3.2812 | FEC
DE | TYNDP2026 | NT | 2040 | TWh | 134 | Sub_sector | Industry | Fertilizers | Industry (fertilizers, energetic) | Energetic | industry_fertilizers_demand_methane_energetic | Methane | EU | Energy demand | 1.0937 | FEC
DE | TYNDP2026 | NT | 2040 | TWh | 135 | Sub_sector | Industry | Fertilizers | Industry (fertilizers, energetic) | Energetic | industry_fertilizers_demand_heat_energetic | Heat | EU | Energy demand | 0 | FEC
DE | TYNDP2026 | NT | 2040 | TWh | 136 | Sub_sector | Industry | Fertilizers | Industry (fertilizers, energetic) | Energetic | industry_fertilizers_demand_biomass_energetic | Biomass | EU | Energy demand | 0 | FEC
DE | TYNDP2026 | NT | 2040 | TWh | 137 | Sub_sector | Industry | Fertilizers | Industry (fertilizers, energetic) | Energetic | industry_fertilizers_demand_coal_energetic | Solids | EU | Energy demand | 0 | FEC
DE | TYNDP2026 | NT | 2040 | TWh | 138 | Sub_sector | Industry | Fertilizers | Industry (fertilizers, energetic) | Energetic | industry_fertilizers_demand_oil_energetic | Liquids | EU | Energy demand | 0 | FEC
DE | TYNDP2026 | NT | 2040 | TWh | 139 | Sub_sector | Industry | Fertilizers | Industry (fertilizers, energetic) | Energetic | industry_fertilizers_demand_others_energetic | Others | EU | Energy demand | 0 | FEC
DE | TYNDP2026 | NT | 2040 | TWh | 140 | Sub_sector | Industry | Fertilizers | Industry (fertilizers, energetic) | Energetic | industry_fertilizers_demand_ammonia_energetic | Ammonia | EU | Energy demand | 0 | FEC
DE | TYNDP2026 | NT | 2040 | TWh | 142 | Sub_sector | Industry | Fertilizers | Industry (fertilizers, non-energetic) | Non-energetic | industry_fertilizers_demand_electricity_non_energetic | Electricity | EU | Energy demand | 0 | not_included_in_FEC
DE | TYNDP2026 | NT | 2040 | TWh | 143 | Sub_sector | Industry | Fertilizers | Industry (fertilizers, non-energetic) | Non-energetic | industry_fertilizers_demand_hydrogen_non_energetic | Hydrogen | EU | Energy demand | 10.7154 | not_included_in_FEC
DE | TYNDP2026 | NT | 2040 | TWh | 144 | Sub_sector | Industry | Fertilizers | Industry (fertilizers, non-energetic) | Non-energetic | industry_fertilizers_demand_methane_non_energetic | Methane | EU | Energy demand | 4.0228 | not_included_in_FEC
DE | TYNDP2026 | NT | 2040 | TWh | 145 | Sub_sector | Industry | Fertilizers | Industry (fertilizers, non-energetic) | Non-energetic | industry_fertilizers_demand_heat_non_energetic | Heat | EU | Energy demand | 0 | not_included_in_FEC
DE | TYNDP2026 | NT | 2040 | TWh | 146 | Sub_sector | Industry | Fertilizers | Industry (fertilizers, non-energetic) | Non-energetic | industry_fertilizers_demand_biomass_non_energetic | Biomass | EU | Energy demand | 0 | not_included_in_FEC
DE | TYNDP2026 | NT | 2040 | TWh | 147 | Sub_sector | Industry | Fertilizers | Industry (fertilizers, non-energetic) | Non-energetic | industry_fertilizers_demand_coal_non_energetic | Solids | EU | Energy demand | 0 | not_included_in_FEC
DE | TYNDP2026 | NT | 2040 | TWh | 148 | Sub_sector | Industry | Fertilizers | Industry (fertilizers, non-energetic) | Non-energetic | industry_fertilizers_demand_oil_non_energetic | Liquids | EU | Energy demand | 0 | not_included_in_FEC
DE | TYNDP2026 | NT | 2040 | TWh | 149 | Sub_sector | Industry | Fertilizers | Industry (fertilizers, non-energetic) | Non-energetic | industry_fertilizers_demand_others_non_energetic | Others | EU | Energy demand | 0 | not_included_in_FEC
DE | TYNDP2026 | NT | 2040 | TWh | 150 | Sub_sector | Industry | Fertilizers | Industry (fertilizers, non-energetic) | Non-energetic | industry_fertilizers_demand_ammonia_non_energetic | Ammonia | EU | Energy demand | 3.2768 | not_included_in_FEC
DE | TYNDP2026 | NT | 2040 | TWh | 152 | Sub_sector | Industry | Food | Industry (food) | Energetic | industry_food_demand_electricity_energetic | Electricity | EU | Energy demand | 31.3074 | FEC
DE | TYNDP2026 | NT | 2040 | TWh | 153 | Sub_sector | Industry | Food | Industry (food) | Energetic | industry_food_demand_hydrogen_energetic | Hydrogen | EU | Energy demand | 9.8069 | FEC
DE | TYNDP2026 | NT | 2040 | TWh | 154 | Sub_sector | Industry | Food | Industry (food) | Energetic | industry_food_demand_methane_energetic | Methane | EU | Energy demand | 4.0357 | FEC
DE | TYNDP2026 | NT | 2040 | TWh | 155 | Sub_sector | Industry | Food | Industry (food) | Energetic | industry_food_demand_heat_energetic | Heat | EU | Energy demand | 8.0997 | FEC
DE | TYNDP2026 | NT | 2040 | TWh | 156 | Sub_sector | Industry | Food | Industry (food) | Energetic | industry_food_demand_biomass_energetic | Biomass | EU | Energy demand | 3.4052 | FEC
DE | TYNDP2026 | NT | 2040 | TWh | 157 | Sub_sector | Industry | Food | Industry (food) | Energetic | industry_food_demand_coal_energetic | Solids | EU | Energy demand | 0.59023 | FEC
DE | TYNDP2026 | NT | 2040 | TWh | 158 | Sub_sector | Industry | Food | Industry (food) | Energetic | industry_food_demand_oil_energetic | Liquids | EU | Energy demand | 0 | FEC
DE | TYNDP2026 | NT | 2040 | TWh | 159 | Sub_sector | Industry | Food | Industry (food) | Energetic | industry_food_demand_others_energetic | Others | EU | Energy demand | 0 | FEC
DE | TYNDP2026 | NT | 2040 | TWh | 160 | Sub_sector | Industry | Food | Industry (food) | Energetic | industry_food_demand_ammonia_energetic | Ammonia | EU | Energy demand | 0 | FEC
DE | TYNDP2026 | NT | 2040 | TWh | 162 | Sub_sector | Industry | Metals | Industry (metal) | Energetic | industry_metal_demand_electricity_energetic | Electricity | EU | Energy demand | 3.305 | FEC
DE | TYNDP2026 | NT | 2040 | TWh | 163 | Sub_sector | Industry | Metals | Industry (metal) | Energetic | industry_metal_demand_hydrogen_energetic | Hydrogen | EU | Energy demand | 0 | FEC
DE | TYNDP2026 | NT | 2040 | TWh | 164 | Sub_sector | Industry | Metals | Industry (metal) | Energetic | industry_metal_demand_methane_energetic | Methane | EU | Energy demand | 4.622 | FEC
DE | TYNDP2026 | NT | 2040 | TWh | 165 | Sub_sector | Industry | Metals | Industry (metal) | Energetic | industry_metal_demand_heat_energetic | Heat | EU | Energy demand | 0.15708 | FEC
DE | TYNDP2026 | NT | 2040 | TWh | 166 | Sub_sector | Industry | Metals | Industry (metal) | Energetic | industry_metal_demand_biomass_energetic | Biomass | EU | Energy demand | 0 | FEC
DE | TYNDP2026 | NT | 2040 | TWh | 167 | Sub_sector | Industry | Metals | Industry (metal) | Energetic | industry_metal_demand_coal_energetic | Solids | EU | Energy demand | 0.10867 | FEC
DE | TYNDP2026 | NT | 2040 | TWh | 168 | Sub_sector | Industry | Metals | Industry (metal) | Energetic | industry_metal_demand_oil_energetic | Liquids | EU | Energy demand | 0.22246 | FEC
DE | TYNDP2026 | NT | 2040 | TWh | 169 | Sub_sector | Industry | Metals | Industry (metal) | Energetic | industry_metal_demand_others_energetic | Others | EU | Energy demand | 0 | FEC
DE | TYNDP2026 | NT | 2040 | TWh | 170 | Sub_sector | Industry | Metals | Industry (metal) | Energetic | industry_metal_demand_ammonia_energetic | Ammonia | EU | Energy demand | 0 | FEC
DE | TYNDP2026 | NT | 2040 | TWh | 172 | Sub_sector | Industry | Others | Industry (other, energetic) | Energetic | industry_other_demand_electricity_energetic | Electricity | EU | Energy demand | 11.7372 | FEC
DE | TYNDP2026 | NT | 2040 | TWh | 173 | Sub_sector | Industry | Others | Industry (other, energetic) | Energetic | industry_other_demand_hydrogen_energetic | Hydrogen | EU | Energy demand | 0 | FEC
DE | TYNDP2026 | NT | 2040 | TWh | 174 | Sub_sector | Industry | Others | Industry (other, energetic) | Energetic | industry_other_demand_methane_energetic | Methane | EU | Energy demand | 0 | FEC
DE | TYNDP2026 | NT | 2040 | TWh | 175 | Sub_sector | Industry | Others | Industry (other, energetic) | Energetic | industry_other_demand_heat_energetic | Heat | EU | Energy demand | 20.2969 | FEC
DE | TYNDP2026 | NT | 2040 | TWh | 176 | Sub_sector | Industry | Others | Industry (other, energetic) | Energetic | industry_other_demand_biomass_energetic | Biomass | EU | Energy demand | 32.8123 | FEC
DE | TYNDP2026 | NT | 2040 | TWh | 177 | Sub_sector | Industry | Others | Industry (other, energetic) | Energetic | industry_other_demand_coal_energetic | Solids | EU | Energy demand | 0 | FEC
DE | TYNDP2026 | NT | 2040 | TWh | 178 | Sub_sector | Industry | Others | Industry (other, energetic) | Energetic | industry_other_demand_oil_energetic | Liquids | EU | Energy demand | 0 | FEC
DE | TYNDP2026 | NT | 2040 | TWh | 179 | Sub_sector | Industry | Others | Industry (other, energetic) | Energetic | industry_other_demand_others_energetic | Others | EU | Energy demand | 0 | FEC
DE | TYNDP2026 | NT | 2040 | TWh | 180 | Sub_sector | Industry | Others | Industry (other, energetic) | Energetic | industry_other_demand_ammonia_energetic | Ammonia | EU | Energy demand | 0 | FEC
DE | TYNDP2026 | NT | 2040 | TWh | 182 | Sub_sector | Industry | Others | Industry (other, non-energetic) | Non-energetic | industry_other_demand_electricity_non_energetic | Electricity | EU | Energy demand | 0 | not_included_in_FEC
DE | TYNDP2026 | NT | 2040 | TWh | 183 | Sub_sector | Industry | Others | Industry (other, non-energetic) | Non-energetic | industry_other_demand_hydrogen_non_energetic | Hydrogen | EU | Energy demand | 0 | not_included_in_FEC
DE | TYNDP2026 | NT | 2040 | TWh | 184 | Sub_sector | Industry | Others | Industry (other, non-energetic) | Non-energetic | industry_other_demand_methane_non_energetic | Methane | EU | Energy demand | 0 | not_included_in_FEC
DE | TYNDP2026 | NT | 2040 | TWh | 185 | Sub_sector | Industry | Others | Industry (other, non-energetic) | Non-energetic | industry_other_demand_heat_non_energetic | Heat | EU | Energy demand | 0 | not_included_in_FEC
DE | TYNDP2026 | NT | 2040 | TWh | 186 | Sub_sector | Industry | Others | Industry (other, non-energetic) | Non-energetic | industry_other_demand_biomass_non_energetic | Biomass | EU | Energy demand | 0 | not_included_in_FEC
DE | TYNDP2026 | NT | 2040 | TWh | 187 | Sub_sector | Industry | Others | Industry (other, non-energetic) | Non-energetic | industry_other_demand_coal_non_energetic | Solids | EU | Energy demand | 0 | not_included_in_FEC
DE | TYNDP2026 | NT | 2040 | TWh | 188 | Sub_sector | Industry | Others | Industry (other, non-energetic) | Non-energetic | industry_other_demand_oil_non_energetic | Liquids | EU | Energy demand | 0 | not_included_in_FEC
DE | TYNDP2026 | NT | 2040 | TWh | 189 | Sub_sector | Industry | Others | Industry (other, non-energetic) | Non-energetic | industry_other_demand_others_non_energetic | Others | EU | Energy demand | 0 | not_included_in_FEC
DE | TYNDP2026 | NT | 2040 | TWh | 190 | Sub_sector | Industry | Others | Industry (other, non-energetic) | Non-energetic | industry_other_demand_ammonia_non_energetic | Ammonia | EU | Energy demand | 0 | not_included_in_FEC
DE | TYNDP2026 | NT | 2040 | TWh | 192 | Sub_sector | Industry | Paper | Industry (paper) | Energetic | industry_paper_demand_electricity_energetic | Electricity | EU | Energy demand | 32.5498 | FEC
DE | TYNDP2026 | NT | 2040 | TWh | 193 | Sub_sector | Industry | Paper | Industry (paper) | Energetic | industry_paper_demand_hydrogen_energetic | Hydrogen | EU | Energy demand | 9.6173 | FEC
DE | TYNDP2026 | NT | 2040 | TWh | 194 | Sub_sector | Industry | Paper | Industry (paper) | Energetic | industry_paper_demand_methane_energetic | Methane | EU | Energy demand | 4.1633 | FEC
DE | TYNDP2026 | NT | 2040 | TWh | 195 | Sub_sector | Industry | Paper | Industry (paper) | Energetic | industry_paper_demand_heat_energetic | Heat | EU | Energy demand | 8.9178 | FEC
DE | TYNDP2026 | NT | 2040 | TWh | 196 | Sub_sector | Industry | Paper | Industry (paper) | Energetic | industry_paper_demand_biomass_energetic | Biomass | EU | Energy demand | 3.5596 | FEC
DE | TYNDP2026 | NT | 2040 | TWh | 197 | Sub_sector | Industry | Paper | Industry (paper) | Energetic | industry_paper_demand_coal_energetic | Solids | EU | Energy demand | 0.51521 | FEC
DE | TYNDP2026 | NT | 2040 | TWh | 198 | Sub_sector | Industry | Paper | Industry (paper) | Energetic | industry_paper_demand_oil_energetic | Liquids | EU | Energy demand | 1.9864 | FEC
DE | TYNDP2026 | NT | 2040 | TWh | 199 | Sub_sector | Industry | Paper | Industry (paper) | Energetic | industry_paper_demand_others_energetic | Others | EU | Energy demand | 0 | FEC
DE | TYNDP2026 | NT | 2040 | TWh | 200 | Sub_sector | Industry | Paper | Industry (paper) | Energetic | industry_paper_demand_ammonia_energetic | Ammonia | EU | Energy demand | 0 | FEC
DE | TYNDP2026 | NT | 2040 | TWh | 202 | Sub_sector | Industry | Refineries | Industry (refineries, energetic) | Energetic | industry_refinery_demand_electricity_energetic | Electricity | EU | Energy demand | 2.151 | not_included_in_FEC
DE | TYNDP2026 | NT | 2040 | TWh | 203 | Sub_sector | Industry | Refineries | Industry (refineries, energetic) | Energetic | industry_refinery_demand_hydrogen_energetic | Hydrogen | EU | Energy demand | 6.0869 | not_included_in_FEC
DE | TYNDP2026 | NT | 2040 | TWh | 204 | Sub_sector | Industry | Refineries | Industry (refineries, energetic) | Energetic | industry_refinery_demand_methane_energetic | Methane | EU | Energy demand | 3.6179 | not_included_in_FEC
DE | TYNDP2026 | NT | 2040 | TWh | 205 | Sub_sector | Industry | Refineries | Industry (refineries, energetic) | Energetic | industry_refinery_demand_heat_energetic | Heat | EU | Energy demand | 0.24201 | not_included_in_FEC
DE | TYNDP2026 | NT | 2040 | TWh | 206 | Sub_sector | Industry | Refineries | Industry (refineries, energetic) | Energetic | industry_refinery_demand_biomass_energetic | Biomass | EU | Energy demand | 2.5301 | not_included_in_FEC
DE | TYNDP2026 | NT | 2040 | TWh | 207 | Sub_sector | Industry | Refineries | Industry (refineries, energetic) | Energetic | industry_refinery_demand_coal_energetic | Solids | EU | Energy demand | 0 | not_included_in_FEC
DE | TYNDP2026 | NT | 2040 | TWh | 208 | Sub_sector | Industry | Refineries | Industry (refineries, energetic) | Energetic | industry_refinery_demand_oil_energetic | Liquids | EU | Energy demand | 13.2536 | not_included_in_FEC
DE | TYNDP2026 | NT | 2040 | TWh | 209 | Sub_sector | Industry | Refineries | Industry (refineries, energetic) | Energetic | industry_refinery_demand_others_energetic | Others | EU | Energy demand | 0 | not_included_in_FEC
DE | TYNDP2026 | NT | 2040 | TWh | 210 | Sub_sector | Industry | Refineries | Industry (refineries, energetic) | Energetic | industry_refinery_demand_ammonia_energetic | Ammonia | EU | Energy demand | 0 | not_included_in_FEC
DE | TYNDP2026 | NT | 2040 | TWh | 212 | Sub_sector | Industry | Refineries | Industry (refineries, non-energetic) | Non-energetic | industry_refinery_demand_electricity_non_energetic | Electricity | EU | Energy demand | 0 | not_included_in_FEC
DE | TYNDP2026 | NT | 2040 | TWh | 213 | Sub_sector | Industry | Refineries | Industry (refineries, non-energetic) | Non-energetic | industry_refinery_demand_hydrogen_non_energetic | Hydrogen | EU | Energy demand | 0 | not_included_in_FEC
DE | TYNDP2026 | NT | 2040 | TWh | 214 | Sub_sector | Industry | Refineries | Industry (refineries, non-energetic) | Non-energetic | industry_refinery_demand_methane_non_energetic | Methane | EU | Energy demand | 0 | not_included_in_FEC
DE | TYNDP2026 | NT | 2040 | TWh | 215 | Sub_sector | Industry | Refineries | Industry (refineries, non-energetic) | Non-energetic | industry_refinery_demand_heat_non_energetic | Heat | EU | Energy demand | 0 | not_included_in_FEC
DE | TYNDP2026 | NT | 2040 | TWh | 216 | Sub_sector | Industry | Refineries | Industry (refineries, non-energetic) | Non-energetic | industry_refinery_demand_biomass_non_energetic | Biomass | EU | Energy demand | 0 | not_included_in_FEC
DE | TYNDP2026 | NT | 2040 | TWh | 217 | Sub_sector | Industry | Refineries | Industry (refineries, non-energetic) | Non-energetic | industry_refinery_demand_coal_non_energetic | Solids | EU | Energy demand | 0 | not_included_in_FEC
DE | TYNDP2026 | NT | 2040 | TWh | 218 | Sub_sector | Industry | Refineries | Industry (refineries, non-energetic) | Non-energetic | industry_refinery_demand_oil_non_energetic | Liquids | EU | Energy demand | 0 | not_included_in_FEC
DE | TYNDP2026 | NT | 2040 | TWh | 219 | Sub_sector | Industry | Refineries | Industry (refineries, non-energetic) | Non-energetic | industry_refinery_demand_others_non_energetic | Others | EU | Energy demand | 0 | not_included_in_FEC
DE | TYNDP2026 | NT | 2040 | TWh | 220 | Sub_sector | Industry | Refineries | Industry (refineries, non-energetic) | Non-energetic | industry_refinery_demand_ammonia_non_energetic | Ammonia | EU | Energy demand | 0 | not_included_in_FEC
DE | TYNDP2026 | NT | 2040 | TWh | 222 | Sub_sector | Industry | Steel | Industry (steel) | Energetic | industry_steel_demand_electricity_energetic | Electricity | EU | Energy demand | 37.2475 | FEC
DE | TYNDP2026 | NT | 2040 | TWh | 223 | Sub_sector | Industry | Steel | Industry (steel) | Energetic | industry_steel_demand_hydrogen_energetic | Hydrogen | EU | Energy demand | 48.9422 | FEC
DE | TYNDP2026 | NT | 2040 | TWh | 224 | Sub_sector | Industry | Steel | Industry (steel) | Energetic | industry_steel_demand_methane_energetic | Methane | EU | Energy demand | 33.7204 | FEC
DE | TYNDP2026 | NT | 2040 | TWh | 225 | Sub_sector | Industry | Steel | Industry (steel) | Energetic | industry_steel_demand_heat_energetic | Heat | EU | Energy demand | 0.051045 | FEC
DE | TYNDP2026 | NT | 2040 | TWh | 226 | Sub_sector | Industry | Steel | Industry (steel) | Energetic | industry_steel_demand_biomass_energetic | Biomass | EU | Energy demand | 0.0067611 | FEC
DE | TYNDP2026 | NT | 2040 | TWh | 227 | Sub_sector | Industry | Steel | Industry (steel) | Energetic | industry_steel_demand_coal_energetic | Solids | EU | Energy demand | 8.4856 | FEC
DE | TYNDP2026 | NT | 2040 | TWh | 228 | Sub_sector | Industry | Steel | Industry (steel) | Energetic | industry_steel_demand_oil_energetic | Liquids | EU | Energy demand | 0.012263 | FEC
DE | TYNDP2026 | NT | 2040 | TWh | 229 | Sub_sector | Industry | Steel | Industry (steel) | Energetic | industry_steel_demand_others_energetic | Others | EU | Energy demand | 0 | FEC
DE | TYNDP2026 | NT | 2040 | TWh | 230 | Sub_sector | Industry | Steel | Industry (steel) | Energetic | industry_steel_demand_ammonia_energetic | Ammonia | EU | Energy demand | 0 | FEC
DE | TYNDP2026 | NT | 2040 | TWh | 232 | Sub_sector | Transport | Cars | Transport (cars) | Energetic | transport_cars_final_demand_electricity | Electricity | EU | Energy demand | 110.5758 | FEC
DE | TYNDP2026 | NT | 2040 | TWh | 233 | Sub_sector | Transport | Cars | Transport (cars) | Energetic | transport_cars_final_demand_hydrogen | Hydrogen | EU | Energy demand | 1.2694 | FEC
DE | TYNDP2026 | NT | 2040 | TWh | 234 | Sub_sector | Transport | Cars | Transport (cars) | Energetic | transport_cars_final_demand_methane | Methane | EU | Energy demand | 4.8836 | FEC
DE | TYNDP2026 | NT | 2040 | TWh | 235 | Sub_sector | Transport | Cars | Transport (cars) | Energetic | transport_cars_final_demand_heat | Heat | EU | Energy demand | 0 | FEC
DE | TYNDP2026 | NT | 2040 | TWh | 236 | Sub_sector | Transport | Cars | Transport (cars) | Energetic | transport_cars_final_demand_biomass | Biomass | EU | Energy demand | 0 | FEC
DE | TYNDP2026 | NT | 2040 | TWh | 237 | Sub_sector | Transport | Cars | Transport (cars) | Energetic | transport_cars_final_demand_coal | Solids | EU | Energy demand | 0 | FEC
DE | TYNDP2026 | NT | 2040 | TWh | 238 | Sub_sector | Transport | Cars | Transport (cars) | Energetic | transport_cars_final_demand_oil | Liquids | EU | Energy demand | 84.1636 | FEC
DE | TYNDP2026 | NT | 2040 | TWh | 239 | Sub_sector | Transport | Cars | Transport (cars) | Energetic | transport_cars_final_demand_other | Others | EU | Energy demand | 0 | FEC
DE | TYNDP2026 | NT | 2040 | TWh | 240 | Sub_sector | Transport | Cars | Transport (cars) | Energetic | transport_cars_final_demand_ammonia | Ammonia | EU | Energy demand | 0 | FEC
DE | TYNDP2026 | NT | 2040 | TWh | 242 | Sub_sector | Transport | Busses | Transport (busses) | Energetic | transport_busses_final_demand_electricity | Electricity | EU | Energy demand | 5.2765 | FEC
DE | TYNDP2026 | NT | 2040 | TWh | 243 | Sub_sector | Transport | Busses | Transport (busses) | Energetic | transport_busses_final_demand_hydrogen | Hydrogen | EU | Energy demand | 2.634 | FEC
DE | TYNDP2026 | NT | 2040 | TWh | 244 | Sub_sector | Transport | Busses | Transport (busses) | Energetic | transport_busses_final_demand_methane | Methane | EU | Energy demand | 0.084825 | FEC
DE | TYNDP2026 | NT | 2040 | TWh | 245 | Sub_sector | Transport | Busses | Transport (busses) | Energetic | transport_busses_final_demand_heat | Heat | EU | Energy demand | 0 | FEC
DE | TYNDP2026 | NT | 2040 | TWh | 246 | Sub_sector | Transport | Busses | Transport (busses) | Energetic | transport_busses_final_demand_biomass | Biomass | EU | Energy demand | 0 | FEC
DE | TYNDP2026 | NT | 2040 | TWh | 247 | Sub_sector | Transport | Busses | Transport (busses) | Energetic | transport_busses_final_demand_coal | Solids | EU | Energy demand | 0 | FEC
DE | TYNDP2026 | NT | 2040 | TWh | 248 | Sub_sector | Transport | Busses | Transport (busses) | Energetic | transport_busses_final_demand_oil | Liquids | EU | Energy demand | 3.0537 | FEC
DE | TYNDP2026 | NT | 2040 | TWh | 249 | Sub_sector | Transport | Busses | Transport (busses) | Energetic | transport_busses_final_demand_other | Others | EU | Energy demand | 0 | FEC
DE | TYNDP2026 | NT | 2040 | TWh | 250 | Sub_sector | Transport | Busses | Transport (busses) | Energetic | transport_busses_final_demand_ammonia | Ammonia | EU | Energy demand | 0 | FEC
DE | TYNDP2026 | NT | 2040 | TWh | 252 | Sub_sector | Transport | Trucks | Transport (trucks) | Energetic | transport_trucks_final_demand_electricity | Electricity | EU | Energy demand | 44.577 | FEC
DE | TYNDP2026 | NT | 2040 | TWh | 253 | Sub_sector | Transport | Trucks | Transport (trucks) | Energetic | transport_trucks_final_demand_hydrogen | Hydrogen | EU | Energy demand | 9.4879 | FEC
DE | TYNDP2026 | NT | 2040 | TWh | 254 | Sub_sector | Transport | Trucks | Transport (trucks) | Energetic | transport_trucks_final_demand_methane | Methane | EU | Energy demand | 4.7571 | FEC
DE | TYNDP2026 | NT | 2040 | TWh | 255 | Sub_sector | Transport | Trucks | Transport (trucks) | Energetic | transport_trucks_final_demand_heat | Heat | EU | Energy demand | 0 | FEC
DE | TYNDP2026 | NT | 2040 | TWh | 256 | Sub_sector | Transport | Trucks | Transport (trucks) | Energetic | transport_trucks_final_demand_biomass | Biomass | EU | Energy demand | 0 | FEC
DE | TYNDP2026 | NT | 2040 | TWh | 257 | Sub_sector | Transport | Trucks | Transport (trucks) | Energetic | transport_trucks_final_demand_coal | Solids | EU | Energy demand | 0 | FEC
DE | TYNDP2026 | NT | 2040 | TWh | 258 | Sub_sector | Transport | Trucks | Transport (trucks) | Energetic | transport_trucks_final_demand_oil | Liquids | EU | Energy demand | 22.7149 | FEC
DE | TYNDP2026 | NT | 2040 | TWh | 259 | Sub_sector | Transport | Trucks | Transport (trucks) | Energetic | transport_trucks_final_demand_other | Others | EU | Energy demand | 0 | FEC
DE | TYNDP2026 | NT | 2040 | TWh | 260 | Sub_sector | Transport | Trucks | Transport (trucks) | Energetic | transport_trucks_final_demand_ammonia | Ammonia | EU | Energy demand | 0 | FEC
DE | TYNDP2026 | NT | 2040 | TWh | 262 | Sub_sector | Transport | Vans | Transport (vans) | Energetic | transport_vans_final_demand_electricity | Electricity | EU | Energy demand | 40.966 | FEC
DE | TYNDP2026 | NT | 2040 | TWh | 263 | Sub_sector | Transport | Vans | Transport (vans) | Energetic | transport_vans_final_demand_hydrogen | Hydrogen | EU | Energy demand | 0.42533 | FEC
DE | TYNDP2026 | NT | 2040 | TWh | 264 | Sub_sector | Transport | Vans | Transport (vans) | Energetic | transport_vans_final_demand_methane | Methane | EU | Energy demand | 0.28452 | FEC
DE | TYNDP2026 | NT | 2040 | TWh | 265 | Sub_sector | Transport | Vans | Transport (vans) | Energetic | transport_vans_final_demand_heat | Heat | EU | Energy demand | 0 | FEC
DE | TYNDP2026 | NT | 2040 | TWh | 266 | Sub_sector | Transport | Vans | Transport (vans) | Energetic | transport_vans_final_demand_biomass | Biomass | EU | Energy demand | 0 | FEC
DE | TYNDP2026 | NT | 2040 | TWh | 267 | Sub_sector | Transport | Vans | Transport (vans) | Energetic | transport_vans_final_demand_coal | Solids | EU | Energy demand | 0 | FEC
DE | TYNDP2026 | NT | 2040 | TWh | 268 | Sub_sector | Transport | Vans | Transport (vans) | Energetic | transport_vans_final_demand_oil | Liquids | EU | Energy demand | 11.7681 | FEC
DE | TYNDP2026 | NT | 2040 | TWh | 269 | Sub_sector | Transport | Vans | Transport (vans) | Energetic | transport_vans_final_demand_other | Others | EU | Energy demand | 0 | FEC
DE | TYNDP2026 | NT | 2040 | TWh | 270 | Sub_sector | Transport | Vans | Transport (vans) | Energetic | transport_vans_final_demand_ammonia | Ammonia | EU | Energy demand | 0 | FEC
DE | TYNDP2026 | NT | 2040 | TWh | 272 | Sub_sector | Transport | Freight trains | Transport (trains) | Energetic | transport_trains_final_demand_electricity | Electricity | EU | Energy demand | 14.672 | FEC
DE | TYNDP2026 | NT | 2040 | TWh | 273 | Sub_sector | Transport | Freight trains | Transport (trains) | Energetic | transport_trains_final_demand_hydrogen | Hydrogen | EU | Energy demand | 0.73988 | FEC
DE | TYNDP2026 | NT | 2040 | TWh | 274 | Sub_sector | Transport | Freight trains | Transport (trains) | Energetic | transport_trains_final_demand_methane | Methane | EU | Energy demand | 0 | FEC
DE | TYNDP2026 | NT | 2040 | TWh | 275 | Sub_sector | Transport | Freight trains | Transport (trains) | Energetic | transport_trains_final_demand_heat | Heat | EU | Energy demand | 0 | FEC
DE | TYNDP2026 | NT | 2040 | TWh | 276 | Sub_sector | Transport | Freight trains | Transport (trains) | Energetic | transport_trains_final_demand_biomass | Biomass | EU | Energy demand | 0 | FEC
DE | TYNDP2026 | NT | 2040 | TWh | 277 | Sub_sector | Transport | Freight trains | Transport (trains) | Energetic | transport_trains_final_demand_coal | Solids | EU | Energy demand | 0 | FEC
DE | TYNDP2026 | NT | 2040 | TWh | 278 | Sub_sector | Transport | Freight trains | Transport (trains) | Energetic | transport_trains_final_demand_oil | Liquids | EU | Energy demand | 0.68785 | FEC
DE | TYNDP2026 | NT | 2040 | TWh | 279 | Sub_sector | Transport | Freight trains | Transport (trains) | Energetic | transport_trains_final_demand_other | Others | EU | Energy demand | 0 | FEC
DE | TYNDP2026 | NT | 2040 | TWh | 280 | Sub_sector | Transport | Freight trains | Transport (trains) | Energetic | transport_trains_final_demand_ammonia | Ammonia | EU | Energy demand | 0 | FEC
DE | TYNDP2026 | NT | 2040 | TWh | 282 | Sub_sector | Transport | Ships | Transport (ships) | Energetic | transport_ships_final_demand_electricity | Electricity | EU | Energy demand | 0.17528 | FEC
DE | TYNDP2026 | NT | 2040 | TWh | 283 | Sub_sector | Transport | Ships | Transport (ships) | Energetic | transport_ships_final_demand_hydrogen | Hydrogen | EU | Energy demand | 0.47653 | FEC
DE | TYNDP2026 | NT | 2040 | TWh | 284 | Sub_sector | Transport | Ships | Transport (ships) | Energetic | transport_ships_final_demand_methane | Methane | EU | Energy demand | 0 | FEC
DE | TYNDP2026 | NT | 2040 | TWh | 285 | Sub_sector | Transport | Ships | Transport (ships) | Energetic | transport_ships_final_demand_heat | Heat | EU | Energy demand | 0 | FEC
DE | TYNDP2026 | NT | 2040 | TWh | 286 | Sub_sector | Transport | Ships | Transport (ships) | Energetic | transport_ships_final_demand_biomass | Biomass | EU | Energy demand | 0 | FEC
DE | TYNDP2026 | NT | 2040 | TWh | 287 | Sub_sector | Transport | Ships | Transport (ships) | Energetic | transport_ships_final_demand_coal | Solids | EU | Energy demand | 0 | FEC
DE | TYNDP2026 | NT | 2040 | TWh | 288 | Sub_sector | Transport | Ships | Transport (ships) | Energetic | transport_ships_final_demand_oil | Liquids | EU | Energy demand | 2.2013 | FEC
DE | TYNDP2026 | NT | 2040 | TWh | 289 | Sub_sector | Transport | Ships | Transport (ships) | Energetic | transport_ships_final_demand_other | Others | EU | Energy demand | 0 | FEC
DE | TYNDP2026 | NT | 2040 | TWh | 290 | Sub_sector | Transport | Ships | Transport (ships) | Energetic | transport_ships_final_demand_ammonia | Ammonia | EU | Energy demand | 0 | FEC
DE | TYNDP2026 | NT | 2040 | TWh | 292 | Sub_sector | Transport | Planes | Transport (planes) | Energetic | transport_planes_final_demand_electricity | Electricity | EU | Energy demand | 0.42227 | FEC
DE | TYNDP2026 | NT | 2040 | TWh | 293 | Sub_sector | Transport | Planes | Transport (planes) | Energetic | transport_planes_final_demand_hydrogen | Hydrogen | EU | Energy demand | 0.47168 | FEC
DE | TYNDP2026 | NT | 2040 | TWh | 294 | Sub_sector | Transport | Planes | Transport (planes) | Energetic | transport_planes_final_demand_methane | Methane | EU | Energy demand | 0 | FEC
DE | TYNDP2026 | NT | 2040 | TWh | 295 | Sub_sector | Transport | Planes | Transport (planes) | Energetic | transport_planes_final_demand_heat | Heat | EU | Energy demand | 0 | FEC
DE | TYNDP2026 | NT | 2040 | TWh | 296 | Sub_sector | Transport | Planes | Transport (planes) | Energetic | transport_planes_final_demand_biomass | Biomass | EU | Energy demand | 0 | FEC
DE | TYNDP2026 | NT | 2040 | TWh | 297 | Sub_sector | Transport | Planes | Transport (planes) | Energetic | transport_planes_final_demand_coal | Solids | EU | Energy demand | 0 | FEC
DE | TYNDP2026 | NT | 2040 | TWh | 298 | Sub_sector | Transport | Planes | Transport (planes) | Energetic | transport_planes_final_demand_oil | Liquids | EU | Energy demand | 3.1843 | FEC
DE | TYNDP2026 | NT | 2040 | TWh | 299 | Sub_sector | Transport | Planes | Transport (planes) | Energetic | transport_planes_final_demand_other | Others | EU | Energy demand | 0 | FEC
DE | TYNDP2026 | NT | 2040 | TWh | 300 | Sub_sector | Transport | Planes | Transport (planes) | Energetic | transport_planes_final_demand_ammonia | Ammonia | EU | Energy demand | 0 | FEC
DE | TYNDP2026 | NT | 2040 | TWh | 302 | Sub_sector | Transport | Others | Transport (others) | Energetic | transport_other_final_demand_electricity | Electricity | EU | Energy demand | 0.19117 | FEC
DE | TYNDP2026 | NT | 2040 | TWh | 303 | Sub_sector | Transport | Others | Transport (others) | Energetic | transport_other_final_demand_hydrogen | Hydrogen | EU | Energy demand | 0 | FEC
DE | TYNDP2026 | NT | 2040 | TWh | 304 | Sub_sector | Transport | Others | Transport (others) | Energetic | transport_other_final_demand_methane | Methane | EU | Energy demand | 0 | FEC
DE | TYNDP2026 | NT | 2040 | TWh | 305 | Sub_sector | Transport | Others | Transport (others) | Energetic | transport_other_final_demand_heat | Heat | EU | Energy demand | 0 | FEC
DE | TYNDP2026 | NT | 2040 | TWh | 306 | Sub_sector | Transport | Others | Transport (others) | Energetic | transport_other_final_demand_biomass | Biomass | EU | Energy demand | 0 | FEC
DE | TYNDP2026 | NT | 2040 | TWh | 307 | Sub_sector | Transport | Others | Transport (others) | Energetic | transport_other_final_demand_coal | Solids | EU | Energy demand | 0 | FEC
DE | TYNDP2026 | NT | 2040 | TWh | 308 | Sub_sector | Transport | Others | Transport (others) | Energetic | transport_other_final_demand_oil | Liquids | EU | Energy demand | 0 | FEC
DE | TYNDP2026 | NT | 2040 | TWh | 309 | Sub_sector | Transport | Others | Transport (others) | Energetic | transport_other_final_demand_other | Others | EU | Energy demand | 0 | FEC
DE | TYNDP2026 | NT | 2040 | TWh | 310 | Sub_sector | Transport | Others | Transport (others) | Energetic | transport_other_final_demand_ammonia | Ammonia | EU | Energy demand | 0 | FEC
DE | TYNDP2026 | NT | 2040 | TWh | 312 | Sub_sector | International transport | International aviation | Transport (int. aviation) | Energetic | transport_int_aviation_final_demand_electricity | Electricity | EU | Energy demand | 0 | FEC
DE | TYNDP2026 | NT | 2040 | TWh | 313 | Sub_sector | International transport | International aviation | Transport (int. aviation) | Energetic | transport_int_aviation_final_demand_hydrogen | Hydrogen | EU | Energy demand | 0 | FEC
DE | TYNDP2026 | NT | 2040 | TWh | 314 | Sub_sector | International transport | International aviation | Transport (int. aviation) | Energetic | transport_int_aviation_final_demand_methane | Methane | EU | Energy demand | 0 | FEC
DE | TYNDP2026 | NT | 2040 | TWh | 315 | Sub_sector | International transport | International aviation | Transport (int. aviation) | Energetic | transport_int_aviation_final_demand_heat | Heat | EU | Energy demand | 0 | FEC
DE | TYNDP2026 | NT | 2040 | TWh | 316 | Sub_sector | International transport | International aviation | Transport (int. aviation) | Energetic | transport_int_aviation_final_demand_biofuels | Biomass | EU | Energy demand | 0 | FEC
DE | TYNDP2026 | NT | 2040 | TWh | 317 | Sub_sector | International transport | International aviation | Transport (int. aviation) | Energetic | transport_int_aviation_final_demand_coal | Solids | EU | Energy demand | 0 | FEC
DE | TYNDP2026 | NT | 2040 | TWh | 318 | Sub_sector | International transport | International aviation | Transport (int. aviation) | Energetic | transport_int_aviation_final_demand_oil | Liquids | EU | Energy demand | 138.9065 | FEC
DE | TYNDP2026 | NT | 2040 | TWh | 319 | Sub_sector | International transport | International aviation | Transport (int. aviation) | Energetic | transport_int_aviation_final_demand_other | Others | EU | Energy demand | 0 | FEC
DE | TYNDP2026 | NT | 2040 | TWh | 320 | Sub_sector | International transport | International aviation | Transport (int. aviation) | Energetic | transport_int_aviation_final_demand_ammonia | Ammonia | EU | Energy demand | 0 | FEC
DE | TYNDP2026 | NT | 2040 | TWh | 322 | Sub_sector | International transport | International shipping | Transport (int. shipping) | Energetic | transport_int_shipping_final_demand_electricity | Electricity | EU | Energy demand | 0 | not_included_in_FEC
DE | TYNDP2026 | NT | 2040 | TWh | 323 | Sub_sector | International transport | International shipping | Transport (int. shipping) | Energetic | transport_int_shipping_final_demand_hydrogen | Hydrogen | EU | Energy demand | 0 | not_included_in_FEC
DE | TYNDP2026 | NT | 2040 | TWh | 324 | Sub_sector | International transport | International shipping | Transport (int. shipping) | Energetic | transport_int_shipping_final_demand_methane | Methane | EU | Energy demand | 0 | not_included_in_FEC
DE | TYNDP2026 | NT | 2040 | TWh | 325 | Sub_sector | International transport | International shipping | Transport (int. shipping) | Energetic | transport_int_shipping_final_demand_heat | Heat | EU | Energy demand | 0 | not_included_in_FEC
DE | TYNDP2026 | NT | 2040 | TWh | 326 | Sub_sector | International transport | International shipping | Transport (int. shipping) | Energetic | transport_int_shipping_final_demand_biofuels | Biomass | EU | Energy demand | 0 | not_included_in_FEC
DE | TYNDP2026 | NT | 2040 | TWh | 327 | Sub_sector | International transport | International shipping | Transport (int. shipping) | Energetic | transport_int_shipping_final_demand_coal | Solids | EU | Energy demand | 0 | not_included_in_FEC
DE | TYNDP2026 | NT | 2040 | TWh | 328 | Sub_sector | International transport | International shipping | Transport (int. shipping) | Energetic | transport_int_shipping_final_demand_oil | Liquids | EU | Energy demand | 18.7733 | not_included_in_FEC
DE | TYNDP2026 | NT | 2040 | TWh | 329 | Sub_sector | International transport | International shipping | Transport (int. shipping) | Energetic | transport_int_shipping_final_demand_other | Others | EU | Energy demand | 0 | not_included_in_FEC
DE | TYNDP2026 | NT | 2040 | TWh | 330 | Sub_sector | International transport | International shipping | Transport (int. shipping) | Energetic | transport_int_shipping_final_demand_ammonia | Ammonia | EU | Energy demand | 0 | not_included_in_FEC
DE | TYNDP2026 | NT | 2040 | TWh | 332 | Sub_sector | Households | Space heating | Households (heating) | Energetic | households_heating_final_demand_electricity | Electricity | EU | Energy demand | 38.4626 | FEC
DE | TYNDP2026 | NT | 2040 | TWh | 333 | Sub_sector | Households | Space heating | Households (heating) | Energetic | households_heating_final_demand_hydrogen | Hydrogen | EU | Energy demand | 11.611 | FEC
DE | TYNDP2026 | NT | 2040 | TWh | 334 | Sub_sector | Households | Space heating | Households (heating) | Energetic | households_heating_final_demand_methane | Methane | EU | Energy demand | 50.4895 | FEC
DE | TYNDP2026 | NT | 2040 | TWh | 335 | Sub_sector | Households | Space heating | Households (heating) | Energetic | households_heating_final_demand_heat | Heat | EU | Energy demand | 38.2883 | FEC
DE | TYNDP2026 | NT | 2040 | TWh | 336 | Sub_sector | Households | Space heating | Households (heating) | Energetic | households_heating_final_demand_biomass | Biomass | EU | Energy demand | 77.3323 | FEC
DE | TYNDP2026 | NT | 2040 | TWh | 337 | Sub_sector | Households | Space heating | Households (heating) | Energetic | households_heating_final_demand_coal | Solids | EU | Energy demand | 0 | FEC
DE | TYNDP2026 | NT | 2040 | TWh | 338 | Sub_sector | Households | Space heating | Households (heating) | Energetic | households_heating_final_demand_oil | Liquids | EU | Energy demand | 6.1371 | FEC
DE | TYNDP2026 | NT | 2040 | TWh | 339 | Sub_sector | Households | Space heating | Households (heating) | Energetic | households_heating_final_demand_other | Others | EU | Energy demand | 0 | FEC
DE | TYNDP2026 | NT | 2040 | TWh | 340 | Sub_sector | Households | Space heating | Households (heating) | Energetic | households_heating_final_demand_ammonia | Ammonia | EU | Energy demand | 0 | FEC
DE | TYNDP2026 | NT | 2040 | TWh | 343 | Sub_sector | Households | Cooling | Households (cooling) | Energetic | households_cooling_final_demand_electricity | Electricity | EU | Energy demand | 1.5008 | FEC
DE | TYNDP2026 | NT | 2040 | TWh | 344 | Sub_sector | Households | Cooling | Households (cooling) | Energetic | households_cooling_final_demand_hydrogen | Hydrogen | EU | Energy demand | 0 | FEC
DE | TYNDP2026 | NT | 2040 | TWh | 345 | Sub_sector | Households | Cooling | Households (cooling) | Energetic | households_cooling_final_demand_methane | Methane | EU | Energy demand | 0 | FEC
DE | TYNDP2026 | NT | 2040 | TWh | 346 | Sub_sector | Households | Cooling | Households (cooling) | Energetic | households_cooling_final_demand_heat | Heat | EU | Energy demand | 0 | FEC
DE | TYNDP2026 | NT | 2040 | TWh | 347 | Sub_sector | Households | Cooling | Households (cooling) | Energetic | households_cooling_final_demand_biomass | Biomass | EU | Energy demand | 0 | FEC
DE | TYNDP2026 | NT | 2040 | TWh | 348 | Sub_sector | Households | Cooling | Households (cooling) | Energetic | households_cooling_final_demand_coal | Solids | EU | Energy demand | 0 | FEC
DE | TYNDP2026 | NT | 2040 | TWh | 349 | Sub_sector | Households | Cooling | Households (cooling) | Energetic | households_cooling_final_demand_oil | Liquids | EU | Energy demand | 0 | FEC
DE | TYNDP2026 | NT | 2040 | TWh | 350 | Sub_sector | Households | Cooling | Households (cooling) | Energetic | households_cooling_final_demand_other | Others | EU | Energy demand | 0 | FEC
DE | TYNDP2026 | NT | 2040 | TWh | 351 | Sub_sector | Households | Cooling | Households (cooling) | Energetic | households_cooling_final_demand_ammonia | Ammonia | EU | Energy demand | 0 | FEC
DE | TYNDP2026 | NT | 2040 | TWh | 354 | Sub_sector | Households | Hot water | Households (hot water) | Energetic | households_hot_water_final_demand_electricity | Electricity | EU | Energy demand | 23.2845 | FEC
DE | TYNDP2026 | NT | 2040 | TWh | 355 | Sub_sector | Households | Hot water | Households (hot water) | Energetic | households_hot_water_final_demand_hydrogen | Hydrogen | EU | Energy demand | 6.8744 | FEC
DE | TYNDP2026 | NT | 2040 | TWh | 356 | Sub_sector | Households | Hot water | Households (hot water) | Energetic | households_hot_water_final_demand_methane | Methane | EU | Energy demand | 14.9405 | FEC
DE | TYNDP2026 | NT | 2040 | TWh | 357 | Sub_sector | Households | Hot water | Households (hot water) | Energetic | households_hot_water_final_demand_heat | Heat | EU | Energy demand | 11.9313 | FEC
DE | TYNDP2026 | NT | 2040 | TWh | 358 | Sub_sector | Households | Hot water | Households (hot water) | Energetic | households_hot_water_final_demand_biomass | Biomass | EU | Energy demand | 18.5922 | FEC
DE | TYNDP2026 | NT | 2040 | TWh | 359 | Sub_sector | Households | Hot water | Households (hot water) | Energetic | households_hot_water_final_demand_coal | Solids | EU | Energy demand | 0 | FEC
DE | TYNDP2026 | NT | 2040 | TWh | 360 | Sub_sector | Households | Hot water | Households (hot water) | Energetic | households_hot_water_final_demand_oil | Liquids | EU | Energy demand | 1.0026 | FEC
DE | TYNDP2026 | NT | 2040 | TWh | 361 | Sub_sector | Households | Hot water | Households (hot water) | Energetic | households_hot_water_final_demand_other | Others | EU | Energy demand | 23.5255 | FEC
DE | TYNDP2026 | NT | 2040 | TWh | 362 | Sub_sector | Households | Hot water | Households (hot water) | Energetic | households_hot_water_final_demand_ammonia | Ammonia | EU | Energy demand | 0 | FEC
DE | TYNDP2026 | NT | 2040 | TWh | 365 | Sub_sector | Households | Appliances | Households (appliances) | Energetic | households_appliances_final_demand_electricity | Electricity | EU | Energy demand | 95.0215 | FEC
DE | TYNDP2026 | NT | 2040 | TWh | 366 | Sub_sector | Households | Appliances | Households (appliances) | Energetic | households_appliances_final_demand_hydrogen | Hydrogen | EU | Energy demand | 0 | FEC
DE | TYNDP2026 | NT | 2040 | TWh | 367 | Sub_sector | Households | Appliances | Households (appliances) | Energetic | households_appliances_final_demand_methane | Methane | EU | Energy demand | 0.13446 | FEC
DE | TYNDP2026 | NT | 2040 | TWh | 368 | Sub_sector | Households | Appliances | Households (appliances) | Energetic | households_appliances_final_demand_heat | Heat | EU | Energy demand | 0 | FEC
DE | TYNDP2026 | NT | 2040 | TWh | 369 | Sub_sector | Households | Appliances | Households (appliances) | Energetic | households_appliances_final_demand_biomass | Biomass | EU | Energy demand | 0 | FEC
DE | TYNDP2026 | NT | 2040 | TWh | 370 | Sub_sector | Households | Appliances | Households (appliances) | Energetic | households_appliances_final_demand_coal | Solids | EU | Energy demand | 0 | FEC
DE | TYNDP2026 | NT | 2040 | TWh | 371 | Sub_sector | Households | Appliances | Households (appliances) | Energetic | households_appliances_final_demand_oil | Liquids | EU | Energy demand | 0 | FEC
DE | TYNDP2026 | NT | 2040 | TWh | 372 | Sub_sector | Households | Appliances | Households (appliances) | Energetic | households_appliances_final_demand_other | Others | EU | Energy demand | 0 | FEC
DE | TYNDP2026 | NT | 2040 | TWh | 373 | Sub_sector | Households | Appliances | Households (appliances) | Energetic | households_appliances_final_demand_ammonia | Ammonia | EU | Energy demand | 0 | FEC
DE | TYNDP2026 | NT | 2040 | TWh | 375 | Sub_sector | Buildings | Space heating | Buildings (heat) | Energetic | buildings_heat_final_demand_electricity | Electricity | EU | Energy demand | 15.4524 | FEC
DE | TYNDP2026 | NT | 2040 | TWh | 376 | Sub_sector | Buildings | Space heating | Buildings (heat) | Energetic | buildings_heat_final_demand_hydrogen | Hydrogen | EU | Energy demand | 4.5739 | FEC
DE | TYNDP2026 | NT | 2040 | TWh | 377 | Sub_sector | Buildings | Space heating | Buildings (heat) | Energetic | buildings_heat_final_demand_methane | Methane | EU | Energy demand | 16.8691 | FEC
DE | TYNDP2026 | NT | 2040 | TWh | 378 | Sub_sector | Buildings | Space heating | Buildings (heat) | Energetic | buildings_heat_final_demand_heat | Heat | EU | Energy demand | 12.6098 | FEC
DE | TYNDP2026 | NT | 2040 | TWh | 379 | Sub_sector | Buildings | Space heating | Buildings (heat) | Energetic | buildings_heat_final_demand_biomass | Biomass | EU | Energy demand | 24.2453 | FEC
DE | TYNDP2026 | NT | 2040 | TWh | 380 | Sub_sector | Buildings | Space heating | Buildings (heat) | Energetic | buildings_heat_final_demand_coal | Solids | EU | Energy demand | 0 | FEC
DE | TYNDP2026 | NT | 2040 | TWh | 381 | Sub_sector | Buildings | Space heating | Buildings (heat) | Energetic | buildings_heat_final_demand_oil | Liquids | EU | Energy demand | 1.8409 | FEC
DE | TYNDP2026 | NT | 2040 | TWh | 382 | Sub_sector | Buildings | Space heating | Buildings (heat) | Energetic | buildings_heat_final_demand_other | Others | EU | Energy demand | 5.8678 | FEC
DE | TYNDP2026 | NT | 2040 | TWh | 383 | Sub_sector | Buildings | Space heating | Buildings (heat) | Energetic | buildings_heat_final_demand_ammonia | Ammonia | EU | Energy demand | 0 | FEC
DE | TYNDP2026 | NT | 2040 | TWh | 386 | Sub_sector | Buildings | Cooling | Buildings (cooling) | Energetic | buildings_cooling_final_demand_electricity | Electricity | EU | Energy demand | 6.6307 | FEC
DE | TYNDP2026 | NT | 2040 | TWh | 387 | Sub_sector | Buildings | Cooling | Buildings (cooling) | Energetic | buildings_cooling_final_demand_hydrogen | Hydrogen | EU | Energy demand | 0 | FEC
DE | TYNDP2026 | NT | 2040 | TWh | 388 | Sub_sector | Buildings | Cooling | Buildings (cooling) | Energetic | buildings_cooling_final_demand_methane | Methane | EU | Energy demand | 0 | FEC
DE | TYNDP2026 | NT | 2040 | TWh | 389 | Sub_sector | Buildings | Cooling | Buildings (cooling) | Energetic | buildings_cooling_final_demand_heat | Heat | EU | Energy demand | 0 | FEC
DE | TYNDP2026 | NT | 2040 | TWh | 390 | Sub_sector | Buildings | Cooling | Buildings (cooling) | Energetic | buildings_cooling_final_demand_biomass | Biomass | EU | Energy demand | 0 | FEC
DE | TYNDP2026 | NT | 2040 | TWh | 391 | Sub_sector | Buildings | Cooling | Buildings (cooling) | Energetic | buildings_cooling_final_demand_coal | Solids | EU | Energy demand | 0 | FEC
DE | TYNDP2026 | NT | 2040 | TWh | 392 | Sub_sector | Buildings | Cooling | Buildings (cooling) | Energetic | buildings_cooling_final_demand_oil | Liquids | EU | Energy demand | 0 | FEC
DE | TYNDP2026 | NT | 2040 | TWh | 393 | Sub_sector | Buildings | Cooling | Buildings (cooling) | Energetic | buildings_cooling_final_demand_other | Others | EU | Energy demand | 0 | FEC
DE | TYNDP2026 | NT | 2040 | TWh | 394 | Sub_sector | Buildings | Cooling | Buildings (cooling) | Energetic | buildings_cooling_final_demand_ammonia | Ammonia | EU | Energy demand | 0 | FEC
DE | TYNDP2026 | NT | 2040 | TWh | 397 | Sub_sector | Buildings | Appliances | Buildings (appliances) | Energetic | buildings_appliances_final_demand_electricity | Electricity | EU | Energy demand | 64.0698 | FEC
DE | TYNDP2026 | NT | 2040 | TWh | 398 | Sub_sector | Buildings | Appliances | Buildings (appliances) | Energetic | buildings_appliances_final_demand_hydrogen | Hydrogen | EU | Energy demand | 0 | FEC
DE | TYNDP2026 | NT | 2040 | TWh | 399 | Sub_sector | Buildings | Appliances | Buildings (appliances) | Energetic | buildings_appliances_final_demand_methane | Methane | EU | Energy demand | 32.6432 | FEC
DE | TYNDP2026 | NT | 2040 | TWh | 400 | Sub_sector | Buildings | Appliances | Buildings (appliances) | Energetic | buildings_appliances_final_demand_heat | Heat | EU | Energy demand | 0 | FEC
DE | TYNDP2026 | NT | 2040 | TWh | 401 | Sub_sector | Buildings | Appliances | Buildings (appliances) | Energetic | buildings_appliances_final_demand_biomass | Biomass | EU | Energy demand | 0 | FEC
DE | TYNDP2026 | NT | 2040 | TWh | 402 | Sub_sector | Buildings | Appliances | Buildings (appliances) | Energetic | buildings_appliances_final_demand_coal | Solids | EU | Energy demand | 0 | FEC
DE | TYNDP2026 | NT | 2040 | TWh | 403 | Sub_sector | Buildings | Appliances | Buildings (appliances) | Energetic | buildings_appliances_final_demand_oil | Liquids | EU | Energy demand | 0 | FEC
DE | TYNDP2026 | NT | 2040 | TWh | 404 | Sub_sector | Buildings | Appliances | Buildings (appliances) | Energetic | buildings_appliances_final_demand_other | Others | EU | Energy demand | 0 | FEC
DE | TYNDP2026 | NT | 2040 | TWh | 405 | Sub_sector | Buildings | Appliances | Buildings (appliances) | Energetic | buildings_appliances_final_demand_ammonia | Ammonia | EU | Energy demand | 0 | FEC
DE | TYNDP2026 | NT | 2040 | TWh | 407 | Sub_sector | Buildings | Datacenters | Datacenters & ICT | Energetic | datacentres_final_demand_electricity_energetic | Electricity | EU | Energy demand | 81.9382 | FEC
DE | TYNDP2026 | NT | 2040 | TWh | 408 | Sub_sector | Buildings | Datacenters | Datacenters & ICT | Energetic | datacentres_final_demand_hydrogen_energetic | Hydrogen | EU | Energy demand | 0 | FEC
DE | TYNDP2026 | NT | 2040 | TWh | 409 | Sub_sector | Buildings | Datacenters | Datacenters & ICT | Energetic | datacentres_final_demand_methane_energetic | Methane | EU | Energy demand | 0 | FEC
DE | TYNDP2026 | NT | 2040 | TWh | 410 | Sub_sector | Buildings | Datacenters | Datacenters & ICT | Energetic | datacentres_final_demand_heat_energetic | Heat | EU | Energy demand | 0 | FEC
DE | TYNDP2026 | NT | 2040 | TWh | 411 | Sub_sector | Buildings | Datacenters | Datacenters & ICT | Energetic | datacentres_final_demand_biomass_energetic | Biomass | EU | Energy demand | 0 | FEC
DE | TYNDP2026 | NT | 2040 | TWh | 412 | Sub_sector | Buildings | Datacenters | Datacenters & ICT | Energetic | datacentres_final_demand_coal_energetic | Solids | EU | Energy demand | 0 | FEC
DE | TYNDP2026 | NT | 2040 | TWh | 413 | Sub_sector | Buildings | Datacenters | Datacenters & ICT | Energetic | datacentres_final_demand_oil_energetic | Liquids | EU | Energy demand | 0 | FEC
DE | TYNDP2026 | NT | 2040 | TWh | 414 | Sub_sector | Buildings | Datacenters | Datacenters & ICT | Energetic | datacentres_final_demand_other_energetic | Others | EU | Energy demand | 0 | FEC
DE | TYNDP2026 | NT | 2040 | TWh | 415 | Sub_sector | Buildings | Datacenters | Datacenters & ICT | Energetic | datacentres_final_demand_ammonia_energetic | Ammonia | EU | Energy demand | 0 | FEC
DE | TYNDP2026 | NT | 2040 | TWh | 417 | Sub_sector | Transport | Others_Sector | Others_Sector | Energetic | other_final_demand_electricity_energetic | Electricity | EU | Energy demand | 0 | FEC
DE | TYNDP2026 | NT | 2040 | TWh | 418 | Sub_sector | Transport | Others_Sector | Others_Sector | Energetic | other_final_demand_hydrogen_energetic | Hydrogen | EU | Energy demand | 0 | FEC
DE | TYNDP2026 | NT | 2040 | TWh | 419 | Sub_sector | Transport | Pipeline Transport | Others_Sector | Energetic | other_final_demand_methane_energetic | Methane | EU | Energy demand | 2.5386 | FEC
DE | TYNDP2026 | NT | 2040 | TWh | 420 | Sub_sector | Transport | Others_Sector | Others_Sector | Energetic | other_final_demand_heat_energetic | Heat | EU | Energy demand | 0 | FEC
DE | TYNDP2026 | NT | 2040 | TWh | 421 | Sub_sector | Transport | Others_Sector | Others_Sector | Energetic | other_final_demand_biomass_energetic | Biomass | EU | Energy demand | 0 | FEC
DE | TYNDP2026 | NT | 2040 | TWh | 422 | Sub_sector | Transport | Others_Sector | Others_Sector | Energetic | other_final_demand_coal_energetic | Solids | EU | Energy demand | 0 | FEC
DE | TYNDP2026 | NT | 2040 | TWh | 423 | Sub_sector | Transport | Others_Sector | Others_Sector | Energetic | other_final_demand_oil_energetic | Liquids | EU | Energy demand | 0.75366 | FEC
DE | TYNDP2026 | NT | 2040 | TWh | 424 | Sub_sector | Others_Sector | Others_Sector | Others_Sector | Non-energetic | other_final_demand_oil_non_energetic | Liquids | EU | Energy demand | 1.2422 | not_included_in_FEC
DE | TYNDP2026 | NT | 2040 | TWh | 425 | Sub_sector | Transport | Others_Sector | Others_Sector | Energetic | other_final_demand_other_energetic | Others | EU | Energy demand | 0 | FEC
DE | TYNDP2026 | NT | 2040 | TWh | 426 | Sub_sector | Transport | Others_Sector | Others_Sector | Energetic | other_final_demand_ammonia_energetic | Ammonia | EU | Energy demand | 0 | FEC
DE | TYNDP2026 | NT | 2040 | TWh | 427 | Sub_sector | Industry | Surplus_Heat_in_Industry | Surplus_Heat_in_Industry | Energetic | final_demand_of_industry_unused_local_production_steam_hot_water | Heat | EU | Energy demand | 0 | FEC
DE | TYNDP2026 | NT | 2040 | TWh | 429 | Sub_sector | Agriculture | Total | Agriculture | Energetic | agriculture_final_demand_electricity_energetic | Electricity | EU | Energy demand | 5.3477 | FEC
DE | TYNDP2026 | NT | 2040 | TWh | 430 | Sub_sector | Agriculture | Total | Agriculture | Energetic | agriculture_final_demand_hydrogen_energetic | Hydrogen | EU | Energy demand | 0 | FEC
DE | TYNDP2026 | NT | 2040 | TWh | 431 | Sub_sector | Agriculture | Total | Agriculture | Energetic | agriculture_final_demand_methane_energetic | Methane | EU | Energy demand | 22.4345 | FEC
DE | TYNDP2026 | NT | 2040 | TWh | 432 | Sub_sector | Agriculture | Total | Agriculture | Energetic | agriculture_final_demand_heat_energetic | Heat | EU | Energy demand | 0 | FEC
DE | TYNDP2026 | NT | 2040 | TWh | 433 | Sub_sector | Agriculture | Total | Agriculture | Energetic | agriculture_final_demand_biomass_energetic | Biomass | EU | Energy demand | 3.4351 | FEC
DE | TYNDP2026 | NT | 2040 | TWh | 434 | Sub_sector | Agriculture | Total | Agriculture | Energetic | agriculture_final_demand_coal_energetic | Solids | EU | Energy demand | 0 | FEC
DE | TYNDP2026 | NT | 2040 | TWh | 435 | Sub_sector | Agriculture | Total | Agriculture | Energetic | agriculture_final_demand_oil_energetic | Liquids | EU | Energy demand | 0 | FEC
DE | TYNDP2026 | NT | 2040 | TWh | 436 | Sub_sector | Agriculture | Total | Agriculture | Energetic | agriculture_final_demand_other_energetic | Others | EU | Energy demand | 0 | FEC
DE | TYNDP2026 | NT | 2040 | TWh | 437 | Sub_sector | Agriculture | Total | Agriculture | Energetic | agriculture_final_demand_ammonia_energetic | Ammonia | EU | Energy demand | 0 | FEC
DE | TYNDP2026 | NT | 2040 | TWh | 447 | Sub_sector | Buildings | Surplus Energy | Buildings | Energetic | GAP | Electricity | EU | Energy demand | 0 | FEC
DE | TYNDP2026 | NT | 2040 | TWh | 448 | Sub_sector | Buildings | Surplus Energy | Buildings | Energetic | GAP | Hydrogen | EU | Energy demand | 0 | FEC
DE | TYNDP2026 | NT | 2040 | TWh | 449 | Sub_sector | Buildings | Surplus Energy | Buildings | Energetic | GAP | Methane | EU | Energy demand | 0 | FEC
DE | TYNDP2026 | NT | 2040 | TWh | 450 | Sub_sector | Buildings | Surplus Energy | Buildings | Energetic | GAP | Heat | EU | Energy demand | 0 | FEC
DE | TYNDP2026 | NT | 2040 | TWh | 451 | Sub_sector | Buildings | Surplus Energy | Buildings | Energetic | GAP | Biomass | EU | Energy demand | 0.018148 | FEC
DE | TYNDP2026 | NT | 2040 | TWh | 452 | Sub_sector | Buildings | Surplus Energy | Buildings | Energetic | GAP | Solids | EU | Energy demand | 0 | FEC
DE | TYNDP2026 | NT | 2040 | TWh | 453 | Sub_sector | Buildings | Surplus Energy | Buildings | Energetic | GAP | Liquids | EU | Energy demand | 5.7448 | FEC
DE | TYNDP2026 | NT | 2040 | TWh | 454 | Sub_sector | Buildings | Surplus Energy | Buildings | Energetic | GAP | Others | EU | Energy demand | 0 | FEC
DE | TYNDP2026 | NT | 2040 | TWh | 455 | Sub_sector | Buildings | Surplus Energy | Buildings | Energetic | GAP | Ammonia | EU | Energy demand | 0 | FEC
DE | TYNDP2026 | NT | 2040 | TWh | 456 | Sub_sector | Households | Surplus Energy | Households | Energetic | GAP | Electricity | EU | Energy demand | 0 | FEC
DE | TYNDP2026 | NT | 2040 | TWh | 457 | Sub_sector | Households | Surplus Energy | Households | Energetic | GAP | Hydrogen | EU | Energy demand | 0 | FEC
DE | TYNDP2026 | NT | 2040 | TWh | 458 | Sub_sector | Households | Surplus Energy | Households | Energetic | GAP | Methane | EU | Energy demand | 0 | FEC
DE | TYNDP2026 | NT | 2040 | TWh | 459 | Sub_sector | Households | Surplus Energy | Households | Energetic | GAP | Heat | EU | Energy demand | 0 | FEC
DE | TYNDP2026 | NT | 2040 | TWh | 460 | Sub_sector | Households | Surplus Energy | Households | Energetic | GAP | Biomass | EU | Energy demand | 0 | FEC
DE | TYNDP2026 | NT | 2040 | TWh | 461 | Sub_sector | Households | Surplus Energy | Households | Energetic | GAP | Solids | EU | Energy demand | 0 | FEC
DE | TYNDP2026 | NT | 2040 | TWh | 462 | Sub_sector | Households | Surplus Energy | Households | Energetic | GAP | Liquids | EU | Energy demand | 0 | FEC
DE | TYNDP2026 | NT | 2040 | TWh | 463 | Sub_sector | Households | Surplus Energy | Households | Energetic | GAP | Others | EU | Energy demand | 0 | FEC
DE | TYNDP2026 | NT | 2040 | TWh | 464 | Sub_sector | Households | Surplus Energy | Households | Energetic | GAP | Ammonia | EU | Energy demand | 0 | FEC
DE | TYNDP2026 | NT | 2050 | TWh | 102 | Sub_sector | Industry | Aluminium | Industry (aluminium) | Energetic | industry_aluminium_demand_electricity_energetic | Electricity | EU | Energy demand | 4.1154 | FEC
DE | TYNDP2026 | NT | 2050 | TWh | 103 | Sub_sector | Industry | Aluminium | Industry (aluminium) | Energetic | industry_aluminium_demand_hydrogen_energetic | Hydrogen | EU | Energy demand | 0 | FEC
DE | TYNDP2026 | NT | 2050 | TWh | 104 | Sub_sector | Industry | Aluminium | Industry (aluminium) | Energetic | industry_aluminium_demand_methane_energetic | Methane | EU | Energy demand | 0.63806 | FEC
DE | TYNDP2026 | NT | 2050 | TWh | 105 | Sub_sector | Industry | Aluminium | Industry (aluminium) | Energetic | industry_aluminium_demand_heat_energetic | Heat | EU | Energy demand | 0 | FEC
DE | TYNDP2026 | NT | 2050 | TWh | 106 | Sub_sector | Industry | Aluminium | Industry (aluminium) | Energetic | industry_aluminium_demand_biomass_energetic | Biomass | EU | Energy demand | 0 | FEC
DE | TYNDP2026 | NT | 2050 | TWh | 107 | Sub_sector | Industry | Aluminium | Industry (aluminium) | Energetic | industry_aluminium_demand_coal_energetic | Solids | EU | Energy demand | 0 | FEC
DE | TYNDP2026 | NT | 2050 | TWh | 108 | Sub_sector | Industry | Aluminium | Industry (aluminium) | Energetic | industry_aluminium_demand_oil_energetic | Liquids | EU | Energy demand | 0 | FEC
DE | TYNDP2026 | NT | 2050 | TWh | 109 | Sub_sector | Industry | Aluminium | Industry (aluminium) | Energetic | industry_aluminium_demand_others_energetic | Others | EU | Energy demand | 0 | FEC
DE | TYNDP2026 | NT | 2050 | TWh | 110 | Sub_sector | Industry | Aluminium | Industry (aluminium) | Energetic | industry_ammonia_demand_others_energetic | Ammonia | EU | Energy demand | 0 | FEC
DE | TYNDP2026 | NT | 2050 | TWh | 112 | Sub_sector | Industry | Chemicals | Industry (chemicals, energetic) | Energetic | industry_chemical_demand_electricity_energetic | Electricity | EU | Energy demand | 95.3961 | FEC
DE | TYNDP2026 | NT | 2050 | TWh | 113 | Sub_sector | Industry | Chemicals | Industry (chemicals, energetic) | Energetic | industry_chemical_demand_hydrogen_energetic | Hydrogen | EU | Energy demand | 50.9489 | FEC
DE | TYNDP2026 | NT | 2050 | TWh | 114 | Sub_sector | Industry | Chemicals | Industry (chemicals, energetic) | Energetic | industry_chemical_demand_methane_energetic | Methane | EU | Energy demand | 1.2981 | FEC
DE | TYNDP2026 | NT | 2050 | TWh | 115 | Sub_sector | Industry | Chemicals | Industry (chemicals, energetic) | Energetic | industry_chemical_demand_heat_energetic | Heat | EU | Energy demand | 9.6381 | FEC
DE | TYNDP2026 | NT | 2050 | TWh | 116 | Sub_sector | Industry | Chemicals | Industry (chemicals, energetic) | Energetic | industry_chemical_demand_biomass_energetic | Biomass | EU | Energy demand | 4.2593 | FEC
DE | TYNDP2026 | NT | 2050 | TWh | 117 | Sub_sector | Industry | Chemicals | Industry (chemicals, energetic) | Energetic | industry_chemical_demand_coal_energetic | Solids | EU | Energy demand | 0 | FEC
DE | TYNDP2026 | NT | 2050 | TWh | 118 | Sub_sector | Industry | Chemicals | Industry (chemicals, energetic) | Energetic | industry_chemical_demand_oil_energetic | Liquids | EU | Energy demand | 1.2902 | FEC
DE | TYNDP2026 | NT | 2050 | TWh | 119 | Sub_sector | Industry | Chemicals | Industry (chemicals, energetic) | Energetic | industry_chemical_demand_others_energetic | Others | EU | Energy demand | 0 | FEC
DE | TYNDP2026 | NT | 2050 | TWh | 120 | Sub_sector | Industry | Chemicals | Industry (chemicals, energetic) | Energetic | industry_chemical_demand_ammonia_energetic | Ammonia | EU | Energy demand | 0 | FEC
DE | TYNDP2026 | NT | 2050 | TWh | 122 | Sub_sector | Industry | Chemicals | Industry (chemicals, non-energetic) | Non-energetic | industry_chemical_demand_electricity_non_energetic | Electricity | EU | Energy demand | 0 | not_included_in_FEC
DE | TYNDP2026 | NT | 2050 | TWh | 123 | Sub_sector | Industry | Chemicals | Industry (chemicals, non-energetic) | Non-energetic | industry_chemical_demand_hydrogen_non_energetic | Hydrogen | EU | Energy demand | 94.5522 | not_included_in_FEC
DE | TYNDP2026 | NT | 2050 | TWh | 124 | Sub_sector | Industry | Chemicals | Industry (chemicals, non-energetic) | Non-energetic | industry_chemical_demand_methane_non_energetic | Methane | EU | Energy demand | 0 | not_included_in_FEC
DE | TYNDP2026 | NT | 2050 | TWh | 125 | Sub_sector | Industry | Chemicals | Industry (chemicals, non-energetic) | Non-energetic | industry_chemical_demand_heat_non_energetic | Heat | EU | Energy demand | 0 | not_included_in_FEC
DE | TYNDP2026 | NT | 2050 | TWh | 126 | Sub_sector | Industry | Chemicals | Industry (chemicals, non-energetic) | Non-energetic | industry_chemical_demand_biomass_non_energetic | Biomass | EU | Energy demand | 54.5166 | not_included_in_FEC
DE | TYNDP2026 | NT | 2050 | TWh | 127 | Sub_sector | Industry | Chemicals | Industry (chemicals, non-energetic) | Non-energetic | industry_chemical_demand_coal_non_energetic | Solids | EU | Energy demand | 0 | not_included_in_FEC
DE | TYNDP2026 | NT | 2050 | TWh | 128 | Sub_sector | Industry | Chemicals | Industry (chemicals, non-energetic) | Non-energetic | industry_chemical_demand_oil_non_energetic | Liquids | EU | Energy demand | 63.8866 | not_included_in_FEC
DE | TYNDP2026 | NT | 2050 | TWh | 129 | Sub_sector | Industry | Chemicals | Industry (chemicals, non-energetic) | Non-energetic | industry_chemical_demand_others_non_energetic | Others | EU | Energy demand | 0 | not_included_in_FEC
DE | TYNDP2026 | NT | 2050 | TWh | 130 | Sub_sector | Industry | Chemicals | Industry (chemicals, non-energetic) | Non-energetic | industry_chemical_demand_ammonia_non_energetic | Ammonia | EU | Energy demand | 0 | not_included_in_FEC
DE | TYNDP2026 | NT | 2050 | TWh | 132 | Sub_sector | Industry | Fertilizers | Industry (fertilizers, energetic) | Energetic | industry_fertilizers_demand_electricity_energetic | Electricity | EU | Energy demand | 0.809 | FEC
DE | TYNDP2026 | NT | 2050 | TWh | 133 | Sub_sector | Industry | Fertilizers | Industry (fertilizers, energetic) | Energetic | industry_fertilizers_demand_hydrogen_energetic | Hydrogen | EU | Energy demand | 3.3035 | FEC
DE | TYNDP2026 | NT | 2050 | TWh | 134 | Sub_sector | Industry | Fertilizers | Industry (fertilizers, energetic) | Energetic | industry_fertilizers_demand_methane_energetic | Methane | EU | Energy demand | 0 | FEC
DE | TYNDP2026 | NT | 2050 | TWh | 135 | Sub_sector | Industry | Fertilizers | Industry (fertilizers, energetic) | Energetic | industry_fertilizers_demand_heat_energetic | Heat | EU | Energy demand | 0 | FEC
DE | TYNDP2026 | NT | 2050 | TWh | 136 | Sub_sector | Industry | Fertilizers | Industry (fertilizers, energetic) | Energetic | industry_fertilizers_demand_biomass_energetic | Biomass | EU | Energy demand | 0 | FEC
DE | TYNDP2026 | NT | 2050 | TWh | 137 | Sub_sector | Industry | Fertilizers | Industry (fertilizers, energetic) | Energetic | industry_fertilizers_demand_coal_energetic | Solids | EU | Energy demand | 0 | FEC
DE | TYNDP2026 | NT | 2050 | TWh | 138 | Sub_sector | Industry | Fertilizers | Industry (fertilizers, energetic) | Energetic | industry_fertilizers_demand_oil_energetic | Liquids | EU | Energy demand | 0 | FEC
DE | TYNDP2026 | NT | 2050 | TWh | 139 | Sub_sector | Industry | Fertilizers | Industry (fertilizers, energetic) | Energetic | industry_fertilizers_demand_others_energetic | Others | EU | Energy demand | 0 | FEC
DE | TYNDP2026 | NT | 2050 | TWh | 140 | Sub_sector | Industry | Fertilizers | Industry (fertilizers, energetic) | Energetic | industry_fertilizers_demand_ammonia_energetic | Ammonia | EU | Energy demand | 0 | FEC
DE | TYNDP2026 | NT | 2050 | TWh | 142 | Sub_sector | Industry | Fertilizers | Industry (fertilizers, non-energetic) | Non-energetic | industry_fertilizers_demand_electricity_non_energetic | Electricity | EU | Energy demand | 0 | not_included_in_FEC
DE | TYNDP2026 | NT | 2050 | TWh | 143 | Sub_sector | Industry | Fertilizers | Industry (fertilizers, non-energetic) | Non-energetic | industry_fertilizers_demand_hydrogen_non_energetic | Hydrogen | EU | Energy demand | 10.7145 | not_included_in_FEC
DE | TYNDP2026 | NT | 2050 | TWh | 144 | Sub_sector | Industry | Fertilizers | Industry (fertilizers, non-energetic) | Non-energetic | industry_fertilizers_demand_methane_non_energetic | Methane | EU | Energy demand | 0 | not_included_in_FEC
DE | TYNDP2026 | NT | 2050 | TWh | 145 | Sub_sector | Industry | Fertilizers | Industry (fertilizers, non-energetic) | Non-energetic | industry_fertilizers_demand_heat_non_energetic | Heat | EU | Energy demand | 0 | not_included_in_FEC
DE | TYNDP2026 | NT | 2050 | TWh | 146 | Sub_sector | Industry | Fertilizers | Industry (fertilizers, non-energetic) | Non-energetic | industry_fertilizers_demand_biomass_non_energetic | Biomass | EU | Energy demand | 0 | not_included_in_FEC
DE | TYNDP2026 | NT | 2050 | TWh | 147 | Sub_sector | Industry | Fertilizers | Industry (fertilizers, non-energetic) | Non-energetic | industry_fertilizers_demand_coal_non_energetic | Solids | EU | Energy demand | 0 | not_included_in_FEC
DE | TYNDP2026 | NT | 2050 | TWh | 148 | Sub_sector | Industry | Fertilizers | Industry (fertilizers, non-energetic) | Non-energetic | industry_fertilizers_demand_oil_non_energetic | Liquids | EU | Energy demand | 0 | not_included_in_FEC
DE | TYNDP2026 | NT | 2050 | TWh | 149 | Sub_sector | Industry | Fertilizers | Industry (fertilizers, non-energetic) | Non-energetic | industry_fertilizers_demand_others_non_energetic | Others | EU | Energy demand | 0 | not_included_in_FEC
DE | TYNDP2026 | NT | 2050 | TWh | 150 | Sub_sector | Industry | Fertilizers | Industry (fertilizers, non-energetic) | Non-energetic | industry_fertilizers_demand_ammonia_non_energetic | Ammonia | EU | Energy demand | 6.8899 | not_included_in_FEC
DE | TYNDP2026 | NT | 2050 | TWh | 152 | Sub_sector | Industry | Food | Industry (food) | Energetic | industry_food_demand_electricity_energetic | Electricity | EU | Energy demand | 34.3373 | FEC
DE | TYNDP2026 | NT | 2050 | TWh | 153 | Sub_sector | Industry | Food | Industry (food) | Energetic | industry_food_demand_hydrogen_energetic | Hydrogen | EU | Energy demand | 14.6094 | FEC
DE | TYNDP2026 | NT | 2050 | TWh | 154 | Sub_sector | Industry | Food | Industry (food) | Energetic | industry_food_demand_methane_energetic | Methane | EU | Energy demand | 0 | FEC
DE | TYNDP2026 | NT | 2050 | TWh | 155 | Sub_sector | Industry | Food | Industry (food) | Energetic | industry_food_demand_heat_energetic | Heat | EU | Energy demand | 5.8841 | FEC
DE | TYNDP2026 | NT | 2050 | TWh | 156 | Sub_sector | Industry | Food | Industry (food) | Energetic | industry_food_demand_biomass_energetic | Biomass | EU | Energy demand | 2.1339 | FEC
DE | TYNDP2026 | NT | 2050 | TWh | 157 | Sub_sector | Industry | Food | Industry (food) | Energetic | industry_food_demand_coal_energetic | Solids | EU | Energy demand | 0 | FEC
DE | TYNDP2026 | NT | 2050 | TWh | 158 | Sub_sector | Industry | Food | Industry (food) | Energetic | industry_food_demand_oil_energetic | Liquids | EU | Energy demand | 0 | FEC
DE | TYNDP2026 | NT | 2050 | TWh | 159 | Sub_sector | Industry | Food | Industry (food) | Energetic | industry_food_demand_others_energetic | Others | EU | Energy demand | 0 | FEC
DE | TYNDP2026 | NT | 2050 | TWh | 160 | Sub_sector | Industry | Food | Industry (food) | Energetic | industry_food_demand_ammonia_energetic | Ammonia | EU | Energy demand | 0 | FEC
DE | TYNDP2026 | NT | 2050 | TWh | 162 | Sub_sector | Industry | Metals | Industry (metal) | Energetic | industry_metal_demand_electricity_energetic | Electricity | EU | Energy demand | 0 | FEC
DE | TYNDP2026 | NT | 2050 | TWh | 163 | Sub_sector | Industry | Metals | Industry (metal) | Energetic | industry_metal_demand_hydrogen_energetic | Hydrogen | EU | Energy demand | 0 | FEC
DE | TYNDP2026 | NT | 2050 | TWh | 164 | Sub_sector | Industry | Metals | Industry (metal) | Energetic | industry_metal_demand_methane_energetic | Methane | EU | Energy demand | 0 | FEC
DE | TYNDP2026 | NT | 2050 | TWh | 165 | Sub_sector | Industry | Metals | Industry (metal) | Energetic | industry_metal_demand_heat_energetic | Heat | EU | Energy demand | 0 | FEC
DE | TYNDP2026 | NT | 2050 | TWh | 166 | Sub_sector | Industry | Metals | Industry (metal) | Energetic | industry_metal_demand_biomass_energetic | Biomass | EU | Energy demand | 0 | FEC
DE | TYNDP2026 | NT | 2050 | TWh | 167 | Sub_sector | Industry | Metals | Industry (metal) | Energetic | industry_metal_demand_coal_energetic | Solids | EU | Energy demand | 0 | FEC
DE | TYNDP2026 | NT | 2050 | TWh | 168 | Sub_sector | Industry | Metals | Industry (metal) | Energetic | industry_metal_demand_oil_energetic | Liquids | EU | Energy demand | 0 | FEC
DE | TYNDP2026 | NT | 2050 | TWh | 169 | Sub_sector | Industry | Metals | Industry (metal) | Energetic | industry_metal_demand_others_energetic | Others | EU | Energy demand | 0 | FEC
DE | TYNDP2026 | NT | 2050 | TWh | 170 | Sub_sector | Industry | Metals | Industry (metal) | Energetic | industry_metal_demand_ammonia_energetic | Ammonia | EU | Energy demand | 0 | FEC
DE | TYNDP2026 | NT | 2050 | TWh | 172 | Sub_sector | Industry | Others | Industry (other, energetic) | Energetic | industry_other_demand_electricity_energetic | Electricity | EU | Energy demand | 0 | FEC
DE | TYNDP2026 | NT | 2050 | TWh | 173 | Sub_sector | Industry | Others | Industry (other, energetic) | Energetic | industry_other_demand_hydrogen_energetic | Hydrogen | EU | Energy demand | 0 | FEC
DE | TYNDP2026 | NT | 2050 | TWh | 174 | Sub_sector | Industry | Others | Industry (other, energetic) | Energetic | industry_other_demand_methane_energetic | Methane | EU | Energy demand | 0 | FEC
DE | TYNDP2026 | NT | 2050 | TWh | 175 | Sub_sector | Industry | Others | Industry (other, energetic) | Energetic | industry_other_demand_heat_energetic | Heat | EU | Energy demand | 25.199 | FEC
DE | TYNDP2026 | NT | 2050 | TWh | 176 | Sub_sector | Industry | Others | Industry (other, energetic) | Energetic | industry_other_demand_biomass_energetic | Biomass | EU | Energy demand | 60.2213 | FEC
DE | TYNDP2026 | NT | 2050 | TWh | 177 | Sub_sector | Industry | Others | Industry (other, energetic) | Energetic | industry_other_demand_coal_energetic | Solids | EU | Energy demand | 0 | FEC
DE | TYNDP2026 | NT | 2050 | TWh | 178 | Sub_sector | Industry | Others | Industry (other, energetic) | Energetic | industry_other_demand_oil_energetic | Liquids | EU | Energy demand | 0 | FEC
DE | TYNDP2026 | NT | 2050 | TWh | 179 | Sub_sector | Industry | Others | Industry (other, energetic) | Energetic | industry_other_demand_others_energetic | Others | EU | Energy demand | 0 | FEC
DE | TYNDP2026 | NT | 2050 | TWh | 180 | Sub_sector | Industry | Others | Industry (other, energetic) | Energetic | industry_other_demand_ammonia_energetic | Ammonia | EU | Energy demand | 0 | FEC
DE | TYNDP2026 | NT | 2050 | TWh | 182 | Sub_sector | Industry | Others | Industry (other, non-energetic) | Non-energetic | industry_other_demand_electricity_non_energetic | Electricity | EU | Energy demand | 0 | not_included_in_FEC
DE | TYNDP2026 | NT | 2050 | TWh | 183 | Sub_sector | Industry | Others | Industry (other, non-energetic) | Non-energetic | industry_other_demand_hydrogen_non_energetic | Hydrogen | EU | Energy demand | 0 | not_included_in_FEC
DE | TYNDP2026 | NT | 2050 | TWh | 184 | Sub_sector | Industry | Others | Industry (other, non-energetic) | Non-energetic | industry_other_demand_methane_non_energetic | Methane | EU | Energy demand | 0 | not_included_in_FEC
DE | TYNDP2026 | NT | 2050 | TWh | 185 | Sub_sector | Industry | Others | Industry (other, non-energetic) | Non-energetic | industry_other_demand_heat_non_energetic | Heat | EU | Energy demand | 0 | not_included_in_FEC
DE | TYNDP2026 | NT | 2050 | TWh | 186 | Sub_sector | Industry | Others | Industry (other, non-energetic) | Non-energetic | industry_other_demand_biomass_non_energetic | Biomass | EU | Energy demand | 0 | not_included_in_FEC
DE | TYNDP2026 | NT | 2050 | TWh | 187 | Sub_sector | Industry | Others | Industry (other, non-energetic) | Non-energetic | industry_other_demand_coal_non_energetic | Solids | EU | Energy demand | 0 | not_included_in_FEC
DE | TYNDP2026 | NT | 2050 | TWh | 188 | Sub_sector | Industry | Others | Industry (other, non-energetic) | Non-energetic | industry_other_demand_oil_non_energetic | Liquids | EU | Energy demand | 0 | not_included_in_FEC
DE | TYNDP2026 | NT | 2050 | TWh | 189 | Sub_sector | Industry | Others | Industry (other, non-energetic) | Non-energetic | industry_other_demand_others_non_energetic | Others | EU | Energy demand | 0 | not_included_in_FEC
DE | TYNDP2026 | NT | 2050 | TWh | 190 | Sub_sector | Industry | Others | Industry (other, non-energetic) | Non-energetic | industry_other_demand_ammonia_non_energetic | Ammonia | EU | Energy demand | 0 | not_included_in_FEC
DE | TYNDP2026 | NT | 2050 | TWh | 192 | Sub_sector | Industry | Paper | Industry (paper) | Energetic | industry_paper_demand_electricity_energetic | Electricity | EU | Energy demand | 39.0706 | FEC
DE | TYNDP2026 | NT | 2050 | TWh | 193 | Sub_sector | Industry | Paper | Industry (paper) | Energetic | industry_paper_demand_hydrogen_energetic | Hydrogen | EU | Energy demand | 15.1391 | FEC
DE | TYNDP2026 | NT | 2050 | TWh | 194 | Sub_sector | Industry | Paper | Industry (paper) | Energetic | industry_paper_demand_methane_energetic | Methane | EU | Energy demand | 0 | FEC
DE | TYNDP2026 | NT | 2050 | TWh | 195 | Sub_sector | Industry | Paper | Industry (paper) | Energetic | industry_paper_demand_heat_energetic | Heat | EU | Energy demand | 7.3853 | FEC
DE | TYNDP2026 | NT | 2050 | TWh | 196 | Sub_sector | Industry | Paper | Industry (paper) | Energetic | industry_paper_demand_biomass_energetic | Biomass | EU | Energy demand | 2.3696 | FEC
DE | TYNDP2026 | NT | 2050 | TWh | 197 | Sub_sector | Industry | Paper | Industry (paper) | Energetic | industry_paper_demand_coal_energetic | Solids | EU | Energy demand | 0 | FEC
DE | TYNDP2026 | NT | 2050 | TWh | 198 | Sub_sector | Industry | Paper | Industry (paper) | Energetic | industry_paper_demand_oil_energetic | Liquids | EU | Energy demand | 0 | FEC
DE | TYNDP2026 | NT | 2050 | TWh | 199 | Sub_sector | Industry | Paper | Industry (paper) | Energetic | industry_paper_demand_others_energetic | Others | EU | Energy demand | 0 | FEC
DE | TYNDP2026 | NT | 2050 | TWh | 200 | Sub_sector | Industry | Paper | Industry (paper) | Energetic | industry_paper_demand_ammonia_energetic | Ammonia | EU | Energy demand | 0 | FEC
DE | TYNDP2026 | NT | 2050 | TWh | 202 | Sub_sector | Industry | Refineries | Industry (refineries, energetic) | Energetic | industry_refinery_demand_electricity_energetic | Electricity | EU | Energy demand | 1.0755 | not_included_in_FEC
DE | TYNDP2026 | NT | 2050 | TWh | 203 | Sub_sector | Industry | Refineries | Industry (refineries, energetic) | Energetic | industry_refinery_demand_hydrogen_energetic | Hydrogen | EU | Energy demand | 3.3002 | not_included_in_FEC
DE | TYNDP2026 | NT | 2050 | TWh | 204 | Sub_sector | Industry | Refineries | Industry (refineries, energetic) | Energetic | industry_refinery_demand_methane_energetic | Methane | EU | Energy demand | 1.6501 | not_included_in_FEC
DE | TYNDP2026 | NT | 2050 | TWh | 205 | Sub_sector | Industry | Refineries | Industry (refineries, energetic) | Energetic | industry_refinery_demand_heat_energetic | Heat | EU | Energy demand | 0.099005 | not_included_in_FEC
DE | TYNDP2026 | NT | 2050 | TWh | 206 | Sub_sector | Industry | Refineries | Industry (refineries, energetic) | Energetic | industry_refinery_demand_biomass_energetic | Biomass | EU | Energy demand | 1.7326 | not_included_in_FEC
DE | TYNDP2026 | NT | 2050 | TWh | 207 | Sub_sector | Industry | Refineries | Industry (refineries, energetic) | Energetic | industry_refinery_demand_coal_energetic | Solids | EU | Energy demand | 0 | not_included_in_FEC
DE | TYNDP2026 | NT | 2050 | TWh | 208 | Sub_sector | Industry | Refineries | Industry (refineries, energetic) | Energetic | industry_refinery_demand_oil_energetic | Liquids | EU | Energy demand | 6.0967 | not_included_in_FEC
DE | TYNDP2026 | NT | 2050 | TWh | 209 | Sub_sector | Industry | Refineries | Industry (refineries, energetic) | Energetic | industry_refinery_demand_others_energetic | Others | EU | Energy demand | 0 | not_included_in_FEC
DE | TYNDP2026 | NT | 2050 | TWh | 210 | Sub_sector | Industry | Refineries | Industry (refineries, energetic) | Energetic | industry_refinery_demand_ammonia_energetic | Ammonia | EU | Energy demand | 0 | not_included_in_FEC
DE | TYNDP2026 | NT | 2050 | TWh | 212 | Sub_sector | Industry | Refineries | Industry (refineries, non-energetic) | Non-energetic | industry_refinery_demand_electricity_non_energetic | Electricity | EU | Energy demand | 0 | not_included_in_FEC
DE | TYNDP2026 | NT | 2050 | TWh | 213 | Sub_sector | Industry | Refineries | Industry (refineries, non-energetic) | Non-energetic | industry_refinery_demand_hydrogen_non_energetic | Hydrogen | EU | Energy demand | 0 | not_included_in_FEC
DE | TYNDP2026 | NT | 2050 | TWh | 214 | Sub_sector | Industry | Refineries | Industry (refineries, non-energetic) | Non-energetic | industry_refinery_demand_methane_non_energetic | Methane | EU | Energy demand | 0 | not_included_in_FEC
DE | TYNDP2026 | NT | 2050 | TWh | 215 | Sub_sector | Industry | Refineries | Industry (refineries, non-energetic) | Non-energetic | industry_refinery_demand_heat_non_energetic | Heat | EU | Energy demand | 0 | not_included_in_FEC
DE | TYNDP2026 | NT | 2050 | TWh | 216 | Sub_sector | Industry | Refineries | Industry (refineries, non-energetic) | Non-energetic | industry_refinery_demand_biomass_non_energetic | Biomass | EU | Energy demand | 0 | not_included_in_FEC
DE | TYNDP2026 | NT | 2050 | TWh | 217 | Sub_sector | Industry | Refineries | Industry (refineries, non-energetic) | Non-energetic | industry_refinery_demand_coal_non_energetic | Solids | EU | Energy demand | 0 | not_included_in_FEC
DE | TYNDP2026 | NT | 2050 | TWh | 218 | Sub_sector | Industry | Refineries | Industry (refineries, non-energetic) | Non-energetic | industry_refinery_demand_oil_non_energetic | Liquids | EU | Energy demand | 0 | not_included_in_FEC
DE | TYNDP2026 | NT | 2050 | TWh | 219 | Sub_sector | Industry | Refineries | Industry (refineries, non-energetic) | Non-energetic | industry_refinery_demand_others_non_energetic | Others | EU | Energy demand | 0 | not_included_in_FEC
DE | TYNDP2026 | NT | 2050 | TWh | 220 | Sub_sector | Industry | Refineries | Industry (refineries, non-energetic) | Non-energetic | industry_refinery_demand_ammonia_non_energetic | Ammonia | EU | Energy demand | 0 | not_included_in_FEC
DE | TYNDP2026 | NT | 2050 | TWh | 222 | Sub_sector | Industry | Steel | Industry (steel) | Energetic | industry_steel_demand_electricity_energetic | Electricity | EU | Energy demand | 40.6616 | FEC
DE | TYNDP2026 | NT | 2050 | TWh | 223 | Sub_sector | Industry | Steel | Industry (steel) | Energetic | industry_steel_demand_hydrogen_energetic | Hydrogen | EU | Energy demand | 55.0116 | FEC
DE | TYNDP2026 | NT | 2050 | TWh | 224 | Sub_sector | Industry | Steel | Industry (steel) | Energetic | industry_steel_demand_methane_energetic | Methane | EU | Energy demand | 36.9825 | FEC
DE | TYNDP2026 | NT | 2050 | TWh | 225 | Sub_sector | Industry | Steel | Industry (steel) | Energetic | industry_steel_demand_heat_energetic | Heat | EU | Energy demand | 0 | FEC
DE | TYNDP2026 | NT | 2050 | TWh | 226 | Sub_sector | Industry | Steel | Industry (steel) | Energetic | industry_steel_demand_biomass_energetic | Biomass | EU | Energy demand | 0 | FEC
DE | TYNDP2026 | NT | 2050 | TWh | 227 | Sub_sector | Industry | Steel | Industry (steel) | Energetic | industry_steel_demand_coal_energetic | Solids | EU | Energy demand | 6.2046 | FEC
DE | TYNDP2026 | NT | 2050 | TWh | 228 | Sub_sector | Industry | Steel | Industry (steel) | Energetic | industry_steel_demand_oil_energetic | Liquids | EU | Energy demand | 0 | FEC
DE | TYNDP2026 | NT | 2050 | TWh | 229 | Sub_sector | Industry | Steel | Industry (steel) | Energetic | industry_steel_demand_others_energetic | Others | EU | Energy demand | 0 | FEC
DE | TYNDP2026 | NT | 2050 | TWh | 230 | Sub_sector | Industry | Steel | Industry (steel) | Energetic | industry_steel_demand_ammonia_energetic | Ammonia | EU | Energy demand | 0 | FEC
DE | TYNDP2026 | NT | 2050 | TWh | 232 | Sub_sector | Transport | Cars | Transport (cars) | Energetic | transport_cars_final_demand_electricity | Electricity | EU | Energy demand | 141.2652 | FEC
DE | TYNDP2026 | NT | 2050 | TWh | 233 | Sub_sector | Transport | Cars | Transport (cars) | Energetic | transport_cars_final_demand_hydrogen | Hydrogen | EU | Energy demand | 1.5466 | FEC
DE | TYNDP2026 | NT | 2050 | TWh | 234 | Sub_sector | Transport | Cars | Transport (cars) | Energetic | transport_cars_final_demand_methane | Methane | EU | Energy demand | 0.91807 | FEC
DE | TYNDP2026 | NT | 2050 | TWh | 235 | Sub_sector | Transport | Cars | Transport (cars) | Energetic | transport_cars_final_demand_heat | Heat | EU | Energy demand | 0 | FEC
DE | TYNDP2026 | NT | 2050 | TWh | 236 | Sub_sector | Transport | Cars | Transport (cars) | Energetic | transport_cars_final_demand_biomass | Biomass | EU | Energy demand | 0 | FEC
DE | TYNDP2026 | NT | 2050 | TWh | 237 | Sub_sector | Transport | Cars | Transport (cars) | Energetic | transport_cars_final_demand_coal | Solids | EU | Energy demand | 0 | FEC
DE | TYNDP2026 | NT | 2050 | TWh | 238 | Sub_sector | Transport | Cars | Transport (cars) | Energetic | transport_cars_final_demand_oil | Liquids | EU | Energy demand | 12.1098 | FEC
DE | TYNDP2026 | NT | 2050 | TWh | 239 | Sub_sector | Transport | Cars | Transport (cars) | Energetic | transport_cars_final_demand_other | Others | EU | Energy demand | 0 | FEC
DE | TYNDP2026 | NT | 2050 | TWh | 240 | Sub_sector | Transport | Cars | Transport (cars) | Energetic | transport_cars_final_demand_ammonia | Ammonia | EU | Energy demand | 0 | FEC
DE | TYNDP2026 | NT | 2050 | TWh | 242 | Sub_sector | Transport | Busses | Transport (busses) | Energetic | transport_busses_final_demand_electricity | Electricity | EU | Energy demand | 6.0954 | FEC
DE | TYNDP2026 | NT | 2050 | TWh | 243 | Sub_sector | Transport | Busses | Transport (busses) | Energetic | transport_busses_final_demand_hydrogen | Hydrogen | EU | Energy demand | 3.0477 | FEC
DE | TYNDP2026 | NT | 2050 | TWh | 244 | Sub_sector | Transport | Busses | Transport (busses) | Energetic | transport_busses_final_demand_methane | Methane | EU | Energy demand | 0 | FEC
DE | TYNDP2026 | NT | 2050 | TWh | 245 | Sub_sector | Transport | Busses | Transport (busses) | Energetic | transport_busses_final_demand_heat | Heat | EU | Energy demand | 0 | FEC
DE | TYNDP2026 | NT | 2050 | TWh | 246 | Sub_sector | Transport | Busses | Transport (busses) | Energetic | transport_busses_final_demand_biomass | Biomass | EU | Energy demand | 0 | FEC
DE | TYNDP2026 | NT | 2050 | TWh | 247 | Sub_sector | Transport | Busses | Transport (busses) | Energetic | transport_busses_final_demand_coal | Solids | EU | Energy demand | 0 | FEC
DE | TYNDP2026 | NT | 2050 | TWh | 248 | Sub_sector | Transport | Busses | Transport (busses) | Energetic | transport_busses_final_demand_oil | Liquids | EU | Energy demand | 0 | FEC
DE | TYNDP2026 | NT | 2050 | TWh | 249 | Sub_sector | Transport | Busses | Transport (busses) | Energetic | transport_busses_final_demand_other | Others | EU | Energy demand | 0 | FEC
DE | TYNDP2026 | NT | 2050 | TWh | 250 | Sub_sector | Transport | Busses | Transport (busses) | Energetic | transport_busses_final_demand_ammonia | Ammonia | EU | Energy demand | 0 | FEC
DE | TYNDP2026 | NT | 2050 | TWh | 252 | Sub_sector | Transport | Trucks | Transport (trucks) | Energetic | transport_trucks_final_demand_electricity | Electricity | EU | Energy demand | 57.6226 | FEC
DE | TYNDP2026 | NT | 2050 | TWh | 253 | Sub_sector | Transport | Trucks | Transport (trucks) | Energetic | transport_trucks_final_demand_hydrogen | Hydrogen | EU | Energy demand | 12.8399 | FEC
DE | TYNDP2026 | NT | 2050 | TWh | 254 | Sub_sector | Transport | Trucks | Transport (trucks) | Energetic | transport_trucks_final_demand_methane | Methane | EU | Energy demand | 0.36103 | FEC
DE | TYNDP2026 | NT | 2050 | TWh | 255 | Sub_sector | Transport | Trucks | Transport (trucks) | Energetic | transport_trucks_final_demand_heat | Heat | EU | Energy demand | 0 | FEC
DE | TYNDP2026 | NT | 2050 | TWh | 256 | Sub_sector | Transport | Trucks | Transport (trucks) | Energetic | transport_trucks_final_demand_biomass | Biomass | EU | Energy demand | 0 | FEC
DE | TYNDP2026 | NT | 2050 | TWh | 257 | Sub_sector | Transport | Trucks | Transport (trucks) | Energetic | transport_trucks_final_demand_coal | Solids | EU | Energy demand | 0 | FEC
DE | TYNDP2026 | NT | 2050 | TWh | 258 | Sub_sector | Transport | Trucks | Transport (trucks) | Energetic | transport_trucks_final_demand_oil | Liquids | EU | Energy demand | 2.1662 | FEC
DE | TYNDP2026 | NT | 2050 | TWh | 259 | Sub_sector | Transport | Trucks | Transport (trucks) | Energetic | transport_trucks_final_demand_other | Others | EU | Energy demand | 0 | FEC
DE | TYNDP2026 | NT | 2050 | TWh | 260 | Sub_sector | Transport | Trucks | Transport (trucks) | Energetic | transport_trucks_final_demand_ammonia | Ammonia | EU | Energy demand | 0 | FEC
DE | TYNDP2026 | NT | 2050 | TWh | 262 | Sub_sector | Transport | Vans | Transport (vans) | Energetic | transport_vans_final_demand_electricity | Electricity | EU | Energy demand | 65.6876 | FEC
DE | TYNDP2026 | NT | 2050 | TWh | 263 | Sub_sector | Transport | Vans | Transport (vans) | Energetic | transport_vans_final_demand_hydrogen | Hydrogen | EU | Energy demand | 0.80024 | FEC
DE | TYNDP2026 | NT | 2050 | TWh | 264 | Sub_sector | Transport | Vans | Transport (vans) | Energetic | transport_vans_final_demand_methane | Methane | EU | Energy demand | 0 | FEC
DE | TYNDP2026 | NT | 2050 | TWh | 265 | Sub_sector | Transport | Vans | Transport (vans) | Energetic | transport_vans_final_demand_heat | Heat | EU | Energy demand | 0 | FEC
DE | TYNDP2026 | NT | 2050 | TWh | 266 | Sub_sector | Transport | Vans | Transport (vans) | Energetic | transport_vans_final_demand_biomass | Biomass | EU | Energy demand | 0 | FEC
DE | TYNDP2026 | NT | 2050 | TWh | 267 | Sub_sector | Transport | Vans | Transport (vans) | Energetic | transport_vans_final_demand_coal | Solids | EU | Energy demand | 0 | FEC
DE | TYNDP2026 | NT | 2050 | TWh | 268 | Sub_sector | Transport | Vans | Transport (vans) | Energetic | transport_vans_final_demand_oil | Liquids | EU | Energy demand | 0 | FEC
DE | TYNDP2026 | NT | 2050 | TWh | 269 | Sub_sector | Transport | Vans | Transport (vans) | Energetic | transport_vans_final_demand_other | Others | EU | Energy demand | 0 | FEC
DE | TYNDP2026 | NT | 2050 | TWh | 270 | Sub_sector | Transport | Vans | Transport (vans) | Energetic | transport_vans_final_demand_ammonia | Ammonia | EU | Energy demand | 0 | FEC
DE | TYNDP2026 | NT | 2050 | TWh | 272 | Sub_sector | Transport | Freight trains | Transport (trains) | Energetic | transport_trains_final_demand_electricity | Electricity | EU | Energy demand | 13.7589 | FEC
DE | TYNDP2026 | NT | 2050 | TWh | 273 | Sub_sector | Transport | Freight trains | Transport (trains) | Energetic | transport_trains_final_demand_hydrogen | Hydrogen | EU | Energy demand | 0.88522 | FEC
DE | TYNDP2026 | NT | 2050 | TWh | 274 | Sub_sector | Transport | Freight trains | Transport (trains) | Energetic | transport_trains_final_demand_methane | Methane | EU | Energy demand | 0 | FEC
DE | TYNDP2026 | NT | 2050 | TWh | 275 | Sub_sector | Transport | Freight trains | Transport (trains) | Energetic | transport_trains_final_demand_heat | Heat | EU | Energy demand | 0 | FEC
DE | TYNDP2026 | NT | 2050 | TWh | 276 | Sub_sector | Transport | Freight trains | Transport (trains) | Energetic | transport_trains_final_demand_biomass | Biomass | EU | Energy demand | 0 | FEC
DE | TYNDP2026 | NT | 2050 | TWh | 277 | Sub_sector | Transport | Freight trains | Transport (trains) | Energetic | transport_trains_final_demand_coal | Solids | EU | Energy demand | 0 | FEC
DE | TYNDP2026 | NT | 2050 | TWh | 278 | Sub_sector | Transport | Freight trains | Transport (trains) | Energetic | transport_trains_final_demand_oil | Liquids | EU | Energy demand | 0 | FEC
DE | TYNDP2026 | NT | 2050 | TWh | 279 | Sub_sector | Transport | Freight trains | Transport (trains) | Energetic | transport_trains_final_demand_other | Others | EU | Energy demand | 0 | FEC
DE | TYNDP2026 | NT | 2050 | TWh | 280 | Sub_sector | Transport | Freight trains | Transport (trains) | Energetic | transport_trains_final_demand_ammonia | Ammonia | EU | Energy demand | 0 | FEC
DE | TYNDP2026 | NT | 2050 | TWh | 282 | Sub_sector | Transport | Ships | Transport (ships) | Energetic | transport_ships_final_demand_electricity | Electricity | EU | Energy demand | 0.19934 | FEC
DE | TYNDP2026 | NT | 2050 | TWh | 283 | Sub_sector | Transport | Ships | Transport (ships) | Energetic | transport_ships_final_demand_hydrogen | Hydrogen | EU | Energy demand | 0.61117 | FEC
DE | TYNDP2026 | NT | 2050 | TWh | 284 | Sub_sector | Transport | Ships | Transport (ships) | Energetic | transport_ships_final_demand_methane | Methane | EU | Energy demand | 0 | FEC
DE | TYNDP2026 | NT | 2050 | TWh | 285 | Sub_sector | Transport | Ships | Transport (ships) | Energetic | transport_ships_final_demand_heat | Heat | EU | Energy demand | 0 | FEC
DE | TYNDP2026 | NT | 2050 | TWh | 286 | Sub_sector | Transport | Ships | Transport (ships) | Energetic | transport_ships_final_demand_biomass | Biomass | EU | Energy demand | 0 | FEC
DE | TYNDP2026 | NT | 2050 | TWh | 287 | Sub_sector | Transport | Ships | Transport (ships) | Energetic | transport_ships_final_demand_coal | Solids | EU | Energy demand | 0 | FEC
DE | TYNDP2026 | NT | 2050 | TWh | 288 | Sub_sector | Transport | Ships | Transport (ships) | Energetic | transport_ships_final_demand_oil | Liquids | EU | Energy demand | 1.5716 | FEC
DE | TYNDP2026 | NT | 2050 | TWh | 289 | Sub_sector | Transport | Ships | Transport (ships) | Energetic | transport_ships_final_demand_other | Others | EU | Energy demand | 0 | FEC
DE | TYNDP2026 | NT | 2050 | TWh | 290 | Sub_sector | Transport | Ships | Transport (ships) | Energetic | transport_ships_final_demand_ammonia | Ammonia | EU | Energy demand | 0 | FEC
DE | TYNDP2026 | NT | 2050 | TWh | 292 | Sub_sector | Transport | Planes | Transport (planes) | Energetic | transport_planes_final_demand_electricity | Electricity | EU | Energy demand | 0.44264 | FEC
DE | TYNDP2026 | NT | 2050 | TWh | 293 | Sub_sector | Transport | Planes | Transport (planes) | Energetic | transport_planes_final_demand_hydrogen | Hydrogen | EU | Energy demand | 0.49443 | FEC
DE | TYNDP2026 | NT | 2050 | TWh | 294 | Sub_sector | Transport | Planes | Transport (planes) | Energetic | transport_planes_final_demand_methane | Methane | EU | Energy demand | 0 | FEC
DE | TYNDP2026 | NT | 2050 | TWh | 295 | Sub_sector | Transport | Planes | Transport (planes) | Energetic | transport_planes_final_demand_heat | Heat | EU | Energy demand | 0 | FEC
DE | TYNDP2026 | NT | 2050 | TWh | 296 | Sub_sector | Transport | Planes | Transport (planes) | Energetic | transport_planes_final_demand_biomass | Biomass | EU | Energy demand | 0 | FEC
DE | TYNDP2026 | NT | 2050 | TWh | 297 | Sub_sector | Transport | Planes | Transport (planes) | Energetic | transport_planes_final_demand_coal | Solids | EU | Energy demand | 0 | FEC
DE | TYNDP2026 | NT | 2050 | TWh | 298 | Sub_sector | Transport | Planes | Transport (planes) | Energetic | transport_planes_final_demand_oil | Liquids | EU | Energy demand | 1.7973 | FEC
DE | TYNDP2026 | NT | 2050 | TWh | 299 | Sub_sector | Transport | Planes | Transport (planes) | Energetic | transport_planes_final_demand_other | Others | EU | Energy demand | 0 | FEC
DE | TYNDP2026 | NT | 2050 | TWh | 300 | Sub_sector | Transport | Planes | Transport (planes) | Energetic | transport_planes_final_demand_ammonia | Ammonia | EU | Energy demand | 0 | FEC
DE | TYNDP2026 | NT | 2050 | TWh | 302 | Sub_sector | Transport | Others | Transport (others) | Energetic | transport_other_final_demand_electricity | Electricity | EU | Energy demand | 0.3055 | FEC
DE | TYNDP2026 | NT | 2050 | TWh | 303 | Sub_sector | Transport | Others | Transport (others) | Energetic | transport_other_final_demand_hydrogen | Hydrogen | EU | Energy demand | 0 | FEC
DE | TYNDP2026 | NT | 2050 | TWh | 304 | Sub_sector | Transport | Others | Transport (others) | Energetic | transport_other_final_demand_methane | Methane | EU | Energy demand | 0 | FEC
DE | TYNDP2026 | NT | 2050 | TWh | 305 | Sub_sector | Transport | Others | Transport (others) | Energetic | transport_other_final_demand_heat | Heat | EU | Energy demand | 0 | FEC
DE | TYNDP2026 | NT | 2050 | TWh | 306 | Sub_sector | Transport | Others | Transport (others) | Energetic | transport_other_final_demand_biomass | Biomass | EU | Energy demand | 0 | FEC
DE | TYNDP2026 | NT | 2050 | TWh | 307 | Sub_sector | Transport | Others | Transport (others) | Energetic | transport_other_final_demand_coal | Solids | EU | Energy demand | 0 | FEC
DE | TYNDP2026 | NT | 2050 | TWh | 308 | Sub_sector | Transport | Others | Transport (others) | Energetic | transport_other_final_demand_oil | Liquids | EU | Energy demand | 0 | FEC
DE | TYNDP2026 | NT | 2050 | TWh | 309 | Sub_sector | Transport | Others | Transport (others) | Energetic | transport_other_final_demand_other | Others | EU | Energy demand | 0 | FEC
DE | TYNDP2026 | NT | 2050 | TWh | 310 | Sub_sector | Transport | Others | Transport (others) | Energetic | transport_other_final_demand_ammonia | Ammonia | EU | Energy demand | 0 | FEC
DE | TYNDP2026 | NT | 2050 | TWh | 312 | Sub_sector | International transport | International aviation | Transport (int. aviation) | Energetic | transport_int_aviation_final_demand_electricity | Electricity | EU | Energy demand | 0 | FEC
DE | TYNDP2026 | NT | 2050 | TWh | 313 | Sub_sector | International transport | International aviation | Transport (int. aviation) | Energetic | transport_int_aviation_final_demand_hydrogen | Hydrogen | EU | Energy demand | 0 | FEC
DE | TYNDP2026 | NT | 2050 | TWh | 314 | Sub_sector | International transport | International aviation | Transport (int. aviation) | Energetic | transport_int_aviation_final_demand_methane | Methane | EU | Energy demand | 0 | FEC
DE | TYNDP2026 | NT | 2050 | TWh | 315 | Sub_sector | International transport | International aviation | Transport (int. aviation) | Energetic | transport_int_aviation_final_demand_heat | Heat | EU | Energy demand | 0 | FEC
DE | TYNDP2026 | NT | 2050 | TWh | 316 | Sub_sector | International transport | International aviation | Transport (int. aviation) | Energetic | transport_int_aviation_final_demand_biofuels | Biomass | EU | Energy demand | 0 | FEC
DE | TYNDP2026 | NT | 2050 | TWh | 317 | Sub_sector | International transport | International aviation | Transport (int. aviation) | Energetic | transport_int_aviation_final_demand_coal | Solids | EU | Energy demand | 0 | FEC
DE | TYNDP2026 | NT | 2050 | TWh | 318 | Sub_sector | International transport | International aviation | Transport (int. aviation) | Energetic | transport_int_aviation_final_demand_oil | Liquids | EU | Energy demand | 148.4427 | FEC
DE | TYNDP2026 | NT | 2050 | TWh | 319 | Sub_sector | International transport | International aviation | Transport (int. aviation) | Energetic | transport_int_aviation_final_demand_other | Others | EU | Energy demand | 0 | FEC
DE | TYNDP2026 | NT | 2050 | TWh | 320 | Sub_sector | International transport | International aviation | Transport (int. aviation) | Energetic | transport_int_aviation_final_demand_ammonia | Ammonia | EU | Energy demand | 0 | FEC
DE | TYNDP2026 | NT | 2050 | TWh | 322 | Sub_sector | International transport | International shipping | Transport (int. shipping) | Energetic | transport_int_shipping_final_demand_electricity | Electricity | EU | Energy demand | 0 | not_included_in_FEC
DE | TYNDP2026 | NT | 2050 | TWh | 323 | Sub_sector | International transport | International shipping | Transport (int. shipping) | Energetic | transport_int_shipping_final_demand_hydrogen | Hydrogen | EU | Energy demand | 0 | not_included_in_FEC
DE | TYNDP2026 | NT | 2050 | TWh | 324 | Sub_sector | International transport | International shipping | Transport (int. shipping) | Energetic | transport_int_shipping_final_demand_methane | Methane | EU | Energy demand | 0 | not_included_in_FEC
DE | TYNDP2026 | NT | 2050 | TWh | 325 | Sub_sector | International transport | International shipping | Transport (int. shipping) | Energetic | transport_int_shipping_final_demand_heat | Heat | EU | Energy demand | 0 | not_included_in_FEC
DE | TYNDP2026 | NT | 2050 | TWh | 326 | Sub_sector | International transport | International shipping | Transport (int. shipping) | Energetic | transport_int_shipping_final_demand_biofuels | Biomass | EU | Energy demand | 0 | not_included_in_FEC
DE | TYNDP2026 | NT | 2050 | TWh | 327 | Sub_sector | International transport | International shipping | Transport (int. shipping) | Energetic | transport_int_shipping_final_demand_coal | Solids | EU | Energy demand | 0 | not_included_in_FEC
DE | TYNDP2026 | NT | 2050 | TWh | 328 | Sub_sector | International transport | International shipping | Transport (int. shipping) | Energetic | transport_int_shipping_final_demand_oil | Liquids | EU | Energy demand | 22.945 | not_included_in_FEC
DE | TYNDP2026 | NT | 2050 | TWh | 329 | Sub_sector | International transport | International shipping | Transport (int. shipping) | Energetic | transport_int_shipping_final_demand_other | Others | EU | Energy demand | 0 | not_included_in_FEC
DE | TYNDP2026 | NT | 2050 | TWh | 330 | Sub_sector | International transport | International shipping | Transport (int. shipping) | Energetic | transport_int_shipping_final_demand_ammonia | Ammonia | EU | Energy demand | 0 | not_included_in_FEC
DE | TYNDP2026 | NT | 2050 | TWh | 332 | Sub_sector | Households | Space heating | Households (heating) | Energetic | households_heating_final_demand_electricity | Electricity | EU | Energy demand | 31.4651 | FEC
DE | TYNDP2026 | NT | 2050 | TWh | 333 | Sub_sector | Households | Space heating | Households (heating) | Energetic | households_heating_final_demand_hydrogen | Hydrogen | EU | Energy demand | 16.3429 | FEC
DE | TYNDP2026 | NT | 2050 | TWh | 334 | Sub_sector | Households | Space heating | Households (heating) | Energetic | households_heating_final_demand_methane | Methane | EU | Energy demand | 15.0279 | FEC
DE | TYNDP2026 | NT | 2050 | TWh | 335 | Sub_sector | Households | Space heating | Households (heating) | Energetic | households_heating_final_demand_heat | Heat | EU | Energy demand | 31.8276 | FEC
DE | TYNDP2026 | NT | 2050 | TWh | 336 | Sub_sector | Households | Space heating | Households (heating) | Energetic | households_heating_final_demand_biomass | Biomass | EU | Energy demand | 63.1223 | FEC
DE | TYNDP2026 | NT | 2050 | TWh | 337 | Sub_sector | Households | Space heating | Households (heating) | Energetic | households_heating_final_demand_coal | Solids | EU | Energy demand | 0 | FEC
DE | TYNDP2026 | NT | 2050 | TWh | 338 | Sub_sector | Households | Space heating | Households (heating) | Energetic | households_heating_final_demand_oil | Liquids | EU | Energy demand | 5.0596 | FEC
DE | TYNDP2026 | NT | 2050 | TWh | 339 | Sub_sector | Households | Space heating | Households (heating) | Energetic | households_heating_final_demand_other | Others | EU | Energy demand | 0 | FEC
DE | TYNDP2026 | NT | 2050 | TWh | 340 | Sub_sector | Households | Space heating | Households (heating) | Energetic | households_heating_final_demand_ammonia | Ammonia | EU | Energy demand | 0 | FEC
DE | TYNDP2026 | NT | 2050 | TWh | 343 | Sub_sector | Households | Cooling | Households (cooling) | Energetic | households_cooling_final_demand_electricity | Electricity | EU | Energy demand | 1.4848 | FEC
DE | TYNDP2026 | NT | 2050 | TWh | 344 | Sub_sector | Households | Cooling | Households (cooling) | Energetic | households_cooling_final_demand_hydrogen | Hydrogen | EU | Energy demand | 0 | FEC
DE | TYNDP2026 | NT | 2050 | TWh | 345 | Sub_sector | Households | Cooling | Households (cooling) | Energetic | households_cooling_final_demand_methane | Methane | EU | Energy demand | 0 | FEC
DE | TYNDP2026 | NT | 2050 | TWh | 346 | Sub_sector | Households | Cooling | Households (cooling) | Energetic | households_cooling_final_demand_heat | Heat | EU | Energy demand | 0 | FEC
DE | TYNDP2026 | NT | 2050 | TWh | 347 | Sub_sector | Households | Cooling | Households (cooling) | Energetic | households_cooling_final_demand_biomass | Biomass | EU | Energy demand | 0 | FEC
DE | TYNDP2026 | NT | 2050 | TWh | 348 | Sub_sector | Households | Cooling | Households (cooling) | Energetic | households_cooling_final_demand_coal | Solids | EU | Energy demand | 0 | FEC
DE | TYNDP2026 | NT | 2050 | TWh | 349 | Sub_sector | Households | Cooling | Households (cooling) | Energetic | households_cooling_final_demand_oil | Liquids | EU | Energy demand | 0 | FEC
DE | TYNDP2026 | NT | 2050 | TWh | 350 | Sub_sector | Households | Cooling | Households (cooling) | Energetic | households_cooling_final_demand_other | Others | EU | Energy demand | 0 | FEC
DE | TYNDP2026 | NT | 2050 | TWh | 351 | Sub_sector | Households | Cooling | Households (cooling) | Energetic | households_cooling_final_demand_ammonia | Ammonia | EU | Energy demand | 0 | FEC
DE | TYNDP2026 | NT | 2050 | TWh | 354 | Sub_sector | Households | Hot water | Households (hot water) | Energetic | households_hot_water_final_demand_electricity | Electricity | EU | Energy demand | 26.2439 | FEC
DE | TYNDP2026 | NT | 2050 | TWh | 355 | Sub_sector | Households | Hot water | Households (hot water) | Energetic | households_hot_water_final_demand_hydrogen | Hydrogen | EU | Energy demand | 9.9605 | FEC
DE | TYNDP2026 | NT | 2050 | TWh | 356 | Sub_sector | Households | Hot water | Households (hot water) | Energetic | households_hot_water_final_demand_methane | Methane | EU | Energy demand | 5.6898 | FEC
DE | TYNDP2026 | NT | 2050 | TWh | 357 | Sub_sector | Households | Hot water | Households (hot water) | Energetic | households_hot_water_final_demand_heat | Heat | EU | Energy demand | 10.7071 | FEC
DE | TYNDP2026 | NT | 2050 | TWh | 358 | Sub_sector | Households | Hot water | Households (hot water) | Energetic | households_hot_water_final_demand_biomass | Biomass | EU | Energy demand | 19.1888 | FEC
DE | TYNDP2026 | NT | 2050 | TWh | 359 | Sub_sector | Households | Hot water | Households (hot water) | Energetic | households_hot_water_final_demand_coal | Solids | EU | Energy demand | 0 | FEC
DE | TYNDP2026 | NT | 2050 | TWh | 360 | Sub_sector | Households | Hot water | Households (hot water) | Energetic | households_hot_water_final_demand_oil | Liquids | EU | Energy demand | 1.0954 | FEC
DE | TYNDP2026 | NT | 2050 | TWh | 361 | Sub_sector | Households | Hot water | Households (hot water) | Energetic | households_hot_water_final_demand_other | Others | EU | Energy demand | 23.8612 | FEC
DE | TYNDP2026 | NT | 2050 | TWh | 362 | Sub_sector | Households | Hot water | Households (hot water) | Energetic | households_hot_water_final_demand_ammonia | Ammonia | EU | Energy demand | 0 | FEC
DE | TYNDP2026 | NT | 2050 | TWh | 365 | Sub_sector | Households | Appliances | Households (appliances) | Energetic | households_appliances_final_demand_electricity | Electricity | EU | Energy demand | 98.5457 | FEC
DE | TYNDP2026 | NT | 2050 | TWh | 366 | Sub_sector | Households | Appliances | Households (appliances) | Energetic | households_appliances_final_demand_hydrogen | Hydrogen | EU | Energy demand | 0 | FEC
DE | TYNDP2026 | NT | 2050 | TWh | 367 | Sub_sector | Households | Appliances | Households (appliances) | Energetic | households_appliances_final_demand_methane | Methane | EU | Energy demand | 0 | FEC
DE | TYNDP2026 | NT | 2050 | TWh | 368 | Sub_sector | Households | Appliances | Households (appliances) | Energetic | households_appliances_final_demand_heat | Heat | EU | Energy demand | 0 | FEC
DE | TYNDP2026 | NT | 2050 | TWh | 369 | Sub_sector | Households | Appliances | Households (appliances) | Energetic | households_appliances_final_demand_biomass | Biomass | EU | Energy demand | 0 | FEC
DE | TYNDP2026 | NT | 2050 | TWh | 370 | Sub_sector | Households | Appliances | Households (appliances) | Energetic | households_appliances_final_demand_coal | Solids | EU | Energy demand | 0 | FEC
DE | TYNDP2026 | NT | 2050 | TWh | 371 | Sub_sector | Households | Appliances | Households (appliances) | Energetic | households_appliances_final_demand_oil | Liquids | EU | Energy demand | 0 | FEC
DE | TYNDP2026 | NT | 2050 | TWh | 372 | Sub_sector | Households | Appliances | Households (appliances) | Energetic | households_appliances_final_demand_other | Others | EU | Energy demand | 0 | FEC
DE | TYNDP2026 | NT | 2050 | TWh | 373 | Sub_sector | Households | Appliances | Households (appliances) | Energetic | households_appliances_final_demand_ammonia | Ammonia | EU | Energy demand | 0 | FEC
DE | TYNDP2026 | NT | 2050 | TWh | 375 | Sub_sector | Buildings | Space heating | Buildings (heat) | Energetic | buildings_heat_final_demand_electricity | Electricity | EU | Energy demand | 13.9542 | FEC
DE | TYNDP2026 | NT | 2050 | TWh | 376 | Sub_sector | Buildings | Space heating | Buildings (heat) | Energetic | buildings_heat_final_demand_hydrogen | Hydrogen | EU | Energy demand | 6.2816 | FEC
DE | TYNDP2026 | NT | 2050 | TWh | 377 | Sub_sector | Buildings | Space heating | Buildings (heat) | Energetic | buildings_heat_final_demand_methane | Methane | EU | Energy demand | 4.9804 | FEC
DE | TYNDP2026 | NT | 2050 | TWh | 378 | Sub_sector | Buildings | Space heating | Buildings (heat) | Energetic | buildings_heat_final_demand_heat | Heat | EU | Energy demand | 10.5463 | FEC
DE | TYNDP2026 | NT | 2050 | TWh | 379 | Sub_sector | Buildings | Space heating | Buildings (heat) | Energetic | buildings_heat_final_demand_biomass | Biomass | EU | Energy demand | 19.8206 | FEC
DE | TYNDP2026 | NT | 2050 | TWh | 380 | Sub_sector | Buildings | Space heating | Buildings (heat) | Energetic | buildings_heat_final_demand_coal | Solids | EU | Energy demand | 0 | FEC
DE | TYNDP2026 | NT | 2050 | TWh | 381 | Sub_sector | Buildings | Space heating | Buildings (heat) | Energetic | buildings_heat_final_demand_oil | Liquids | EU | Energy demand | 1.4447 | FEC
DE | TYNDP2026 | NT | 2050 | TWh | 382 | Sub_sector | Buildings | Space heating | Buildings (heat) | Energetic | buildings_heat_final_demand_other | Others | EU | Energy demand | 5.6935 | FEC
DE | TYNDP2026 | NT | 2050 | TWh | 383 | Sub_sector | Buildings | Space heating | Buildings (heat) | Energetic | buildings_heat_final_demand_ammonia | Ammonia | EU | Energy demand | 0 | FEC
DE | TYNDP2026 | NT | 2050 | TWh | 386 | Sub_sector | Buildings | Cooling | Buildings (cooling) | Energetic | buildings_cooling_final_demand_electricity | Electricity | EU | Energy demand | 8.3605 | FEC
DE | TYNDP2026 | NT | 2050 | TWh | 387 | Sub_sector | Buildings | Cooling | Buildings (cooling) | Energetic | buildings_cooling_final_demand_hydrogen | Hydrogen | EU | Energy demand | 0 | FEC
DE | TYNDP2026 | NT | 2050 | TWh | 388 | Sub_sector | Buildings | Cooling | Buildings (cooling) | Energetic | buildings_cooling_final_demand_methane | Methane | EU | Energy demand | 0 | FEC
DE | TYNDP2026 | NT | 2050 | TWh | 389 | Sub_sector | Buildings | Cooling | Buildings (cooling) | Energetic | buildings_cooling_final_demand_heat | Heat | EU | Energy demand | 0 | FEC
DE | TYNDP2026 | NT | 2050 | TWh | 390 | Sub_sector | Buildings | Cooling | Buildings (cooling) | Energetic | buildings_cooling_final_demand_biomass | Biomass | EU | Energy demand | 0 | FEC
DE | TYNDP2026 | NT | 2050 | TWh | 391 | Sub_sector | Buildings | Cooling | Buildings (cooling) | Energetic | buildings_cooling_final_demand_coal | Solids | EU | Energy demand | 0 | FEC
DE | TYNDP2026 | NT | 2050 | TWh | 392 | Sub_sector | Buildings | Cooling | Buildings (cooling) | Energetic | buildings_cooling_final_demand_oil | Liquids | EU | Energy demand | 0 | FEC
DE | TYNDP2026 | NT | 2050 | TWh | 393 | Sub_sector | Buildings | Cooling | Buildings (cooling) | Energetic | buildings_cooling_final_demand_other | Others | EU | Energy demand | 0 | FEC
DE | TYNDP2026 | NT | 2050 | TWh | 394 | Sub_sector | Buildings | Cooling | Buildings (cooling) | Energetic | buildings_cooling_final_demand_ammonia | Ammonia | EU | Energy demand | 0 | FEC
DE | TYNDP2026 | NT | 2050 | TWh | 397 | Sub_sector | Buildings | Appliances | Buildings (appliances) | Energetic | buildings_appliances_final_demand_electricity | Electricity | EU | Energy demand | 54.4687 | FEC
DE | TYNDP2026 | NT | 2050 | TWh | 398 | Sub_sector | Buildings | Appliances | Buildings (appliances) | Energetic | buildings_appliances_final_demand_hydrogen | Hydrogen | EU | Energy demand | 0 | FEC
DE | TYNDP2026 | NT | 2050 | TWh | 399 | Sub_sector | Buildings | Appliances | Buildings (appliances) | Energetic | buildings_appliances_final_demand_methane | Methane | EU | Energy demand | 26.2884 | FEC
DE | TYNDP2026 | NT | 2050 | TWh | 400 | Sub_sector | Buildings | Appliances | Buildings (appliances) | Energetic | buildings_appliances_final_demand_heat | Heat | EU | Energy demand | 0 | FEC
DE | TYNDP2026 | NT | 2050 | TWh | 401 | Sub_sector | Buildings | Appliances | Buildings (appliances) | Energetic | buildings_appliances_final_demand_biomass | Biomass | EU | Energy demand | 0 | FEC
DE | TYNDP2026 | NT | 2050 | TWh | 402 | Sub_sector | Buildings | Appliances | Buildings (appliances) | Energetic | buildings_appliances_final_demand_coal | Solids | EU | Energy demand | 0 | FEC
DE | TYNDP2026 | NT | 2050 | TWh | 403 | Sub_sector | Buildings | Appliances | Buildings (appliances) | Energetic | buildings_appliances_final_demand_oil | Liquids | EU | Energy demand | 0 | FEC
DE | TYNDP2026 | NT | 2050 | TWh | 404 | Sub_sector | Buildings | Appliances | Buildings (appliances) | Energetic | buildings_appliances_final_demand_other | Others | EU | Energy demand | 0 | FEC
DE | TYNDP2026 | NT | 2050 | TWh | 405 | Sub_sector | Buildings | Appliances | Buildings (appliances) | Energetic | buildings_appliances_final_demand_ammonia | Ammonia | EU | Energy demand | 0 | FEC
DE | TYNDP2026 | NT | 2050 | TWh | 407 | Sub_sector | Buildings | Datacenters | Datacenters & ICT | Energetic | datacentres_final_demand_electricity_energetic | Electricity | EU | Energy demand | 78.142 | FEC
DE | TYNDP2026 | NT | 2050 | TWh | 408 | Sub_sector | Buildings | Datacenters | Datacenters & ICT | Energetic | datacentres_final_demand_hydrogen_energetic | Hydrogen | EU | Energy demand | 0 | FEC
DE | TYNDP2026 | NT | 2050 | TWh | 409 | Sub_sector | Buildings | Datacenters | Datacenters & ICT | Energetic | datacentres_final_demand_methane_energetic | Methane | EU | Energy demand | 0 | FEC
DE | TYNDP2026 | NT | 2050 | TWh | 410 | Sub_sector | Buildings | Datacenters | Datacenters & ICT | Energetic | datacentres_final_demand_heat_energetic | Heat | EU | Energy demand | 0 | FEC
DE | TYNDP2026 | NT | 2050 | TWh | 411 | Sub_sector | Buildings | Datacenters | Datacenters & ICT | Energetic | datacentres_final_demand_biomass_energetic | Biomass | EU | Energy demand | 0 | FEC
DE | TYNDP2026 | NT | 2050 | TWh | 412 | Sub_sector | Buildings | Datacenters | Datacenters & ICT | Energetic | datacentres_final_demand_coal_energetic | Solids | EU | Energy demand | 0 | FEC
DE | TYNDP2026 | NT | 2050 | TWh | 413 | Sub_sector | Buildings | Datacenters | Datacenters & ICT | Energetic | datacentres_final_demand_oil_energetic | Liquids | EU | Energy demand | 0 | FEC
DE | TYNDP2026 | NT | 2050 | TWh | 414 | Sub_sector | Buildings | Datacenters | Datacenters & ICT | Energetic | datacentres_final_demand_other_energetic | Others | EU | Energy demand | 0 | FEC
DE | TYNDP2026 | NT | 2050 | TWh | 415 | Sub_sector | Buildings | Datacenters | Datacenters & ICT | Energetic | datacentres_final_demand_ammonia_energetic | Ammonia | EU | Energy demand | 0 | FEC
DE | TYNDP2026 | NT | 2050 | TWh | 417 | Sub_sector | Transport | Others_Sector | Others_Sector | Energetic | other_final_demand_electricity_energetic | Electricity | EU | Energy demand | 0 | FEC
DE | TYNDP2026 | NT | 2050 | TWh | 418 | Sub_sector | Transport | Others_Sector | Others_Sector | Energetic | other_final_demand_hydrogen_energetic | Hydrogen | EU | Energy demand | 0 | FEC
DE | TYNDP2026 | NT | 2050 | TWh | 419 | Sub_sector | Transport | Pipeline Transport | Others_Sector | Energetic | other_final_demand_methane_energetic | Methane | EU | Energy demand | 1.52 | FEC
DE | TYNDP2026 | NT | 2050 | TWh | 420 | Sub_sector | Transport | Others_Sector | Others_Sector | Energetic | other_final_demand_heat_energetic | Heat | EU | Energy demand | 0 | FEC
DE | TYNDP2026 | NT | 2050 | TWh | 421 | Sub_sector | Transport | Others_Sector | Others_Sector | Energetic | other_final_demand_biomass_energetic | Biomass | EU | Energy demand | 0 | FEC
DE | TYNDP2026 | NT | 2050 | TWh | 422 | Sub_sector | Transport | Others_Sector | Others_Sector | Energetic | other_final_demand_coal_energetic | Solids | EU | Energy demand | 0 | FEC
DE | TYNDP2026 | NT | 2050 | TWh | 423 | Sub_sector | Transport | Others_Sector | Others_Sector | Energetic | other_final_demand_oil_energetic | Liquids | EU | Energy demand | 0.45124 | FEC
DE | TYNDP2026 | NT | 2050 | TWh | 424 | Sub_sector | Others_Sector | Others_Sector | Others_Sector | Non-energetic | other_final_demand_oil_non_energetic | Liquids | EU | Energy demand | 0.74374 | not_included_in_FEC
DE | TYNDP2026 | NT | 2050 | TWh | 425 | Sub_sector | Transport | Others_Sector | Others_Sector | Energetic | other_final_demand_other_energetic | Others | EU | Energy demand | 0 | FEC
DE | TYNDP2026 | NT | 2050 | TWh | 426 | Sub_sector | Transport | Others_Sector | Others_Sector | Energetic | other_final_demand_ammonia_energetic | Ammonia | EU | Energy demand | 0 | FEC
DE | TYNDP2026 | NT | 2050 | TWh | 427 | Sub_sector | Industry | Surplus_Heat_in_Industry | Surplus_Heat_in_Industry | Energetic | final_demand_of_industry_unused_local_production_steam_hot_water | Heat | EU | Energy demand | 0 | FEC
DE | TYNDP2026 | NT | 2050 | TWh | 429 | Sub_sector | Agriculture | Total | Agriculture | Energetic | agriculture_final_demand_electricity_energetic | Electricity | EU | Energy demand | 5.528 | FEC
DE | TYNDP2026 | NT | 2050 | TWh | 430 | Sub_sector | Agriculture | Total | Agriculture | Energetic | agriculture_final_demand_hydrogen_energetic | Hydrogen | EU | Energy demand | 0 | FEC
DE | TYNDP2026 | NT | 2050 | TWh | 431 | Sub_sector | Agriculture | Total | Agriculture | Energetic | agriculture_final_demand_methane_energetic | Methane | EU | Energy demand | 19.8116 | FEC
DE | TYNDP2026 | NT | 2050 | TWh | 432 | Sub_sector | Agriculture | Total | Agriculture | Energetic | agriculture_final_demand_heat_energetic | Heat | EU | Energy demand | 0 | FEC
DE | TYNDP2026 | NT | 2050 | TWh | 433 | Sub_sector | Agriculture | Total | Agriculture | Energetic | agriculture_final_demand_biomass_energetic | Biomass | EU | Energy demand | 3.5028 | FEC
DE | TYNDP2026 | NT | 2050 | TWh | 434 | Sub_sector | Agriculture | Total | Agriculture | Energetic | agriculture_final_demand_coal_energetic | Solids | EU | Energy demand | 0 | FEC
DE | TYNDP2026 | NT | 2050 | TWh | 435 | Sub_sector | Agriculture | Total | Agriculture | Energetic | agriculture_final_demand_oil_energetic | Liquids | EU | Energy demand | 0 | FEC
DE | TYNDP2026 | NT | 2050 | TWh | 436 | Sub_sector | Agriculture | Total | Agriculture | Energetic | agriculture_final_demand_other_energetic | Others | EU | Energy demand | 0 | FEC
DE | TYNDP2026 | NT | 2050 | TWh | 437 | Sub_sector | Agriculture | Total | Agriculture | Energetic | agriculture_final_demand_ammonia_energetic | Ammonia | EU | Energy demand | 0 | FEC
DE | TYNDP2026 | NT | 2050 | TWh | 447 | Sub_sector | Buildings | Surplus Energy | Buildings | Energetic | GAP | Electricity | EU | Energy demand | 0 | FEC
DE | TYNDP2026 | NT | 2050 | TWh | 448 | Sub_sector | Buildings | Surplus Energy | Buildings | Energetic | GAP | Hydrogen | EU | Energy demand | 0 | FEC
DE | TYNDP2026 | NT | 2050 | TWh | 449 | Sub_sector | Buildings | Surplus Energy | Buildings | Energetic | GAP | Methane | EU | Energy demand | 0 | FEC
DE | TYNDP2026 | NT | 2050 | TWh | 450 | Sub_sector | Buildings | Surplus Energy | Buildings | Energetic | GAP | Heat | EU | Energy demand | 0 | FEC
DE | TYNDP2026 | NT | 2050 | TWh | 451 | Sub_sector | Buildings | Surplus Energy | Buildings | Energetic | GAP | Biomass | EU | Energy demand | 0.014615 | FEC
DE | TYNDP2026 | NT | 2050 | TWh | 452 | Sub_sector | Buildings | Surplus Energy | Buildings | Energetic | GAP | Solids | EU | Energy demand | 0 | FEC
DE | TYNDP2026 | NT | 2050 | TWh | 453 | Sub_sector | Buildings | Surplus Energy | Buildings | Energetic | GAP | Liquids | EU | Energy demand | 4.6264 | FEC
DE | TYNDP2026 | NT | 2050 | TWh | 454 | Sub_sector | Buildings | Surplus Energy | Buildings | Energetic | GAP | Others | EU | Energy demand | 0 | FEC
DE | TYNDP2026 | NT | 2050 | TWh | 455 | Sub_sector | Buildings | Surplus Energy | Buildings | Energetic | GAP | Ammonia | EU | Energy demand | 0 | FEC
DE | TYNDP2026 | NT | 2050 | TWh | 456 | Sub_sector | Households | Surplus Energy | Households | Energetic | GAP | Electricity | EU | Energy demand | 0 | FEC
DE | TYNDP2026 | NT | 2050 | TWh | 457 | Sub_sector | Households | Surplus Energy | Households | Energetic | GAP | Hydrogen | EU | Energy demand | 0 | FEC
DE | TYNDP2026 | NT | 2050 | TWh | 458 | Sub_sector | Households | Surplus Energy | Households | Energetic | GAP | Methane | EU | Energy demand | 0 | FEC
DE | TYNDP2026 | NT | 2050 | TWh | 459 | Sub_sector | Households | Surplus Energy | Households | Energetic | GAP | Heat | EU | Energy demand | 0 | FEC
DE | TYNDP2026 | NT | 2050 | TWh | 460 | Sub_sector | Households | Surplus Energy | Households | Energetic | GAP | Biomass | EU | Energy demand | 0 | FEC
DE | TYNDP2026 | NT | 2050 | TWh | 461 | Sub_sector | Households | Surplus Energy | Households | Energetic | GAP | Solids | EU | Energy demand | 0 | FEC
DE | TYNDP2026 | NT | 2050 | TWh | 462 | Sub_sector | Households | Surplus Energy | Households | Energetic | GAP | Liquids | EU | Energy demand | 0 | FEC
DE | TYNDP2026 | NT | 2050 | TWh | 463 | Sub_sector | Households | Surplus Energy | Households | Energetic | GAP | Others | EU | Energy demand | 0 | FEC
DE | TYNDP2026 | NT | 2050 | TWh | 464 | Sub_sector | Households | Surplus Energy | Households | Energetic | GAP | Ammonia | EU | Energy demand | 0 | FEC
DE | TYNDP2026 | HEV | 2035 | TWh | 102 | Sub_sector | Industry | Aluminium | Industry (aluminium) | Energetic | industry_aluminium_demand_electricity_energetic | Electricity | EU | Energy demand | 4.3479 | FEC
DE | TYNDP2026 | HEV | 2035 | TWh | 103 | Sub_sector | Industry | Aluminium | Industry (aluminium) | Energetic | industry_aluminium_demand_hydrogen_energetic | Hydrogen | EU | Energy demand | 0 | FEC
DE | TYNDP2026 | HEV | 2035 | TWh | 104 | Sub_sector | Industry | Aluminium | Industry (aluminium) | Energetic | industry_aluminium_demand_methane_energetic | Methane | EU | Energy demand | 0.67411 | FEC
DE | TYNDP2026 | HEV | 2035 | TWh | 105 | Sub_sector | Industry | Aluminium | Industry (aluminium) | Energetic | industry_aluminium_demand_heat_energetic | Heat | EU | Energy demand | 0 | FEC
DE | TYNDP2026 | HEV | 2035 | TWh | 106 | Sub_sector | Industry | Aluminium | Industry (aluminium) | Energetic | industry_aluminium_demand_biomass_energetic | Biomass | EU | Energy demand | 0 | FEC
DE | TYNDP2026 | HEV | 2035 | TWh | 107 | Sub_sector | Industry | Aluminium | Industry (aluminium) | Energetic | industry_aluminium_demand_coal_energetic | Solids | EU | Energy demand | 0 | FEC
DE | TYNDP2026 | HEV | 2035 | TWh | 108 | Sub_sector | Industry | Aluminium | Industry (aluminium) | Energetic | industry_aluminium_demand_oil_energetic | Liquids | EU | Energy demand | 0 | FEC
DE | TYNDP2026 | HEV | 2035 | TWh | 109 | Sub_sector | Industry | Aluminium | Industry (aluminium) | Energetic | industry_aluminium_demand_others_energetic | Others | EU | Energy demand | 0 | FEC
DE | TYNDP2026 | HEV | 2035 | TWh | 110 | Sub_sector | Industry | Aluminium | Industry (aluminium) | Energetic | industry_ammonia_demand_others_energetic | Ammonia | EU | Energy demand | 0 | FEC
DE | TYNDP2026 | HEV | 2035 | TWh | 112 | Sub_sector | Industry | Chemicals | Industry (chemicals, energetic) | Energetic | industry_chemical_demand_electricity_energetic | Electricity | EU | Energy demand | 83.7103 | FEC
DE | TYNDP2026 | HEV | 2035 | TWh | 113 | Sub_sector | Industry | Chemicals | Industry (chemicals, energetic) | Energetic | industry_chemical_demand_hydrogen_energetic | Hydrogen | EU | Energy demand | 21.359 | FEC
DE | TYNDP2026 | HEV | 2035 | TWh | 114 | Sub_sector | Industry | Chemicals | Industry (chemicals, energetic) | Energetic | industry_chemical_demand_methane_energetic | Methane | EU | Energy demand | 22.9081 | FEC
DE | TYNDP2026 | HEV | 2035 | TWh | 115 | Sub_sector | Industry | Chemicals | Industry (chemicals, energetic) | Energetic | industry_chemical_demand_heat_energetic | Heat | EU | Energy demand | 10.1663 | FEC
DE | TYNDP2026 | HEV | 2035 | TWh | 116 | Sub_sector | Industry | Chemicals | Industry (chemicals, energetic) | Energetic | industry_chemical_demand_biomass_energetic | Biomass | EU | Energy demand | 6.0728 | FEC
DE | TYNDP2026 | HEV | 2035 | TWh | 117 | Sub_sector | Industry | Chemicals | Industry (chemicals, energetic) | Energetic | industry_chemical_demand_coal_energetic | Solids | EU | Energy demand | 7.1258 | FEC
DE | TYNDP2026 | HEV | 2035 | TWh | 118 | Sub_sector | Industry | Chemicals | Industry (chemicals, energetic) | Energetic | industry_chemical_demand_oil_energetic | Liquids | EU | Energy demand | 0.43281 | FEC
DE | TYNDP2026 | HEV | 2035 | TWh | 119 | Sub_sector | Industry | Chemicals | Industry (chemicals, energetic) | Energetic | industry_chemical_demand_others_energetic | Others | EU | Energy demand | 0 | FEC
DE | TYNDP2026 | HEV | 2035 | TWh | 120 | Sub_sector | Industry | Chemicals | Industry (chemicals, energetic) | Energetic | industry_chemical_demand_ammonia_energetic | Ammonia | EU | Energy demand | 0 | FEC
DE | TYNDP2026 | HEV | 2035 | TWh | 122 | Sub_sector | Industry | Chemicals | Industry (chemicals, non-energetic) | Non-energetic | industry_chemical_demand_electricity_non_energetic | Electricity | EU | Energy demand | 0 | not_included_in_FEC
DE | TYNDP2026 | HEV | 2035 | TWh | 123 | Sub_sector | Industry | Chemicals | Industry (chemicals, non-energetic) | Non-energetic | industry_chemical_demand_hydrogen_non_energetic | Hydrogen | EU | Energy demand | 24.9932 | not_included_in_FEC
DE | TYNDP2026 | HEV | 2035 | TWh | 124 | Sub_sector | Industry | Chemicals | Industry (chemicals, non-energetic) | Non-energetic | industry_chemical_demand_methane_non_energetic | Methane | EU | Energy demand | 0 | not_included_in_FEC
DE | TYNDP2026 | HEV | 2035 | TWh | 125 | Sub_sector | Industry | Chemicals | Industry (chemicals, non-energetic) | Non-energetic | industry_chemical_demand_heat_non_energetic | Heat | EU | Energy demand | 0 | not_included_in_FEC
DE | TYNDP2026 | HEV | 2035 | TWh | 126 | Sub_sector | Industry | Chemicals | Industry (chemicals, non-energetic) | Non-energetic | industry_chemical_demand_biomass_non_energetic | Biomass | EU | Energy demand | 49.1992 | not_included_in_FEC
DE | TYNDP2026 | HEV | 2035 | TWh | 127 | Sub_sector | Industry | Chemicals | Industry (chemicals, non-energetic) | Non-energetic | industry_chemical_demand_coal_non_energetic | Solids | EU | Energy demand | 0 | not_included_in_FEC
DE | TYNDP2026 | HEV | 2035 | TWh | 128 | Sub_sector | Industry | Chemicals | Industry (chemicals, non-energetic) | Non-energetic | industry_chemical_demand_oil_non_energetic | Liquids | EU | Energy demand | 122.6044 | not_included_in_FEC
DE | TYNDP2026 | HEV | 2035 | TWh | 129 | Sub_sector | Industry | Chemicals | Industry (chemicals, non-energetic) | Non-energetic | industry_chemical_demand_others_non_energetic | Others | EU | Energy demand | 0 | not_included_in_FEC
DE | TYNDP2026 | HEV | 2035 | TWh | 130 | Sub_sector | Industry | Chemicals | Industry (chemicals, non-energetic) | Non-energetic | industry_chemical_demand_ammonia_non_energetic | Ammonia | EU | Energy demand | 0 | not_included_in_FEC
DE | TYNDP2026 | HEV | 2035 | TWh | 132 | Sub_sector | Industry | Fertilizers | Industry (fertilizers, energetic) | Energetic | industry_fertilizers_demand_electricity_energetic | Electricity | EU | Energy demand | 0.83288 | FEC
DE | TYNDP2026 | HEV | 2035 | TWh | 133 | Sub_sector | Industry | Fertilizers | Industry (fertilizers, energetic) | Energetic | industry_fertilizers_demand_hydrogen_energetic | Hydrogen | EU | Energy demand | 2.2855 | FEC
DE | TYNDP2026 | HEV | 2035 | TWh | 134 | Sub_sector | Industry | Fertilizers | Industry (fertilizers, energetic) | Energetic | industry_fertilizers_demand_methane_energetic | Methane | EU | Energy demand | 2.2855 | FEC
DE | TYNDP2026 | HEV | 2035 | TWh | 135 | Sub_sector | Industry | Fertilizers | Industry (fertilizers, energetic) | Energetic | industry_fertilizers_demand_heat_energetic | Heat | EU | Energy demand | 0 | FEC
DE | TYNDP2026 | HEV | 2035 | TWh | 136 | Sub_sector | Industry | Fertilizers | Industry (fertilizers, energetic) | Energetic | industry_fertilizers_demand_biomass_energetic | Biomass | EU | Energy demand | 0 | FEC
DE | TYNDP2026 | HEV | 2035 | TWh | 137 | Sub_sector | Industry | Fertilizers | Industry (fertilizers, energetic) | Energetic | industry_fertilizers_demand_coal_energetic | Solids | EU | Energy demand | 0 | FEC
DE | TYNDP2026 | HEV | 2035 | TWh | 138 | Sub_sector | Industry | Fertilizers | Industry (fertilizers, energetic) | Energetic | industry_fertilizers_demand_oil_energetic | Liquids | EU | Energy demand | 0 | FEC
DE | TYNDP2026 | HEV | 2035 | TWh | 139 | Sub_sector | Industry | Fertilizers | Industry (fertilizers, energetic) | Energetic | industry_fertilizers_demand_others_energetic | Others | EU | Energy demand | 0 | FEC
DE | TYNDP2026 | HEV | 2035 | TWh | 140 | Sub_sector | Industry | Fertilizers | Industry (fertilizers, energetic) | Energetic | industry_fertilizers_demand_ammonia_energetic | Ammonia | EU | Energy demand | 0 | FEC
DE | TYNDP2026 | HEV | 2035 | TWh | 142 | Sub_sector | Industry | Fertilizers | Industry (fertilizers, non-energetic) | Non-energetic | industry_fertilizers_demand_electricity_non_energetic | Electricity | EU | Energy demand | 0 | not_included_in_FEC
DE | TYNDP2026 | HEV | 2035 | TWh | 143 | Sub_sector | Industry | Fertilizers | Industry (fertilizers, non-energetic) | Non-energetic | industry_fertilizers_demand_hydrogen_non_energetic | Hydrogen | EU | Energy demand | 12.3545 | not_included_in_FEC
DE | TYNDP2026 | HEV | 2035 | TWh | 144 | Sub_sector | Industry | Fertilizers | Industry (fertilizers, non-energetic) | Non-energetic | industry_fertilizers_demand_methane_non_energetic | Methane | EU | Energy demand | 4.5416 | not_included_in_FEC
DE | TYNDP2026 | HEV | 2035 | TWh | 145 | Sub_sector | Industry | Fertilizers | Industry (fertilizers, non-energetic) | Non-energetic | industry_fertilizers_demand_heat_non_energetic | Heat | EU | Energy demand | 0 | not_included_in_FEC
DE | TYNDP2026 | HEV | 2035 | TWh | 146 | Sub_sector | Industry | Fertilizers | Industry (fertilizers, non-energetic) | Non-energetic | industry_fertilizers_demand_biomass_non_energetic | Biomass | EU | Energy demand | 0 | not_included_in_FEC
DE | TYNDP2026 | HEV | 2035 | TWh | 147 | Sub_sector | Industry | Fertilizers | Industry (fertilizers, non-energetic) | Non-energetic | industry_fertilizers_demand_coal_non_energetic | Solids | EU | Energy demand | 0 | not_included_in_FEC
DE | TYNDP2026 | HEV | 2035 | TWh | 148 | Sub_sector | Industry | Fertilizers | Industry (fertilizers, non-energetic) | Non-energetic | industry_fertilizers_demand_oil_non_energetic | Liquids | EU | Energy demand | 0 | not_included_in_FEC
DE | TYNDP2026 | HEV | 2035 | TWh | 149 | Sub_sector | Industry | Fertilizers | Industry (fertilizers, non-energetic) | Non-energetic | industry_fertilizers_demand_others_non_energetic | Others | EU | Energy demand | 0 | not_included_in_FEC
DE | TYNDP2026 | HEV | 2035 | TWh | 150 | Sub_sector | Industry | Fertilizers | Industry (fertilizers, non-energetic) | Non-energetic | industry_fertilizers_demand_ammonia_non_energetic | Ammonia | EU | Energy demand | 1.669 | not_included_in_FEC
DE | TYNDP2026 | HEV | 2035 | TWh | 152 | Sub_sector | Industry | Food | Industry (food) | Energetic | industry_food_demand_electricity_energetic | Electricity | EU | Energy demand | 33.1632 | FEC
DE | TYNDP2026 | HEV | 2035 | TWh | 153 | Sub_sector | Industry | Food | Industry (food) | Energetic | industry_food_demand_hydrogen_energetic | Hydrogen | EU | Energy demand | 6.2048 | FEC
DE | TYNDP2026 | HEV | 2035 | TWh | 154 | Sub_sector | Industry | Food | Industry (food) | Energetic | industry_food_demand_methane_energetic | Methane | EU | Energy demand | 6.9765 | FEC
DE | TYNDP2026 | HEV | 2035 | TWh | 155 | Sub_sector | Industry | Food | Industry (food) | Energetic | industry_food_demand_heat_energetic | Heat | EU | Energy demand | 9.0196 | FEC
DE | TYNDP2026 | HEV | 2035 | TWh | 156 | Sub_sector | Industry | Food | Industry (food) | Energetic | industry_food_demand_biomass_energetic | Biomass | EU | Energy demand | 4.6367 | FEC
DE | TYNDP2026 | HEV | 2035 | TWh | 157 | Sub_sector | Industry | Food | Industry (food) | Energetic | industry_food_demand_coal_energetic | Solids | EU | Energy demand | 1.7921 | FEC
DE | TYNDP2026 | HEV | 2035 | TWh | 158 | Sub_sector | Industry | Food | Industry (food) | Energetic | industry_food_demand_oil_energetic | Liquids | EU | Energy demand | 0 | FEC
DE | TYNDP2026 | HEV | 2035 | TWh | 159 | Sub_sector | Industry | Food | Industry (food) | Energetic | industry_food_demand_others_energetic | Others | EU | Energy demand | 0 | FEC
DE | TYNDP2026 | HEV | 2035 | TWh | 160 | Sub_sector | Industry | Food | Industry (food) | Energetic | industry_food_demand_ammonia_energetic | Ammonia | EU | Energy demand | 0 | FEC
DE | TYNDP2026 | HEV | 2035 | TWh | 162 | Sub_sector | Industry | Metals | Industry (metal) | Energetic | industry_metal_demand_electricity_energetic | Electricity | EU | Energy demand | 4.9575 | FEC
DE | TYNDP2026 | HEV | 2035 | TWh | 163 | Sub_sector | Industry | Metals | Industry (metal) | Energetic | industry_metal_demand_hydrogen_energetic | Hydrogen | EU | Energy demand | 0 | FEC
DE | TYNDP2026 | HEV | 2035 | TWh | 164 | Sub_sector | Industry | Metals | Industry (metal) | Energetic | industry_metal_demand_methane_energetic | Methane | EU | Energy demand | 6.933 | FEC
DE | TYNDP2026 | HEV | 2035 | TWh | 165 | Sub_sector | Industry | Metals | Industry (metal) | Energetic | industry_metal_demand_heat_energetic | Heat | EU | Energy demand | 0.23563 | FEC
DE | TYNDP2026 | HEV | 2035 | TWh | 166 | Sub_sector | Industry | Metals | Industry (metal) | Energetic | industry_metal_demand_biomass_energetic | Biomass | EU | Energy demand | 0 | FEC
DE | TYNDP2026 | HEV | 2035 | TWh | 167 | Sub_sector | Industry | Metals | Industry (metal) | Energetic | industry_metal_demand_coal_energetic | Solids | EU | Energy demand | 0.163 | FEC
DE | TYNDP2026 | HEV | 2035 | TWh | 168 | Sub_sector | Industry | Metals | Industry (metal) | Energetic | industry_metal_demand_oil_energetic | Liquids | EU | Energy demand | 0.33368 | FEC
DE | TYNDP2026 | HEV | 2035 | TWh | 169 | Sub_sector | Industry | Metals | Industry (metal) | Energetic | industry_metal_demand_others_energetic | Others | EU | Energy demand | 0 | FEC
DE | TYNDP2026 | HEV | 2035 | TWh | 170 | Sub_sector | Industry | Metals | Industry (metal) | Energetic | industry_metal_demand_ammonia_energetic | Ammonia | EU | Energy demand | 0 | FEC
DE | TYNDP2026 | HEV | 2035 | TWh | 172 | Sub_sector | Industry | Others | Industry (other, energetic) | Energetic | industry_other_demand_electricity_energetic | Electricity | EU | Energy demand | 19.0955 | FEC
DE | TYNDP2026 | HEV | 2035 | TWh | 173 | Sub_sector | Industry | Others | Industry (other, energetic) | Energetic | industry_other_demand_hydrogen_energetic | Hydrogen | EU | Energy demand | 0 | FEC
DE | TYNDP2026 | HEV | 2035 | TWh | 174 | Sub_sector | Industry | Others | Industry (other, energetic) | Energetic | industry_other_demand_methane_energetic | Methane | EU | Energy demand | 0 | FEC
DE | TYNDP2026 | HEV | 2035 | TWh | 175 | Sub_sector | Industry | Others | Industry (other, energetic) | Energetic | industry_other_demand_heat_energetic | Heat | EU | Energy demand | 22.3349 | FEC
DE | TYNDP2026 | HEV | 2035 | TWh | 176 | Sub_sector | Industry | Others | Industry (other, energetic) | Energetic | industry_other_demand_biomass_energetic | Biomass | EU | Energy demand | 15.4014 | FEC
DE | TYNDP2026 | HEV | 2035 | TWh | 177 | Sub_sector | Industry | Others | Industry (other, energetic) | Energetic | industry_other_demand_coal_energetic | Solids | EU | Energy demand | 0 | FEC
DE | TYNDP2026 | HEV | 2035 | TWh | 178 | Sub_sector | Industry | Others | Industry (other, energetic) | Energetic | industry_other_demand_oil_energetic | Liquids | EU | Energy demand | 0 | FEC
DE | TYNDP2026 | HEV | 2035 | TWh | 179 | Sub_sector | Industry | Others | Industry (other, energetic) | Energetic | industry_other_demand_others_energetic | Others | EU | Energy demand | 0 | FEC
DE | TYNDP2026 | HEV | 2035 | TWh | 180 | Sub_sector | Industry | Others | Industry (other, energetic) | Energetic | industry_other_demand_ammonia_energetic | Ammonia | EU | Energy demand | 0 | FEC
DE | TYNDP2026 | HEV | 2035 | TWh | 182 | Sub_sector | Industry | Others | Industry (other, non-energetic) | Non-energetic | industry_other_demand_electricity_non_energetic | Electricity | EU | Energy demand | 0 | not_included_in_FEC
DE | TYNDP2026 | HEV | 2035 | TWh | 183 | Sub_sector | Industry | Others | Industry (other, non-energetic) | Non-energetic | industry_other_demand_hydrogen_non_energetic | Hydrogen | EU | Energy demand | 0 | not_included_in_FEC
DE | TYNDP2026 | HEV | 2035 | TWh | 184 | Sub_sector | Industry | Others | Industry (other, non-energetic) | Non-energetic | industry_other_demand_methane_non_energetic | Methane | EU | Energy demand | 0 | not_included_in_FEC
DE | TYNDP2026 | HEV | 2035 | TWh | 185 | Sub_sector | Industry | Others | Industry (other, non-energetic) | Non-energetic | industry_other_demand_heat_non_energetic | Heat | EU | Energy demand | 0 | not_included_in_FEC
DE | TYNDP2026 | HEV | 2035 | TWh | 186 | Sub_sector | Industry | Others | Industry (other, non-energetic) | Non-energetic | industry_other_demand_biomass_non_energetic | Biomass | EU | Energy demand | 0 | not_included_in_FEC
DE | TYNDP2026 | HEV | 2035 | TWh | 187 | Sub_sector | Industry | Others | Industry (other, non-energetic) | Non-energetic | industry_other_demand_coal_non_energetic | Solids | EU | Energy demand | 0 | not_included_in_FEC
DE | TYNDP2026 | HEV | 2035 | TWh | 188 | Sub_sector | Industry | Others | Industry (other, non-energetic) | Non-energetic | industry_other_demand_oil_non_energetic | Liquids | EU | Energy demand | 0 | not_included_in_FEC
DE | TYNDP2026 | HEV | 2035 | TWh | 189 | Sub_sector | Industry | Others | Industry (other, non-energetic) | Non-energetic | industry_other_demand_others_non_energetic | Others | EU | Energy demand | 0 | not_included_in_FEC
DE | TYNDP2026 | HEV | 2035 | TWh | 190 | Sub_sector | Industry | Others | Industry (other, non-energetic) | Non-energetic | industry_other_demand_ammonia_non_energetic | Ammonia | EU | Energy demand | 0 | not_included_in_FEC
DE | TYNDP2026 | HEV | 2035 | TWh | 192 | Sub_sector | Industry | Paper | Industry (paper) | Energetic | industry_paper_demand_electricity_energetic | Electricity | EU | Energy demand | 32.1195 | FEC
DE | TYNDP2026 | HEV | 2035 | TWh | 193 | Sub_sector | Industry | Paper | Industry (paper) | Energetic | industry_paper_demand_hydrogen_energetic | Hydrogen | EU | Energy demand | 5.897 | FEC
DE | TYNDP2026 | HEV | 2035 | TWh | 194 | Sub_sector | Industry | Paper | Industry (paper) | Energetic | industry_paper_demand_methane_energetic | Methane | EU | Energy demand | 7.5179 | FEC
DE | TYNDP2026 | HEV | 2035 | TWh | 195 | Sub_sector | Industry | Paper | Industry (paper) | Energetic | industry_paper_demand_heat_energetic | Heat | EU | Energy demand | 9.5654 | FEC
DE | TYNDP2026 | HEV | 2035 | TWh | 196 | Sub_sector | Industry | Paper | Industry (paper) | Energetic | industry_paper_demand_biomass_energetic | Biomass | EU | Energy demand | 4.8803 | FEC
DE | TYNDP2026 | HEV | 2035 | TWh | 197 | Sub_sector | Industry | Paper | Industry (paper) | Energetic | industry_paper_demand_coal_energetic | Solids | EU | Energy demand | 1.6638 | FEC
DE | TYNDP2026 | HEV | 2035 | TWh | 198 | Sub_sector | Industry | Paper | Industry (paper) | Energetic | industry_paper_demand_oil_energetic | Liquids | EU | Energy demand | 2.7024 | FEC
DE | TYNDP2026 | HEV | 2035 | TWh | 199 | Sub_sector | Industry | Paper | Industry (paper) | Energetic | industry_paper_demand_others_energetic | Others | EU | Energy demand | 0 | FEC
DE | TYNDP2026 | HEV | 2035 | TWh | 200 | Sub_sector | Industry | Paper | Industry (paper) | Energetic | industry_paper_demand_ammonia_energetic | Ammonia | EU | Energy demand | 0 | FEC
DE | TYNDP2026 | HEV | 2035 | TWh | 202 | Sub_sector | Industry | Refineries | Industry (refineries, energetic) | Energetic | industry_refinery_demand_electricity_energetic | Electricity | EU | Energy demand | 3.3714 | not_included_in_FEC
DE | TYNDP2026 | HEV | 2035 | TWh | 203 | Sub_sector | Industry | Refineries | Industry (refineries, energetic) | Energetic | industry_refinery_demand_hydrogen_energetic | Hydrogen | EU | Energy demand | 10.0209 | not_included_in_FEC
DE | TYNDP2026 | HEV | 2035 | TWh | 204 | Sub_sector | Industry | Refineries | Industry (refineries, energetic) | Energetic | industry_refinery_demand_methane_energetic | Methane | EU | Energy demand | 5.9938 | not_included_in_FEC
DE | TYNDP2026 | HEV | 2035 | TWh | 205 | Sub_sector | Industry | Refineries | Industry (refineries, energetic) | Energetic | industry_refinery_demand_heat_energetic | Heat | EU | Energy demand | 0.4138 | not_included_in_FEC
DE | TYNDP2026 | HEV | 2035 | TWh | 206 | Sub_sector | Industry | Refineries | Industry (refineries, energetic) | Energetic | industry_refinery_demand_biomass_energetic | Biomass | EU | Energy demand | 9.7847 | not_included_in_FEC
DE | TYNDP2026 | HEV | 2035 | TWh | 207 | Sub_sector | Industry | Refineries | Industry (refineries, energetic) | Energetic | industry_refinery_demand_coal_energetic | Solids | EU | Energy demand | 0 | not_included_in_FEC
DE | TYNDP2026 | HEV | 2035 | TWh | 208 | Sub_sector | Industry | Refineries | Industry (refineries, energetic) | Energetic | industry_refinery_demand_oil_energetic | Liquids | EU | Energy demand | 14.2515 | not_included_in_FEC
DE | TYNDP2026 | HEV | 2035 | TWh | 209 | Sub_sector | Industry | Refineries | Industry (refineries, energetic) | Energetic | industry_refinery_demand_others_energetic | Others | EU | Energy demand | 0 | not_included_in_FEC
DE | TYNDP2026 | HEV | 2035 | TWh | 210 | Sub_sector | Industry | Refineries | Industry (refineries, energetic) | Energetic | industry_refinery_demand_ammonia_energetic | Ammonia | EU | Energy demand | 0 | not_included_in_FEC
DE | TYNDP2026 | HEV | 2035 | TWh | 212 | Sub_sector | Industry | Refineries | Industry (refineries, non-energetic) | Non-energetic | industry_refinery_demand_electricity_non_energetic | Electricity | EU | Energy demand | 0 | not_included_in_FEC
DE | TYNDP2026 | HEV | 2035 | TWh | 213 | Sub_sector | Industry | Refineries | Industry (refineries, non-energetic) | Non-energetic | industry_refinery_demand_hydrogen_non_energetic | Hydrogen | EU | Energy demand | 0 | not_included_in_FEC
DE | TYNDP2026 | HEV | 2035 | TWh | 214 | Sub_sector | Industry | Refineries | Industry (refineries, non-energetic) | Non-energetic | industry_refinery_demand_methane_non_energetic | Methane | EU | Energy demand | 0 | not_included_in_FEC
DE | TYNDP2026 | HEV | 2035 | TWh | 215 | Sub_sector | Industry | Refineries | Industry (refineries, non-energetic) | Non-energetic | industry_refinery_demand_heat_non_energetic | Heat | EU | Energy demand | 0 | not_included_in_FEC
DE | TYNDP2026 | HEV | 2035 | TWh | 216 | Sub_sector | Industry | Refineries | Industry (refineries, non-energetic) | Non-energetic | industry_refinery_demand_biomass_non_energetic | Biomass | EU | Energy demand | 0 | not_included_in_FEC
DE | TYNDP2026 | HEV | 2035 | TWh | 217 | Sub_sector | Industry | Refineries | Industry (refineries, non-energetic) | Non-energetic | industry_refinery_demand_coal_non_energetic | Solids | EU | Energy demand | 0 | not_included_in_FEC
DE | TYNDP2026 | HEV | 2035 | TWh | 218 | Sub_sector | Industry | Refineries | Industry (refineries, non-energetic) | Non-energetic | industry_refinery_demand_oil_non_energetic | Liquids | EU | Energy demand | 0 | not_included_in_FEC
DE | TYNDP2026 | HEV | 2035 | TWh | 219 | Sub_sector | Industry | Refineries | Industry (refineries, non-energetic) | Non-energetic | industry_refinery_demand_others_non_energetic | Others | EU | Energy demand | 0 | not_included_in_FEC
DE | TYNDP2026 | HEV | 2035 | TWh | 220 | Sub_sector | Industry | Refineries | Industry (refineries, non-energetic) | Non-energetic | industry_refinery_demand_ammonia_non_energetic | Ammonia | EU | Energy demand | 0 | not_included_in_FEC
DE | TYNDP2026 | HEV | 2035 | TWh | 222 | Sub_sector | Industry | Steel | Industry (steel) | Energetic | industry_steel_demand_electricity_energetic | Electricity | EU | Energy demand | 37.4433 | FEC
DE | TYNDP2026 | HEV | 2035 | TWh | 223 | Sub_sector | Industry | Steel | Industry (steel) | Energetic | industry_steel_demand_hydrogen_energetic | Hydrogen | EU | Energy demand | 48.9033 | FEC
DE | TYNDP2026 | HEV | 2035 | TWh | 224 | Sub_sector | Industry | Steel | Industry (steel) | Energetic | industry_steel_demand_methane_energetic | Methane | EU | Energy demand | 33.3279 | FEC
DE | TYNDP2026 | HEV | 2035 | TWh | 225 | Sub_sector | Industry | Steel | Industry (steel) | Energetic | industry_steel_demand_heat_energetic | Heat | EU | Energy demand | 0.11191 | FEC
DE | TYNDP2026 | HEV | 2035 | TWh | 226 | Sub_sector | Industry | Steel | Industry (steel) | Energetic | industry_steel_demand_biomass_energetic | Biomass | EU | Energy demand | 0.014822 | FEC
DE | TYNDP2026 | HEV | 2035 | TWh | 227 | Sub_sector | Industry | Steel | Industry (steel) | Energetic | industry_steel_demand_coal_energetic | Solids | EU | Energy demand | 11.9802 | FEC
DE | TYNDP2026 | HEV | 2035 | TWh | 228 | Sub_sector | Industry | Steel | Industry (steel) | Energetic | industry_steel_demand_oil_energetic | Liquids | EU | Energy demand | 0.026884 | FEC
DE | TYNDP2026 | HEV | 2035 | TWh | 229 | Sub_sector | Industry | Steel | Industry (steel) | Energetic | industry_steel_demand_others_energetic | Others | EU | Energy demand | 0 | FEC
DE | TYNDP2026 | HEV | 2035 | TWh | 230 | Sub_sector | Industry | Steel | Industry (steel) | Energetic | industry_steel_demand_ammonia_energetic | Ammonia | EU | Energy demand | 0 | FEC
DE | TYNDP2026 | HEV | 2035 | TWh | 232 | Sub_sector | Transport | Cars | Transport (cars) | Energetic | transport_cars_final_demand_electricity | Electricity | EU | Energy demand | 92.3561 | FEC
DE | TYNDP2026 | HEV | 2035 | TWh | 233 | Sub_sector | Transport | Cars | Transport (cars) | Energetic | transport_cars_final_demand_hydrogen | Hydrogen | EU | Energy demand | 1.8591 | FEC
DE | TYNDP2026 | HEV | 2035 | TWh | 234 | Sub_sector | Transport | Cars | Transport (cars) | Energetic | transport_cars_final_demand_methane | Methane | EU | Energy demand | 6.0517 | FEC
DE | TYNDP2026 | HEV | 2035 | TWh | 235 | Sub_sector | Transport | Cars | Transport (cars) | Energetic | transport_cars_final_demand_heat | Heat | EU | Energy demand | 0 | FEC
DE | TYNDP2026 | HEV | 2035 | TWh | 236 | Sub_sector | Transport | Cars | Transport (cars) | Energetic | transport_cars_final_demand_biomass | Biomass | EU | Energy demand | 0 | FEC
DE | TYNDP2026 | HEV | 2035 | TWh | 237 | Sub_sector | Transport | Cars | Transport (cars) | Energetic | transport_cars_final_demand_coal | Solids | EU | Energy demand | 0 | FEC
DE | TYNDP2026 | HEV | 2035 | TWh | 238 | Sub_sector | Transport | Cars | Transport (cars) | Energetic | transport_cars_final_demand_oil | Liquids | EU | Energy demand | 127.6433 | FEC
DE | TYNDP2026 | HEV | 2035 | TWh | 239 | Sub_sector | Transport | Cars | Transport (cars) | Energetic | transport_cars_final_demand_other | Others | EU | Energy demand | 0 | FEC
DE | TYNDP2026 | HEV | 2035 | TWh | 240 | Sub_sector | Transport | Cars | Transport (cars) | Energetic | transport_cars_final_demand_ammonia | Ammonia | EU | Energy demand | 0 | FEC
DE | TYNDP2026 | HEV | 2035 | TWh | 242 | Sub_sector | Transport | Busses | Transport (busses) | Energetic | transport_busses_final_demand_electricity | Electricity | EU | Energy demand | 5.1598 | FEC
DE | TYNDP2026 | HEV | 2035 | TWh | 243 | Sub_sector | Transport | Busses | Transport (busses) | Energetic | transport_busses_final_demand_hydrogen | Hydrogen | EU | Energy demand | 2.4555 | FEC
DE | TYNDP2026 | HEV | 2035 | TWh | 244 | Sub_sector | Transport | Busses | Transport (busses) | Energetic | transport_busses_final_demand_methane | Methane | EU | Energy demand | 0.16226 | FEC
DE | TYNDP2026 | HEV | 2035 | TWh | 245 | Sub_sector | Transport | Busses | Transport (busses) | Energetic | transport_busses_final_demand_heat | Heat | EU | Energy demand | 0 | FEC
DE | TYNDP2026 | HEV | 2035 | TWh | 246 | Sub_sector | Transport | Busses | Transport (busses) | Energetic | transport_busses_final_demand_biomass | Biomass | EU | Energy demand | 0 | FEC
DE | TYNDP2026 | HEV | 2035 | TWh | 247 | Sub_sector | Transport | Busses | Transport (busses) | Energetic | transport_busses_final_demand_coal | Solids | EU | Energy demand | 0 | FEC
DE | TYNDP2026 | HEV | 2035 | TWh | 248 | Sub_sector | Transport | Busses | Transport (busses) | Energetic | transport_busses_final_demand_oil | Liquids | EU | Energy demand | 4.6922 | FEC
DE | TYNDP2026 | HEV | 2035 | TWh | 249 | Sub_sector | Transport | Busses | Transport (busses) | Energetic | transport_busses_final_demand_other | Others | EU | Energy demand | 0 | FEC
DE | TYNDP2026 | HEV | 2035 | TWh | 250 | Sub_sector | Transport | Busses | Transport (busses) | Energetic | transport_busses_final_demand_ammonia | Ammonia | EU | Energy demand | 0 | FEC
DE | TYNDP2026 | HEV | 2035 | TWh | 252 | Sub_sector | Transport | Trucks | Transport (trucks) | Energetic | transport_trucks_final_demand_electricity | Electricity | EU | Energy demand | 33.2671 | FEC
DE | TYNDP2026 | HEV | 2035 | TWh | 253 | Sub_sector | Transport | Trucks | Transport (trucks) | Energetic | transport_trucks_final_demand_hydrogen | Hydrogen | EU | Energy demand | 5.8264 | FEC
DE | TYNDP2026 | HEV | 2035 | TWh | 254 | Sub_sector | Transport | Trucks | Transport (trucks) | Energetic | transport_trucks_final_demand_methane | Methane | EU | Energy demand | 9.4426 | FEC
DE | TYNDP2026 | HEV | 2035 | TWh | 255 | Sub_sector | Transport | Trucks | Transport (trucks) | Energetic | transport_trucks_final_demand_heat | Heat | EU | Energy demand | 0 | FEC
DE | TYNDP2026 | HEV | 2035 | TWh | 256 | Sub_sector | Transport | Trucks | Transport (trucks) | Energetic | transport_trucks_final_demand_biomass | Biomass | EU | Energy demand | 0 | FEC
DE | TYNDP2026 | HEV | 2035 | TWh | 257 | Sub_sector | Transport | Trucks | Transport (trucks) | Energetic | transport_trucks_final_demand_coal | Solids | EU | Energy demand | 0 | FEC
DE | TYNDP2026 | HEV | 2035 | TWh | 258 | Sub_sector | Transport | Trucks | Transport (trucks) | Energetic | transport_trucks_final_demand_oil | Liquids | EU | Energy demand | 43.7395 | FEC
DE | TYNDP2026 | HEV | 2035 | TWh | 259 | Sub_sector | Transport | Trucks | Transport (trucks) | Energetic | transport_trucks_final_demand_other | Others | EU | Energy demand | 0 | FEC
DE | TYNDP2026 | HEV | 2035 | TWh | 260 | Sub_sector | Transport | Trucks | Transport (trucks) | Energetic | transport_trucks_final_demand_ammonia | Ammonia | EU | Energy demand | 0 | FEC
DE | TYNDP2026 | HEV | 2035 | TWh | 262 | Sub_sector | Transport | Vans | Transport (vans) | Energetic | transport_vans_final_demand_electricity | Electricity | EU | Energy demand | 31.2406 | FEC
DE | TYNDP2026 | HEV | 2035 | TWh | 263 | Sub_sector | Transport | Vans | Transport (vans) | Energetic | transport_vans_final_demand_hydrogen | Hydrogen | EU | Energy demand | 0.26218 | FEC
DE | TYNDP2026 | HEV | 2035 | TWh | 264 | Sub_sector | Transport | Vans | Transport (vans) | Energetic | transport_vans_final_demand_methane | Methane | EU | Energy demand | 0.52879 | FEC
DE | TYNDP2026 | HEV | 2035 | TWh | 265 | Sub_sector | Transport | Vans | Transport (vans) | Energetic | transport_vans_final_demand_heat | Heat | EU | Energy demand | 0 | FEC
DE | TYNDP2026 | HEV | 2035 | TWh | 266 | Sub_sector | Transport | Vans | Transport (vans) | Energetic | transport_vans_final_demand_biomass | Biomass | EU | Energy demand | 0 | FEC
DE | TYNDP2026 | HEV | 2035 | TWh | 267 | Sub_sector | Transport | Vans | Transport (vans) | Energetic | transport_vans_final_demand_coal | Solids | EU | Energy demand | 0 | FEC
DE | TYNDP2026 | HEV | 2035 | TWh | 268 | Sub_sector | Transport | Vans | Transport (vans) | Energetic | transport_vans_final_demand_oil | Liquids | EU | Energy demand | 25.0223 | FEC
DE | TYNDP2026 | HEV | 2035 | TWh | 269 | Sub_sector | Transport | Vans | Transport (vans) | Energetic | transport_vans_final_demand_other | Others | EU | Energy demand | 0 | FEC
DE | TYNDP2026 | HEV | 2035 | TWh | 270 | Sub_sector | Transport | Vans | Transport (vans) | Energetic | transport_vans_final_demand_ammonia | Ammonia | EU | Energy demand | 0 | FEC
DE | TYNDP2026 | HEV | 2035 | TWh | 272 | Sub_sector | Transport | Freight trains | Transport (trains) | Energetic | transport_trains_final_demand_electricity | Electricity | EU | Energy demand | 15.263 | FEC
DE | TYNDP2026 | HEV | 2035 | TWh | 273 | Sub_sector | Transport | Freight trains | Transport (trains) | Energetic | transport_trains_final_demand_hydrogen | Hydrogen | EU | Energy demand | 0.5374 | FEC
DE | TYNDP2026 | HEV | 2035 | TWh | 274 | Sub_sector | Transport | Freight trains | Transport (trains) | Energetic | transport_trains_final_demand_methane | Methane | EU | Energy demand | 0 | FEC
DE | TYNDP2026 | HEV | 2035 | TWh | 275 | Sub_sector | Transport | Freight trains | Transport (trains) | Energetic | transport_trains_final_demand_heat | Heat | EU | Energy demand | 0 | FEC
DE | TYNDP2026 | HEV | 2035 | TWh | 276 | Sub_sector | Transport | Freight trains | Transport (trains) | Energetic | transport_trains_final_demand_biomass | Biomass | EU | Energy demand | 0 | FEC
DE | TYNDP2026 | HEV | 2035 | TWh | 277 | Sub_sector | Transport | Freight trains | Transport (trains) | Energetic | transport_trains_final_demand_coal | Solids | EU | Energy demand | 0 | FEC
DE | TYNDP2026 | HEV | 2035 | TWh | 278 | Sub_sector | Transport | Freight trains | Transport (trains) | Energetic | transport_trains_final_demand_oil | Liquids | EU | Energy demand | 1.482 | FEC
DE | TYNDP2026 | HEV | 2035 | TWh | 279 | Sub_sector | Transport | Freight trains | Transport (trains) | Energetic | transport_trains_final_demand_other | Others | EU | Energy demand | 0 | FEC
DE | TYNDP2026 | HEV | 2035 | TWh | 280 | Sub_sector | Transport | Freight trains | Transport (trains) | Energetic | transport_trains_final_demand_ammonia | Ammonia | EU | Energy demand | 0 | FEC
DE | TYNDP2026 | HEV | 2035 | TWh | 282 | Sub_sector | Transport | Ships | Transport (ships) | Energetic | transport_ships_final_demand_electricity | Electricity | EU | Energy demand | 0.13182 | FEC
DE | TYNDP2026 | HEV | 2035 | TWh | 283 | Sub_sector | Transport | Ships | Transport (ships) | Energetic | transport_ships_final_demand_hydrogen | Hydrogen | EU | Energy demand | 0.26235 | FEC
DE | TYNDP2026 | HEV | 2035 | TWh | 284 | Sub_sector | Transport | Ships | Transport (ships) | Energetic | transport_ships_final_demand_methane | Methane | EU | Energy demand | 0 | FEC
DE | TYNDP2026 | HEV | 2035 | TWh | 285 | Sub_sector | Transport | Ships | Transport (ships) | Energetic | transport_ships_final_demand_heat | Heat | EU | Energy demand | 0 | FEC
DE | TYNDP2026 | HEV | 2035 | TWh | 286 | Sub_sector | Transport | Ships | Transport (ships) | Energetic | transport_ships_final_demand_biomass | Biomass | EU | Energy demand | 0 | FEC
DE | TYNDP2026 | HEV | 2035 | TWh | 287 | Sub_sector | Transport | Ships | Transport (ships) | Energetic | transport_ships_final_demand_coal | Solids | EU | Energy demand | 0 | FEC
DE | TYNDP2026 | HEV | 2035 | TWh | 288 | Sub_sector | Transport | Ships | Transport (ships) | Energetic | transport_ships_final_demand_oil | Liquids | EU | Energy demand | 2.7599 | FEC
DE | TYNDP2026 | HEV | 2035 | TWh | 289 | Sub_sector | Transport | Ships | Transport (ships) | Energetic | transport_ships_final_demand_other | Others | EU | Energy demand | 0 | FEC
DE | TYNDP2026 | HEV | 2035 | TWh | 290 | Sub_sector | Transport | Ships | Transport (ships) | Energetic | transport_ships_final_demand_ammonia | Ammonia | EU | Energy demand | 0 | FEC
DE | TYNDP2026 | HEV | 2035 | TWh | 292 | Sub_sector | Transport | Planes | Transport (planes) | Energetic | transport_planes_final_demand_electricity | Electricity | EU | Energy demand | 0.24512 | FEC
DE | TYNDP2026 | HEV | 2035 | TWh | 293 | Sub_sector | Transport | Planes | Transport (planes) | Energetic | transport_planes_final_demand_hydrogen | Hydrogen | EU | Energy demand | 0.2738 | FEC
DE | TYNDP2026 | HEV | 2035 | TWh | 294 | Sub_sector | Transport | Planes | Transport (planes) | Energetic | transport_planes_final_demand_methane | Methane | EU | Energy demand | 0 | FEC
DE | TYNDP2026 | HEV | 2035 | TWh | 295 | Sub_sector | Transport | Planes | Transport (planes) | Energetic | transport_planes_final_demand_heat | Heat | EU | Energy demand | 0 | FEC
DE | TYNDP2026 | HEV | 2035 | TWh | 296 | Sub_sector | Transport | Planes | Transport (planes) | Energetic | transport_planes_final_demand_biomass | Biomass | EU | Energy demand | 0 | FEC
DE | TYNDP2026 | HEV | 2035 | TWh | 297 | Sub_sector | Transport | Planes | Transport (planes) | Energetic | transport_planes_final_demand_coal | Solids | EU | Energy demand | 0 | FEC
DE | TYNDP2026 | HEV | 2035 | TWh | 298 | Sub_sector | Transport | Planes | Transport (planes) | Energetic | transport_planes_final_demand_oil | Liquids | EU | Energy demand | 3.9813 | FEC
DE | TYNDP2026 | HEV | 2035 | TWh | 299 | Sub_sector | Transport | Planes | Transport (planes) | Energetic | transport_planes_final_demand_other | Others | EU | Energy demand | 0 | FEC
DE | TYNDP2026 | HEV | 2035 | TWh | 300 | Sub_sector | Transport | Planes | Transport (planes) | Energetic | transport_planes_final_demand_ammonia | Ammonia | EU | Energy demand | 0 | FEC
DE | TYNDP2026 | HEV | 2035 | TWh | 302 | Sub_sector | Transport | Others | Transport (others) | Energetic | transport_other_final_demand_electricity | Electricity | EU | Energy demand | 0.15317 | FEC
DE | TYNDP2026 | HEV | 2035 | TWh | 303 | Sub_sector | Transport | Others | Transport (others) | Energetic | transport_other_final_demand_hydrogen | Hydrogen | EU | Energy demand | 0 | FEC
DE | TYNDP2026 | HEV | 2035 | TWh | 304 | Sub_sector | Transport | Others | Transport (others) | Energetic | transport_other_final_demand_methane | Methane | EU | Energy demand | 0 | FEC
DE | TYNDP2026 | HEV | 2035 | TWh | 305 | Sub_sector | Transport | Others | Transport (others) | Energetic | transport_other_final_demand_heat | Heat | EU | Energy demand | 0 | FEC
DE | TYNDP2026 | HEV | 2035 | TWh | 306 | Sub_sector | Transport | Others | Transport (others) | Energetic | transport_other_final_demand_biomass | Biomass | EU | Energy demand | 0 | FEC
DE | TYNDP2026 | HEV | 2035 | TWh | 307 | Sub_sector | Transport | Others | Transport (others) | Energetic | transport_other_final_demand_coal | Solids | EU | Energy demand | 0 | FEC
DE | TYNDP2026 | HEV | 2035 | TWh | 308 | Sub_sector | Transport | Others | Transport (others) | Energetic | transport_other_final_demand_oil | Liquids | EU | Energy demand | 0 | FEC
DE | TYNDP2026 | HEV | 2035 | TWh | 309 | Sub_sector | Transport | Others | Transport (others) | Energetic | transport_other_final_demand_other | Others | EU | Energy demand | 0 | FEC
DE | TYNDP2026 | HEV | 2035 | TWh | 310 | Sub_sector | Transport | Others | Transport (others) | Energetic | transport_other_final_demand_ammonia | Ammonia | EU | Energy demand | 0 | FEC
DE | TYNDP2026 | HEV | 2035 | TWh | 312 | Sub_sector | International transport | International aviation | Transport (int. aviation) | Energetic | transport_int_aviation_final_demand_electricity | Electricity | EU | Energy demand | 0 | FEC
DE | TYNDP2026 | HEV | 2035 | TWh | 313 | Sub_sector | International transport | International aviation | Transport (int. aviation) | Energetic | transport_int_aviation_final_demand_hydrogen | Hydrogen | EU | Energy demand | 0 | FEC
DE | TYNDP2026 | HEV | 2035 | TWh | 314 | Sub_sector | International transport | International aviation | Transport (int. aviation) | Energetic | transport_int_aviation_final_demand_methane | Methane | EU | Energy demand | 0 | FEC
DE | TYNDP2026 | HEV | 2035 | TWh | 315 | Sub_sector | International transport | International aviation | Transport (int. aviation) | Energetic | transport_int_aviation_final_demand_heat | Heat | EU | Energy demand | 0 | FEC
DE | TYNDP2026 | HEV | 2035 | TWh | 316 | Sub_sector | International transport | International aviation | Transport (int. aviation) | Energetic | transport_int_aviation_final_demand_biofuels | Biomass | EU | Energy demand | 0 | FEC
DE | TYNDP2026 | HEV | 2035 | TWh | 317 | Sub_sector | International transport | International aviation | Transport (int. aviation) | Energetic | transport_int_aviation_final_demand_coal | Solids | EU | Energy demand | 0 | FEC
DE | TYNDP2026 | HEV | 2035 | TWh | 318 | Sub_sector | International transport | International aviation | Transport (int. aviation) | Energetic | transport_int_aviation_final_demand_oil | Liquids | EU | Energy demand | 137.1569 | FEC
DE | TYNDP2026 | HEV | 2035 | TWh | 319 | Sub_sector | International transport | International aviation | Transport (int. aviation) | Energetic | transport_int_aviation_final_demand_other | Others | EU | Energy demand | 0 | FEC
DE | TYNDP2026 | HEV | 2035 | TWh | 320 | Sub_sector | International transport | International aviation | Transport (int. aviation) | Energetic | transport_int_aviation_final_demand_ammonia | Ammonia | EU | Energy demand | 0 | FEC
DE | TYNDP2026 | HEV | 2035 | TWh | 322 | Sub_sector | International transport | International shipping | Transport (int. shipping) | Energetic | transport_int_shipping_final_demand_electricity | Electricity | EU | Energy demand | 0 | not_included_in_FEC
DE | TYNDP2026 | HEV | 2035 | TWh | 323 | Sub_sector | International transport | International shipping | Transport (int. shipping) | Energetic | transport_int_shipping_final_demand_hydrogen | Hydrogen | EU | Energy demand | 0 | not_included_in_FEC
DE | TYNDP2026 | HEV | 2035 | TWh | 324 | Sub_sector | International transport | International shipping | Transport (int. shipping) | Energetic | transport_int_shipping_final_demand_methane | Methane | EU | Energy demand | 0 | not_included_in_FEC
DE | TYNDP2026 | HEV | 2035 | TWh | 325 | Sub_sector | International transport | International shipping | Transport (int. shipping) | Energetic | transport_int_shipping_final_demand_heat | Heat | EU | Energy demand | 0 | not_included_in_FEC
DE | TYNDP2026 | HEV | 2035 | TWh | 326 | Sub_sector | International transport | International shipping | Transport (int. shipping) | Energetic | transport_int_shipping_final_demand_biofuels | Biomass | EU | Energy demand | 0 | not_included_in_FEC
DE | TYNDP2026 | HEV | 2035 | TWh | 327 | Sub_sector | International transport | International shipping | Transport (int. shipping) | Energetic | transport_int_shipping_final_demand_coal | Solids | EU | Energy demand | 0 | not_included_in_FEC
DE | TYNDP2026 | HEV | 2035 | TWh | 328 | Sub_sector | International transport | International shipping | Transport (int. shipping) | Energetic | transport_int_shipping_final_demand_oil | Liquids | EU | Energy demand | 18.4119 | not_included_in_FEC
DE | TYNDP2026 | HEV | 2035 | TWh | 329 | Sub_sector | International transport | International shipping | Transport (int. shipping) | Energetic | transport_int_shipping_final_demand_other | Others | EU | Energy demand | 0 | not_included_in_FEC
DE | TYNDP2026 | HEV | 2035 | TWh | 330 | Sub_sector | International transport | International shipping | Transport (int. shipping) | Energetic | transport_int_shipping_final_demand_ammonia | Ammonia | EU | Energy demand | 0 | not_included_in_FEC
DE | TYNDP2026 | HEV | 2035 | TWh | 332 | Sub_sector | Households | Space heating | Households (heating) | Energetic | households_heating_final_demand_electricity | Electricity | EU | Energy demand | 44.0782 | FEC
DE | TYNDP2026 | HEV | 2035 | TWh | 333 | Sub_sector | Households | Space heating | Households (heating) | Energetic | households_heating_final_demand_hydrogen | Hydrogen | EU | Energy demand | 6.8979 | FEC
DE | TYNDP2026 | HEV | 2035 | TWh | 334 | Sub_sector | Households | Space heating | Households (heating) | Energetic | households_heating_final_demand_methane | Methane | EU | Energy demand | 74.8306 | FEC
DE | TYNDP2026 | HEV | 2035 | TWh | 335 | Sub_sector | Households | Space heating | Households (heating) | Energetic | households_heating_final_demand_heat | Heat | EU | Energy demand | 44.345 | FEC
DE | TYNDP2026 | HEV | 2035 | TWh | 336 | Sub_sector | Households | Space heating | Households (heating) | Energetic | households_heating_final_demand_biomass | Biomass | EU | Energy demand | 78.807 | FEC
DE | TYNDP2026 | HEV | 2035 | TWh | 337 | Sub_sector | Households | Space heating | Households (heating) | Energetic | households_heating_final_demand_coal | Solids | EU | Energy demand | 0 | FEC
DE | TYNDP2026 | HEV | 2035 | TWh | 338 | Sub_sector | Households | Space heating | Households (heating) | Energetic | households_heating_final_demand_oil | Liquids | EU | Energy demand | 22.1858 | FEC
DE | TYNDP2026 | HEV | 2035 | TWh | 339 | Sub_sector | Households | Space heating | Households (heating) | Energetic | households_heating_final_demand_other | Others | EU | Energy demand | 0 | FEC
DE | TYNDP2026 | HEV | 2035 | TWh | 340 | Sub_sector | Households | Space heating | Households (heating) | Energetic | households_heating_final_demand_ammonia | Ammonia | EU | Energy demand | 0 | FEC
DE | TYNDP2026 | HEV | 2035 | TWh | 343 | Sub_sector | Households | Cooling | Households (cooling) | Energetic | households_cooling_final_demand_electricity | Electricity | EU | Energy demand | 1.4806 | FEC
DE | TYNDP2026 | HEV | 2035 | TWh | 344 | Sub_sector | Households | Cooling | Households (cooling) | Energetic | households_cooling_final_demand_hydrogen | Hydrogen | EU | Energy demand | 0 | FEC
DE | TYNDP2026 | HEV | 2035 | TWh | 345 | Sub_sector | Households | Cooling | Households (cooling) | Energetic | households_cooling_final_demand_methane | Methane | EU | Energy demand | 0 | FEC
DE | TYNDP2026 | HEV | 2035 | TWh | 346 | Sub_sector | Households | Cooling | Households (cooling) | Energetic | households_cooling_final_demand_heat | Heat | EU | Energy demand | 0 | FEC
DE | TYNDP2026 | HEV | 2035 | TWh | 347 | Sub_sector | Households | Cooling | Households (cooling) | Energetic | households_cooling_final_demand_biomass | Biomass | EU | Energy demand | 0 | FEC
DE | TYNDP2026 | HEV | 2035 | TWh | 348 | Sub_sector | Households | Cooling | Households (cooling) | Energetic | households_cooling_final_demand_coal | Solids | EU | Energy demand | 0 | FEC
DE | TYNDP2026 | HEV | 2035 | TWh | 349 | Sub_sector | Households | Cooling | Households (cooling) | Energetic | households_cooling_final_demand_oil | Liquids | EU | Energy demand | 0 | FEC
DE | TYNDP2026 | HEV | 2035 | TWh | 350 | Sub_sector | Households | Cooling | Households (cooling) | Energetic | households_cooling_final_demand_other | Others | EU | Energy demand | 0 | FEC
DE | TYNDP2026 | HEV | 2035 | TWh | 351 | Sub_sector | Households | Cooling | Households (cooling) | Energetic | households_cooling_final_demand_ammonia | Ammonia | EU | Energy demand | 0 | FEC
DE | TYNDP2026 | HEV | 2035 | TWh | 354 | Sub_sector | Households | Hot water | Households (hot water) | Energetic | households_hot_water_final_demand_electricity | Electricity | EU | Energy demand | 19.8484 | FEC
DE | TYNDP2026 | HEV | 2035 | TWh | 355 | Sub_sector | Households | Hot water | Households (hot water) | Energetic | households_hot_water_final_demand_hydrogen | Hydrogen | EU | Energy demand | 2.4086 | FEC
DE | TYNDP2026 | HEV | 2035 | TWh | 356 | Sub_sector | Households | Hot water | Households (hot water) | Energetic | households_hot_water_final_demand_methane | Methane | EU | Energy demand | 23.8727 | FEC
DE | TYNDP2026 | HEV | 2035 | TWh | 357 | Sub_sector | Households | Hot water | Households (hot water) | Energetic | households_hot_water_final_demand_heat | Heat | EU | Energy demand | 16.3063 | FEC
DE | TYNDP2026 | HEV | 2035 | TWh | 358 | Sub_sector | Households | Hot water | Households (hot water) | Energetic | households_hot_water_final_demand_biomass | Biomass | EU | Energy demand | 17.7164 | FEC
DE | TYNDP2026 | HEV | 2035 | TWh | 359 | Sub_sector | Households | Hot water | Households (hot water) | Energetic | households_hot_water_final_demand_coal | Solids | EU | Energy demand | 0 | FEC
DE | TYNDP2026 | HEV | 2035 | TWh | 360 | Sub_sector | Households | Hot water | Households (hot water) | Energetic | households_hot_water_final_demand_oil | Liquids | EU | Energy demand | 3.2102 | FEC
DE | TYNDP2026 | HEV | 2035 | TWh | 361 | Sub_sector | Households | Hot water | Households (hot water) | Energetic | households_hot_water_final_demand_other | Others | EU | Energy demand | 19.6704 | FEC
DE | TYNDP2026 | HEV | 2035 | TWh | 362 | Sub_sector | Households | Hot water | Households (hot water) | Energetic | households_hot_water_final_demand_ammonia | Ammonia | EU | Energy demand | 0 | FEC
DE | TYNDP2026 | HEV | 2035 | TWh | 365 | Sub_sector | Households | Appliances | Households (appliances) | Energetic | households_appliances_final_demand_electricity | Electricity | EU | Energy demand | 96.6943 | FEC
DE | TYNDP2026 | HEV | 2035 | TWh | 366 | Sub_sector | Households | Appliances | Households (appliances) | Energetic | households_appliances_final_demand_hydrogen | Hydrogen | EU | Energy demand | 0 | FEC
DE | TYNDP2026 | HEV | 2035 | TWh | 367 | Sub_sector | Households | Appliances | Households (appliances) | Energetic | households_appliances_final_demand_methane | Methane | EU | Energy demand | 0.47077 | FEC
DE | TYNDP2026 | HEV | 2035 | TWh | 368 | Sub_sector | Households | Appliances | Households (appliances) | Energetic | households_appliances_final_demand_heat | Heat | EU | Energy demand | 0 | FEC
DE | TYNDP2026 | HEV | 2035 | TWh | 369 | Sub_sector | Households | Appliances | Households (appliances) | Energetic | households_appliances_final_demand_biomass | Biomass | EU | Energy demand | 0 | FEC
DE | TYNDP2026 | HEV | 2035 | TWh | 370 | Sub_sector | Households | Appliances | Households (appliances) | Energetic | households_appliances_final_demand_coal | Solids | EU | Energy demand | 0 | FEC
DE | TYNDP2026 | HEV | 2035 | TWh | 371 | Sub_sector | Households | Appliances | Households (appliances) | Energetic | households_appliances_final_demand_oil | Liquids | EU | Energy demand | 0 | FEC
DE | TYNDP2026 | HEV | 2035 | TWh | 372 | Sub_sector | Households | Appliances | Households (appliances) | Energetic | households_appliances_final_demand_other | Others | EU | Energy demand | 0 | FEC
DE | TYNDP2026 | HEV | 2035 | TWh | 373 | Sub_sector | Households | Appliances | Households (appliances) | Energetic | households_appliances_final_demand_ammonia | Ammonia | EU | Energy demand | 0 | FEC
DE | TYNDP2026 | HEV | 2035 | TWh | 375 | Sub_sector | Buildings | Space heating | Buildings (heat) | Energetic | buildings_heat_final_demand_electricity | Electricity | EU | Energy demand | 15.7339 | FEC
DE | TYNDP2026 | HEV | 2035 | TWh | 376 | Sub_sector | Buildings | Space heating | Buildings (heat) | Energetic | buildings_heat_final_demand_hydrogen | Hydrogen | EU | Energy demand | 2.6616 | FEC
DE | TYNDP2026 | HEV | 2035 | TWh | 377 | Sub_sector | Buildings | Space heating | Buildings (heat) | Energetic | buildings_heat_final_demand_methane | Methane | EU | Energy demand | 28.0181 | FEC
DE | TYNDP2026 | HEV | 2035 | TWh | 378 | Sub_sector | Buildings | Space heating | Buildings (heat) | Energetic | buildings_heat_final_demand_heat | Heat | EU | Energy demand | 13.3417 | FEC
DE | TYNDP2026 | HEV | 2035 | TWh | 379 | Sub_sector | Buildings | Space heating | Buildings (heat) | Energetic | buildings_heat_final_demand_biomass | Biomass | EU | Energy demand | 24.9912 | FEC
DE | TYNDP2026 | HEV | 2035 | TWh | 380 | Sub_sector | Buildings | Space heating | Buildings (heat) | Energetic | buildings_heat_final_demand_coal | Solids | EU | Energy demand | 0 | FEC
DE | TYNDP2026 | HEV | 2035 | TWh | 381 | Sub_sector | Buildings | Space heating | Buildings (heat) | Energetic | buildings_heat_final_demand_oil | Liquids | EU | Energy demand | 6.1937 | FEC
DE | TYNDP2026 | HEV | 2035 | TWh | 382 | Sub_sector | Buildings | Space heating | Buildings (heat) | Energetic | buildings_heat_final_demand_other | Others | EU | Energy demand | 5.1641 | FEC
DE | TYNDP2026 | HEV | 2035 | TWh | 383 | Sub_sector | Buildings | Space heating | Buildings (heat) | Energetic | buildings_heat_final_demand_ammonia | Ammonia | EU | Energy demand | 0 | FEC
DE | TYNDP2026 | HEV | 2035 | TWh | 386 | Sub_sector | Buildings | Cooling | Buildings (cooling) | Energetic | buildings_cooling_final_demand_electricity | Electricity | EU | Energy demand | 6.2135 | FEC
DE | TYNDP2026 | HEV | 2035 | TWh | 387 | Sub_sector | Buildings | Cooling | Buildings (cooling) | Energetic | buildings_cooling_final_demand_hydrogen | Hydrogen | EU | Energy demand | 0 | FEC
DE | TYNDP2026 | HEV | 2035 | TWh | 388 | Sub_sector | Buildings | Cooling | Buildings (cooling) | Energetic | buildings_cooling_final_demand_methane | Methane | EU | Energy demand | 0 | FEC
DE | TYNDP2026 | HEV | 2035 | TWh | 389 | Sub_sector | Buildings | Cooling | Buildings (cooling) | Energetic | buildings_cooling_final_demand_heat | Heat | EU | Energy demand | 0 | FEC
DE | TYNDP2026 | HEV | 2035 | TWh | 390 | Sub_sector | Buildings | Cooling | Buildings (cooling) | Energetic | buildings_cooling_final_demand_biomass | Biomass | EU | Energy demand | 0 | FEC
DE | TYNDP2026 | HEV | 2035 | TWh | 391 | Sub_sector | Buildings | Cooling | Buildings (cooling) | Energetic | buildings_cooling_final_demand_coal | Solids | EU | Energy demand | 0 | FEC
DE | TYNDP2026 | HEV | 2035 | TWh | 392 | Sub_sector | Buildings | Cooling | Buildings (cooling) | Energetic | buildings_cooling_final_demand_oil | Liquids | EU | Energy demand | 0 | FEC
DE | TYNDP2026 | HEV | 2035 | TWh | 393 | Sub_sector | Buildings | Cooling | Buildings (cooling) | Energetic | buildings_cooling_final_demand_other | Others | EU | Energy demand | 0 | FEC
DE | TYNDP2026 | HEV | 2035 | TWh | 394 | Sub_sector | Buildings | Cooling | Buildings (cooling) | Energetic | buildings_cooling_final_demand_ammonia | Ammonia | EU | Energy demand | 0 | FEC
DE | TYNDP2026 | HEV | 2035 | TWh | 397 | Sub_sector | Buildings | Appliances | Buildings (appliances) | Energetic | buildings_appliances_final_demand_electricity | Electricity | EU | Energy demand | 70.7137 | FEC
DE | TYNDP2026 | HEV | 2035 | TWh | 398 | Sub_sector | Buildings | Appliances | Buildings (appliances) | Energetic | buildings_appliances_final_demand_hydrogen | Hydrogen | EU | Energy demand | 0 | FEC
DE | TYNDP2026 | HEV | 2035 | TWh | 399 | Sub_sector | Buildings | Appliances | Buildings (appliances) | Energetic | buildings_appliances_final_demand_methane | Methane | EU | Energy demand | 37.0407 | FEC
DE | TYNDP2026 | HEV | 2035 | TWh | 400 | Sub_sector | Buildings | Appliances | Buildings (appliances) | Energetic | buildings_appliances_final_demand_heat | Heat | EU | Energy demand | 0 | FEC
DE | TYNDP2026 | HEV | 2035 | TWh | 401 | Sub_sector | Buildings | Appliances | Buildings (appliances) | Energetic | buildings_appliances_final_demand_biomass | Biomass | EU | Energy demand | 0 | FEC
DE | TYNDP2026 | HEV | 2035 | TWh | 402 | Sub_sector | Buildings | Appliances | Buildings (appliances) | Energetic | buildings_appliances_final_demand_coal | Solids | EU | Energy demand | 0 | FEC
DE | TYNDP2026 | HEV | 2035 | TWh | 403 | Sub_sector | Buildings | Appliances | Buildings (appliances) | Energetic | buildings_appliances_final_demand_oil | Liquids | EU | Energy demand | 0 | FEC
DE | TYNDP2026 | HEV | 2035 | TWh | 404 | Sub_sector | Buildings | Appliances | Buildings (appliances) | Energetic | buildings_appliances_final_demand_other | Others | EU | Energy demand | 0 | FEC
DE | TYNDP2026 | HEV | 2035 | TWh | 405 | Sub_sector | Buildings | Appliances | Buildings (appliances) | Energetic | buildings_appliances_final_demand_ammonia | Ammonia | EU | Energy demand | 0 | FEC
DE | TYNDP2026 | HEV | 2035 | TWh | 407 | Sub_sector | Buildings | Datacenters | Datacenters & ICT | Energetic | datacentres_final_demand_electricity_energetic | Electricity | EU | Energy demand | 77.5758 | FEC
DE | TYNDP2026 | HEV | 2035 | TWh | 408 | Sub_sector | Buildings | Datacenters | Datacenters & ICT | Energetic | datacentres_final_demand_hydrogen_energetic | Hydrogen | EU | Energy demand | 0 | FEC
DE | TYNDP2026 | HEV | 2035 | TWh | 409 | Sub_sector | Buildings | Datacenters | Datacenters & ICT | Energetic | datacentres_final_demand_methane_energetic | Methane | EU | Energy demand | 0 | FEC
DE | TYNDP2026 | HEV | 2035 | TWh | 410 | Sub_sector | Buildings | Datacenters | Datacenters & ICT | Energetic | datacentres_final_demand_heat_energetic | Heat | EU | Energy demand | 0 | FEC
DE | TYNDP2026 | HEV | 2035 | TWh | 411 | Sub_sector | Buildings | Datacenters | Datacenters & ICT | Energetic | datacentres_final_demand_biomass_energetic | Biomass | EU | Energy demand | 0 | FEC
DE | TYNDP2026 | HEV | 2035 | TWh | 412 | Sub_sector | Buildings | Datacenters | Datacenters & ICT | Energetic | datacentres_final_demand_coal_energetic | Solids | EU | Energy demand | 0 | FEC
DE | TYNDP2026 | HEV | 2035 | TWh | 413 | Sub_sector | Buildings | Datacenters | Datacenters & ICT | Energetic | datacentres_final_demand_oil_energetic | Liquids | EU | Energy demand | 0 | FEC
DE | TYNDP2026 | HEV | 2035 | TWh | 414 | Sub_sector | Buildings | Datacenters | Datacenters & ICT | Energetic | datacentres_final_demand_other_energetic | Others | EU | Energy demand | 0 | FEC
DE | TYNDP2026 | HEV | 2035 | TWh | 415 | Sub_sector | Buildings | Datacenters | Datacenters & ICT | Energetic | datacentres_final_demand_ammonia_energetic | Ammonia | EU | Energy demand | 0 | FEC
DE | TYNDP2026 | HEV | 2035 | TWh | 417 | Sub_sector | Transport | Others_Sector | Others_Sector | Energetic | other_final_demand_electricity_energetic | Electricity | EU | Energy demand | 0 | FEC
DE | TYNDP2026 | HEV | 2035 | TWh | 418 | Sub_sector | Transport | Others_Sector | Others_Sector | Energetic | other_final_demand_hydrogen_energetic | Hydrogen | EU | Energy demand | 0 | FEC
DE | TYNDP2026 | HEV | 2035 | TWh | 419 | Sub_sector | Transport | Pipeline Transport | Others_Sector | Energetic | other_final_demand_methane_energetic | Methane | EU | Energy demand | 3.2808 | FEC
DE | TYNDP2026 | HEV | 2035 | TWh | 420 | Sub_sector | Transport | Others_Sector | Others_Sector | Energetic | other_final_demand_heat_energetic | Heat | EU | Energy demand | 0 | FEC
DE | TYNDP2026 | HEV | 2035 | TWh | 421 | Sub_sector | Transport | Others_Sector | Others_Sector | Energetic | other_final_demand_biomass_energetic | Biomass | EU | Energy demand | 0 | FEC
DE | TYNDP2026 | HEV | 2035 | TWh | 422 | Sub_sector | Transport | Others_Sector | Others_Sector | Energetic | other_final_demand_coal_energetic | Solids | EU | Energy demand | 0 | FEC
DE | TYNDP2026 | HEV | 2035 | TWh | 423 | Sub_sector | Transport | Others_Sector | Others_Sector | Energetic | other_final_demand_oil_energetic | Liquids | EU | Energy demand | 0.974 | FEC
DE | TYNDP2026 | HEV | 2035 | TWh | 424 | Sub_sector | Others_Sector | Others_Sector | Others_Sector | Non-energetic | other_final_demand_oil_non_energetic | Liquids | EU | Energy demand | 1.6053 | not_included_in_FEC
DE | TYNDP2026 | HEV | 2035 | TWh | 425 | Sub_sector | Transport | Others_Sector | Others_Sector | Energetic | other_final_demand_other_energetic | Others | EU | Energy demand | 0 | FEC
DE | TYNDP2026 | HEV | 2035 | TWh | 426 | Sub_sector | Transport | Others_Sector | Others_Sector | Energetic | other_final_demand_ammonia_energetic | Ammonia | EU | Energy demand | 0 | FEC
DE | TYNDP2026 | HEV | 2035 | TWh | 427 | Sub_sector | Industry | Surplus_Heat_in_Industry | Surplus_Heat_in_Industry | Energetic | final_demand_of_industry_unused_local_production_steam_hot_water | Heat | EU | Energy demand | 0 | FEC
DE | TYNDP2026 | HEV | 2035 | TWh | 429 | Sub_sector | Agriculture | Total | Agriculture | Energetic | agriculture_final_demand_electricity_energetic | Electricity | EU | Energy demand | 5.133 | FEC
DE | TYNDP2026 | HEV | 2035 | TWh | 430 | Sub_sector | Agriculture | Total | Agriculture | Energetic | agriculture_final_demand_hydrogen_energetic | Hydrogen | EU | Energy demand | 0 | FEC
DE | TYNDP2026 | HEV | 2035 | TWh | 431 | Sub_sector | Agriculture | Total | Agriculture | Energetic | agriculture_final_demand_methane_energetic | Methane | EU | Energy demand | 20.0047 | FEC
DE | TYNDP2026 | HEV | 2035 | TWh | 432 | Sub_sector | Agriculture | Total | Agriculture | Energetic | agriculture_final_demand_heat_energetic | Heat | EU | Energy demand | 0 | FEC
DE | TYNDP2026 | HEV | 2035 | TWh | 433 | Sub_sector | Agriculture | Total | Agriculture | Energetic | agriculture_final_demand_biomass_energetic | Biomass | EU | Energy demand | 2.9697 | FEC
DE | TYNDP2026 | HEV | 2035 | TWh | 434 | Sub_sector | Agriculture | Total | Agriculture | Energetic | agriculture_final_demand_coal_energetic | Solids | EU | Energy demand | 0 | FEC
DE | TYNDP2026 | HEV | 2035 | TWh | 435 | Sub_sector | Agriculture | Total | Agriculture | Energetic | agriculture_final_demand_oil_energetic | Liquids | EU | Energy demand | 4.0411 | FEC
DE | TYNDP2026 | HEV | 2035 | TWh | 436 | Sub_sector | Agriculture | Total | Agriculture | Energetic | agriculture_final_demand_other_energetic | Others | EU | Energy demand | 0 | FEC
DE | TYNDP2026 | HEV | 2035 | TWh | 437 | Sub_sector | Agriculture | Total | Agriculture | Energetic | agriculture_final_demand_ammonia_energetic | Ammonia | EU | Energy demand | 0 | FEC
DE | TYNDP2026 | HEV | 2035 | TWh | 447 | Sub_sector | Buildings | Surplus Energy | Buildings | Energetic | GAP | Electricity | EU | Energy demand | 0 | FEC
DE | TYNDP2026 | HEV | 2035 | TWh | 448 | Sub_sector | Buildings | Surplus Energy | Buildings | Energetic | GAP | Hydrogen | EU | Energy demand | 0 | FEC
DE | TYNDP2026 | HEV | 2035 | TWh | 449 | Sub_sector | Buildings | Surplus Energy | Buildings | Energetic | GAP | Methane | EU | Energy demand | 0 | FEC
DE | TYNDP2026 | HEV | 2035 | TWh | 450 | Sub_sector | Buildings | Surplus Energy | Buildings | Energetic | GAP | Heat | EU | Energy demand | 0 | FEC
DE | TYNDP2026 | HEV | 2035 | TWh | 451 | Sub_sector | Buildings | Surplus Energy | Buildings | Energetic | GAP | Biomass | EU | Energy demand | 0.020593 | FEC
DE | TYNDP2026 | HEV | 2035 | TWh | 452 | Sub_sector | Buildings | Surplus Energy | Buildings | Energetic | GAP | Solids | EU | Energy demand | 0 | FEC
DE | TYNDP2026 | HEV | 2035 | TWh | 453 | Sub_sector | Buildings | Surplus Energy | Buildings | Energetic | GAP | Liquids | EU | Energy demand | 6.5187 | FEC
DE | TYNDP2026 | HEV | 2035 | TWh | 454 | Sub_sector | Buildings | Surplus Energy | Buildings | Energetic | GAP | Others | EU | Energy demand | 0 | FEC
DE | TYNDP2026 | HEV | 2035 | TWh | 455 | Sub_sector | Buildings | Surplus Energy | Buildings | Energetic | GAP | Ammonia | EU | Energy demand | 0 | FEC
DE | TYNDP2026 | HEV | 2035 | TWh | 456 | Sub_sector | Households | Surplus Energy | Households | Energetic | GAP | Electricity | EU | Energy demand | 0 | FEC
DE | TYNDP2026 | HEV | 2035 | TWh | 457 | Sub_sector | Households | Surplus Energy | Households | Energetic | GAP | Hydrogen | EU | Energy demand | 0 | FEC
DE | TYNDP2026 | HEV | 2035 | TWh | 458 | Sub_sector | Households | Surplus Energy | Households | Energetic | GAP | Methane | EU | Energy demand | 0 | FEC
DE | TYNDP2026 | HEV | 2035 | TWh | 459 | Sub_sector | Households | Surplus Energy | Households | Energetic | GAP | Heat | EU | Energy demand | 0 | FEC
DE | TYNDP2026 | HEV | 2035 | TWh | 460 | Sub_sector | Households | Surplus Energy | Households | Energetic | GAP | Biomass | EU | Energy demand | 0 | FEC
DE | TYNDP2026 | HEV | 2035 | TWh | 461 | Sub_sector | Households | Surplus Energy | Households | Energetic | GAP | Solids | EU | Energy demand | 0 | FEC
DE | TYNDP2026 | HEV | 2035 | TWh | 462 | Sub_sector | Households | Surplus Energy | Households | Energetic | GAP | Liquids | EU | Energy demand | 0 | FEC
DE | TYNDP2026 | HEV | 2035 | TWh | 463 | Sub_sector | Households | Surplus Energy | Households | Energetic | GAP | Others | EU | Energy demand | 0 | FEC
DE | TYNDP2026 | HEV | 2035 | TWh | 464 | Sub_sector | Households | Surplus Energy | Households | Energetic | GAP | Ammonia | EU | Energy demand | 0 | FEC
DE | TYNDP2026 | HEV | 2040 | TWh | 102 | Sub_sector | Industry | Aluminium | Industry (aluminium) | Energetic | industry_aluminium_demand_electricity_energetic | Electricity | EU | Energy demand | 4.386 | FEC
DE | TYNDP2026 | HEV | 2040 | TWh | 103 | Sub_sector | Industry | Aluminium | Industry (aluminium) | Energetic | industry_aluminium_demand_hydrogen_energetic | Hydrogen | EU | Energy demand | 0 | FEC
DE | TYNDP2026 | HEV | 2040 | TWh | 104 | Sub_sector | Industry | Aluminium | Industry (aluminium) | Energetic | industry_aluminium_demand_methane_energetic | Methane | EU | Energy demand | 0.68001 | FEC
DE | TYNDP2026 | HEV | 2040 | TWh | 105 | Sub_sector | Industry | Aluminium | Industry (aluminium) | Energetic | industry_aluminium_demand_heat_energetic | Heat | EU | Energy demand | 0 | FEC
DE | TYNDP2026 | HEV | 2040 | TWh | 106 | Sub_sector | Industry | Aluminium | Industry (aluminium) | Energetic | industry_aluminium_demand_biomass_energetic | Biomass | EU | Energy demand | 0 | FEC
DE | TYNDP2026 | HEV | 2040 | TWh | 107 | Sub_sector | Industry | Aluminium | Industry (aluminium) | Energetic | industry_aluminium_demand_coal_energetic | Solids | EU | Energy demand | 0 | FEC
DE | TYNDP2026 | HEV | 2040 | TWh | 108 | Sub_sector | Industry | Aluminium | Industry (aluminium) | Energetic | industry_aluminium_demand_oil_energetic | Liquids | EU | Energy demand | 0 | FEC
DE | TYNDP2026 | HEV | 2040 | TWh | 109 | Sub_sector | Industry | Aluminium | Industry (aluminium) | Energetic | industry_aluminium_demand_others_energetic | Others | EU | Energy demand | 0 | FEC
DE | TYNDP2026 | HEV | 2040 | TWh | 110 | Sub_sector | Industry | Aluminium | Industry (aluminium) | Energetic | industry_ammonia_demand_others_energetic | Ammonia | EU | Energy demand | 0 | FEC
DE | TYNDP2026 | HEV | 2040 | TWh | 112 | Sub_sector | Industry | Chemicals | Industry (chemicals, energetic) | Energetic | industry_chemical_demand_electricity_energetic | Electricity | EU | Energy demand | 91.5078 | FEC
DE | TYNDP2026 | HEV | 2040 | TWh | 113 | Sub_sector | Industry | Chemicals | Industry (chemicals, energetic) | Energetic | industry_chemical_demand_hydrogen_energetic | Hydrogen | EU | Energy demand | 38.6355 | FEC
DE | TYNDP2026 | HEV | 2040 | TWh | 114 | Sub_sector | Industry | Chemicals | Industry (chemicals, energetic) | Energetic | industry_chemical_demand_methane_energetic | Methane | EU | Energy demand | 4.1487 | FEC
DE | TYNDP2026 | HEV | 2040 | TWh | 115 | Sub_sector | Industry | Chemicals | Industry (chemicals, energetic) | Energetic | industry_chemical_demand_heat_energetic | Heat | EU | Energy demand | 10.361 | FEC
DE | TYNDP2026 | HEV | 2040 | TWh | 116 | Sub_sector | Industry | Chemicals | Industry (chemicals, energetic) | Energetic | industry_chemical_demand_biomass_energetic | Biomass | EU | Energy demand | 5.2259 | FEC
DE | TYNDP2026 | HEV | 2040 | TWh | 117 | Sub_sector | Industry | Chemicals | Industry (chemicals, energetic) | Energetic | industry_chemical_demand_coal_energetic | Solids | EU | Energy demand | 1.988 | FEC
DE | TYNDP2026 | HEV | 2040 | TWh | 118 | Sub_sector | Industry | Chemicals | Industry (chemicals, energetic) | Energetic | industry_chemical_demand_oil_energetic | Liquids | EU | Energy demand | 0 | FEC
DE | TYNDP2026 | HEV | 2040 | TWh | 119 | Sub_sector | Industry | Chemicals | Industry (chemicals, energetic) | Energetic | industry_chemical_demand_others_energetic | Others | EU | Energy demand | 0 | FEC
DE | TYNDP2026 | HEV | 2040 | TWh | 120 | Sub_sector | Industry | Chemicals | Industry (chemicals, energetic) | Energetic | industry_chemical_demand_ammonia_energetic | Ammonia | EU | Energy demand | 0 | FEC
DE | TYNDP2026 | HEV | 2040 | TWh | 122 | Sub_sector | Industry | Chemicals | Industry (chemicals, non-energetic) | Non-energetic | industry_chemical_demand_electricity_non_energetic | Electricity | EU | Energy demand | 0 | not_included_in_FEC
DE | TYNDP2026 | HEV | 2040 | TWh | 123 | Sub_sector | Industry | Chemicals | Industry (chemicals, non-energetic) | Non-energetic | industry_chemical_demand_hydrogen_non_energetic | Hydrogen | EU | Energy demand | 50.8941 | not_included_in_FEC
DE | TYNDP2026 | HEV | 2040 | TWh | 124 | Sub_sector | Industry | Chemicals | Industry (chemicals, non-energetic) | Non-energetic | industry_chemical_demand_methane_non_energetic | Methane | EU | Energy demand | 0 | not_included_in_FEC
DE | TYNDP2026 | HEV | 2040 | TWh | 125 | Sub_sector | Industry | Chemicals | Industry (chemicals, non-energetic) | Non-energetic | industry_chemical_demand_heat_non_energetic | Heat | EU | Energy demand | 0 | not_included_in_FEC
DE | TYNDP2026 | HEV | 2040 | TWh | 126 | Sub_sector | Industry | Chemicals | Industry (chemicals, non-energetic) | Non-energetic | industry_chemical_demand_biomass_non_energetic | Biomass | EU | Energy demand | 48.5084 | not_included_in_FEC
DE | TYNDP2026 | HEV | 2040 | TWh | 127 | Sub_sector | Industry | Chemicals | Industry (chemicals, non-energetic) | Non-energetic | industry_chemical_demand_coal_non_energetic | Solids | EU | Energy demand | 0 | not_included_in_FEC
DE | TYNDP2026 | HEV | 2040 | TWh | 128 | Sub_sector | Industry | Chemicals | Industry (chemicals, non-energetic) | Non-energetic | industry_chemical_demand_oil_non_energetic | Liquids | EU | Energy demand | 99.4025 | not_included_in_FEC
DE | TYNDP2026 | HEV | 2040 | TWh | 129 | Sub_sector | Industry | Chemicals | Industry (chemicals, non-energetic) | Non-energetic | industry_chemical_demand_others_non_energetic | Others | EU | Energy demand | 0 | not_included_in_FEC
DE | TYNDP2026 | HEV | 2040 | TWh | 130 | Sub_sector | Industry | Chemicals | Industry (chemicals, non-energetic) | Non-energetic | industry_chemical_demand_ammonia_non_energetic | Ammonia | EU | Energy demand | 0 | not_included_in_FEC
DE | TYNDP2026 | HEV | 2040 | TWh | 132 | Sub_sector | Industry | Fertilizers | Industry (fertilizers, energetic) | Energetic | industry_fertilizers_demand_electricity_energetic | Electricity | EU | Energy demand | 0.8176 | FEC
DE | TYNDP2026 | HEV | 2040 | TWh | 133 | Sub_sector | Industry | Fertilizers | Industry (fertilizers, energetic) | Energetic | industry_fertilizers_demand_hydrogen_energetic | Hydrogen | EU | Energy demand | 2.994 | FEC
DE | TYNDP2026 | HEV | 2040 | TWh | 134 | Sub_sector | Industry | Fertilizers | Industry (fertilizers, energetic) | Energetic | industry_fertilizers_demand_methane_energetic | Methane | EU | Energy demand | 0.998 | FEC
DE | TYNDP2026 | HEV | 2040 | TWh | 135 | Sub_sector | Industry | Fertilizers | Industry (fertilizers, energetic) | Energetic | industry_fertilizers_demand_heat_energetic | Heat | EU | Energy demand | 0 | FEC
DE | TYNDP2026 | HEV | 2040 | TWh | 136 | Sub_sector | Industry | Fertilizers | Industry (fertilizers, energetic) | Energetic | industry_fertilizers_demand_biomass_energetic | Biomass | EU | Energy demand | 0 | FEC
DE | TYNDP2026 | HEV | 2040 | TWh | 137 | Sub_sector | Industry | Fertilizers | Industry (fertilizers, energetic) | Energetic | industry_fertilizers_demand_coal_energetic | Solids | EU | Energy demand | 0 | FEC
DE | TYNDP2026 | HEV | 2040 | TWh | 138 | Sub_sector | Industry | Fertilizers | Industry (fertilizers, energetic) | Energetic | industry_fertilizers_demand_oil_energetic | Liquids | EU | Energy demand | 0 | FEC
DE | TYNDP2026 | HEV | 2040 | TWh | 139 | Sub_sector | Industry | Fertilizers | Industry (fertilizers, energetic) | Energetic | industry_fertilizers_demand_others_energetic | Others | EU | Energy demand | 0 | FEC
DE | TYNDP2026 | HEV | 2040 | TWh | 140 | Sub_sector | Industry | Fertilizers | Industry (fertilizers, energetic) | Energetic | industry_fertilizers_demand_ammonia_energetic | Ammonia | EU | Energy demand | 0 | FEC
DE | TYNDP2026 | HEV | 2040 | TWh | 142 | Sub_sector | Industry | Fertilizers | Industry (fertilizers, non-energetic) | Non-energetic | industry_fertilizers_demand_electricity_non_energetic | Electricity | EU | Energy demand | 0 | not_included_in_FEC
DE | TYNDP2026 | HEV | 2040 | TWh | 143 | Sub_sector | Industry | Fertilizers | Industry (fertilizers, non-energetic) | Non-energetic | industry_fertilizers_demand_hydrogen_non_energetic | Hydrogen | EU | Energy demand | 12.3227 | not_included_in_FEC
DE | TYNDP2026 | HEV | 2040 | TWh | 144 | Sub_sector | Industry | Fertilizers | Industry (fertilizers, non-energetic) | Non-energetic | industry_fertilizers_demand_methane_non_energetic | Methane | EU | Energy demand | 2.5365 | not_included_in_FEC
DE | TYNDP2026 | HEV | 2040 | TWh | 145 | Sub_sector | Industry | Fertilizers | Industry (fertilizers, non-energetic) | Non-energetic | industry_fertilizers_demand_heat_non_energetic | Heat | EU | Energy demand | 0 | not_included_in_FEC
DE | TYNDP2026 | HEV | 2040 | TWh | 146 | Sub_sector | Industry | Fertilizers | Industry (fertilizers, non-energetic) | Non-energetic | industry_fertilizers_demand_biomass_non_energetic | Biomass | EU | Energy demand | 0 | not_included_in_FEC
DE | TYNDP2026 | HEV | 2040 | TWh | 147 | Sub_sector | Industry | Fertilizers | Industry (fertilizers, non-energetic) | Non-energetic | industry_fertilizers_demand_coal_non_energetic | Solids | EU | Energy demand | 0 | not_included_in_FEC
DE | TYNDP2026 | HEV | 2040 | TWh | 148 | Sub_sector | Industry | Fertilizers | Industry (fertilizers, non-energetic) | Non-energetic | industry_fertilizers_demand_oil_non_energetic | Liquids | EU | Energy demand | 0 | not_included_in_FEC
DE | TYNDP2026 | HEV | 2040 | TWh | 149 | Sub_sector | Industry | Fertilizers | Industry (fertilizers, non-energetic) | Non-energetic | industry_fertilizers_demand_others_non_energetic | Others | EU | Energy demand | 0 | not_included_in_FEC
DE | TYNDP2026 | HEV | 2040 | TWh | 150 | Sub_sector | Industry | Fertilizers | Industry (fertilizers, non-energetic) | Non-energetic | industry_fertilizers_demand_ammonia_non_energetic | Ammonia | EU | Energy demand | 3.2768 | not_included_in_FEC
DE | TYNDP2026 | HEV | 2040 | TWh | 152 | Sub_sector | Industry | Food | Industry (food) | Energetic | industry_food_demand_electricity_energetic | Electricity | EU | Energy demand | 35.6831 | FEC
DE | TYNDP2026 | HEV | 2040 | TWh | 153 | Sub_sector | Industry | Food | Industry (food) | Energetic | industry_food_demand_hydrogen_energetic | Hydrogen | EU | Energy demand | 11.9789 | FEC
DE | TYNDP2026 | HEV | 2040 | TWh | 154 | Sub_sector | Industry | Food | Industry (food) | Energetic | industry_food_demand_methane_energetic | Methane | EU | Energy demand | 0.67181 | FEC
DE | TYNDP2026 | HEV | 2040 | TWh | 155 | Sub_sector | Industry | Food | Industry (food) | Energetic | industry_food_demand_heat_energetic | Heat | EU | Energy demand | 8.7072 | FEC
DE | TYNDP2026 | HEV | 2040 | TWh | 156 | Sub_sector | Industry | Food | Industry (food) | Energetic | industry_food_demand_biomass_energetic | Biomass | EU | Energy demand | 3.6605 | FEC
DE | TYNDP2026 | HEV | 2040 | TWh | 157 | Sub_sector | Industry | Food | Industry (food) | Energetic | industry_food_demand_coal_energetic | Solids | EU | Energy demand | 0.62147 | FEC
DE | TYNDP2026 | HEV | 2040 | TWh | 158 | Sub_sector | Industry | Food | Industry (food) | Energetic | industry_food_demand_oil_energetic | Liquids | EU | Energy demand | 0 | FEC
DE | TYNDP2026 | HEV | 2040 | TWh | 159 | Sub_sector | Industry | Food | Industry (food) | Energetic | industry_food_demand_others_energetic | Others | EU | Energy demand | 0 | FEC
DE | TYNDP2026 | HEV | 2040 | TWh | 160 | Sub_sector | Industry | Food | Industry (food) | Energetic | industry_food_demand_ammonia_energetic | Ammonia | EU | Energy demand | 0 | FEC
DE | TYNDP2026 | HEV | 2040 | TWh | 162 | Sub_sector | Industry | Metals | Industry (metal) | Energetic | industry_metal_demand_electricity_energetic | Electricity | EU | Energy demand | 3.305 | FEC
DE | TYNDP2026 | HEV | 2040 | TWh | 163 | Sub_sector | Industry | Metals | Industry (metal) | Energetic | industry_metal_demand_hydrogen_energetic | Hydrogen | EU | Energy demand | 0 | FEC
DE | TYNDP2026 | HEV | 2040 | TWh | 164 | Sub_sector | Industry | Metals | Industry (metal) | Energetic | industry_metal_demand_methane_energetic | Methane | EU | Energy demand | 4.622 | FEC
DE | TYNDP2026 | HEV | 2040 | TWh | 165 | Sub_sector | Industry | Metals | Industry (metal) | Energetic | industry_metal_demand_heat_energetic | Heat | EU | Energy demand | 0.15708 | FEC
DE | TYNDP2026 | HEV | 2040 | TWh | 166 | Sub_sector | Industry | Metals | Industry (metal) | Energetic | industry_metal_demand_biomass_energetic | Biomass | EU | Energy demand | 0 | FEC
DE | TYNDP2026 | HEV | 2040 | TWh | 167 | Sub_sector | Industry | Metals | Industry (metal) | Energetic | industry_metal_demand_coal_energetic | Solids | EU | Energy demand | 0.10867 | FEC
DE | TYNDP2026 | HEV | 2040 | TWh | 168 | Sub_sector | Industry | Metals | Industry (metal) | Energetic | industry_metal_demand_oil_energetic | Liquids | EU | Energy demand | 0.22246 | FEC
DE | TYNDP2026 | HEV | 2040 | TWh | 169 | Sub_sector | Industry | Metals | Industry (metal) | Energetic | industry_metal_demand_others_energetic | Others | EU | Energy demand | 0 | FEC
DE | TYNDP2026 | HEV | 2040 | TWh | 170 | Sub_sector | Industry | Metals | Industry (metal) | Energetic | industry_metal_demand_ammonia_energetic | Ammonia | EU | Energy demand | 0 | FEC
DE | TYNDP2026 | HEV | 2040 | TWh | 172 | Sub_sector | Industry | Others | Industry (other, energetic) | Energetic | industry_other_demand_electricity_energetic | Electricity | EU | Energy demand | 12.6175 | FEC
DE | TYNDP2026 | HEV | 2040 | TWh | 173 | Sub_sector | Industry | Others | Industry (other, energetic) | Energetic | industry_other_demand_hydrogen_energetic | Hydrogen | EU | Energy demand | 0 | FEC
DE | TYNDP2026 | HEV | 2040 | TWh | 174 | Sub_sector | Industry | Others | Industry (other, energetic) | Energetic | industry_other_demand_methane_energetic | Methane | EU | Energy demand | 0 | FEC
DE | TYNDP2026 | HEV | 2040 | TWh | 175 | Sub_sector | Industry | Others | Industry (other, energetic) | Energetic | industry_other_demand_heat_energetic | Heat | EU | Energy demand | 21.8192 | FEC
DE | TYNDP2026 | HEV | 2040 | TWh | 176 | Sub_sector | Industry | Others | Industry (other, energetic) | Energetic | industry_other_demand_biomass_energetic | Biomass | EU | Energy demand | 35.2732 | FEC
DE | TYNDP2026 | HEV | 2040 | TWh | 177 | Sub_sector | Industry | Others | Industry (other, energetic) | Energetic | industry_other_demand_coal_energetic | Solids | EU | Energy demand | 0 | FEC
DE | TYNDP2026 | HEV | 2040 | TWh | 178 | Sub_sector | Industry | Others | Industry (other, energetic) | Energetic | industry_other_demand_oil_energetic | Liquids | EU | Energy demand | 0 | FEC
DE | TYNDP2026 | HEV | 2040 | TWh | 179 | Sub_sector | Industry | Others | Industry (other, energetic) | Energetic | industry_other_demand_others_energetic | Others | EU | Energy demand | 0 | FEC
DE | TYNDP2026 | HEV | 2040 | TWh | 180 | Sub_sector | Industry | Others | Industry (other, energetic) | Energetic | industry_other_demand_ammonia_energetic | Ammonia | EU | Energy demand | 0 | FEC
DE | TYNDP2026 | HEV | 2040 | TWh | 182 | Sub_sector | Industry | Others | Industry (other, non-energetic) | Non-energetic | industry_other_demand_electricity_non_energetic | Electricity | EU | Energy demand | 0 | not_included_in_FEC
DE | TYNDP2026 | HEV | 2040 | TWh | 183 | Sub_sector | Industry | Others | Industry (other, non-energetic) | Non-energetic | industry_other_demand_hydrogen_non_energetic | Hydrogen | EU | Energy demand | 0 | not_included_in_FEC
DE | TYNDP2026 | HEV | 2040 | TWh | 184 | Sub_sector | Industry | Others | Industry (other, non-energetic) | Non-energetic | industry_other_demand_methane_non_energetic | Methane | EU | Energy demand | 0 | not_included_in_FEC
DE | TYNDP2026 | HEV | 2040 | TWh | 185 | Sub_sector | Industry | Others | Industry (other, non-energetic) | Non-energetic | industry_other_demand_heat_non_energetic | Heat | EU | Energy demand | 0 | not_included_in_FEC
DE | TYNDP2026 | HEV | 2040 | TWh | 186 | Sub_sector | Industry | Others | Industry (other, non-energetic) | Non-energetic | industry_other_demand_biomass_non_energetic | Biomass | EU | Energy demand | 0 | not_included_in_FEC
DE | TYNDP2026 | HEV | 2040 | TWh | 187 | Sub_sector | Industry | Others | Industry (other, non-energetic) | Non-energetic | industry_other_demand_coal_non_energetic | Solids | EU | Energy demand | 0 | not_included_in_FEC
DE | TYNDP2026 | HEV | 2040 | TWh | 188 | Sub_sector | Industry | Others | Industry (other, non-energetic) | Non-energetic | industry_other_demand_oil_non_energetic | Liquids | EU | Energy demand | 0 | not_included_in_FEC
DE | TYNDP2026 | HEV | 2040 | TWh | 189 | Sub_sector | Industry | Others | Industry (other, non-energetic) | Non-energetic | industry_other_demand_others_non_energetic | Others | EU | Energy demand | 0 | not_included_in_FEC
DE | TYNDP2026 | HEV | 2040 | TWh | 190 | Sub_sector | Industry | Others | Industry (other, non-energetic) | Non-energetic | industry_other_demand_ammonia_non_energetic | Ammonia | EU | Energy demand | 0 | not_included_in_FEC
DE | TYNDP2026 | HEV | 2040 | TWh | 192 | Sub_sector | Industry | Paper | Industry (paper) | Energetic | industry_paper_demand_electricity_energetic | Electricity | EU | Energy demand | 36.7743 | FEC
DE | TYNDP2026 | HEV | 2040 | TWh | 193 | Sub_sector | Industry | Paper | Industry (paper) | Energetic | industry_paper_demand_hydrogen_energetic | Hydrogen | EU | Energy demand | 11.7054 | FEC
DE | TYNDP2026 | HEV | 2040 | TWh | 194 | Sub_sector | Industry | Paper | Industry (paper) | Energetic | industry_paper_demand_methane_energetic | Methane | EU | Energy demand | 1.5956 | FEC
DE | TYNDP2026 | HEV | 2040 | TWh | 195 | Sub_sector | Industry | Paper | Industry (paper) | Energetic | industry_paper_demand_heat_energetic | Heat | EU | Energy demand | 9.5867 | FEC
DE | TYNDP2026 | HEV | 2040 | TWh | 196 | Sub_sector | Industry | Paper | Industry (paper) | Energetic | industry_paper_demand_biomass_energetic | Biomass | EU | Energy demand | 3.8266 | FEC
DE | TYNDP2026 | HEV | 2040 | TWh | 197 | Sub_sector | Industry | Paper | Industry (paper) | Energetic | industry_paper_demand_coal_energetic | Solids | EU | Energy demand | 0.54673 | FEC
DE | TYNDP2026 | HEV | 2040 | TWh | 198 | Sub_sector | Industry | Paper | Industry (paper) | Energetic | industry_paper_demand_oil_energetic | Liquids | EU | Energy demand | 1.6452 | FEC
DE | TYNDP2026 | HEV | 2040 | TWh | 199 | Sub_sector | Industry | Paper | Industry (paper) | Energetic | industry_paper_demand_others_energetic | Others | EU | Energy demand | 0 | FEC
DE | TYNDP2026 | HEV | 2040 | TWh | 200 | Sub_sector | Industry | Paper | Industry (paper) | Energetic | industry_paper_demand_ammonia_energetic | Ammonia | EU | Energy demand | 0 | FEC
DE | TYNDP2026 | HEV | 2040 | TWh | 202 | Sub_sector | Industry | Refineries | Industry (refineries, energetic) | Energetic | industry_refinery_demand_electricity_energetic | Electricity | EU | Energy demand | 1.9897 | not_included_in_FEC
DE | TYNDP2026 | HEV | 2040 | TWh | 203 | Sub_sector | Industry | Refineries | Industry (refineries, energetic) | Energetic | industry_refinery_demand_hydrogen_energetic | Hydrogen | EU | Energy demand | 6.4074 | not_included_in_FEC
DE | TYNDP2026 | HEV | 2040 | TWh | 204 | Sub_sector | Industry | Refineries | Industry (refineries, energetic) | Energetic | industry_refinery_demand_methane_energetic | Methane | EU | Energy demand | 3.1691 | not_included_in_FEC
DE | TYNDP2026 | HEV | 2040 | TWh | 205 | Sub_sector | Industry | Refineries | Industry (refineries, energetic) | Energetic | industry_refinery_demand_heat_energetic | Heat | EU | Energy demand | 0.22386 | not_included_in_FEC
DE | TYNDP2026 | HEV | 2040 | TWh | 206 | Sub_sector | Industry | Refineries | Industry (refineries, energetic) | Energetic | industry_refinery_demand_biomass_energetic | Biomass | EU | Energy demand | 2.3404 | not_included_in_FEC
DE | TYNDP2026 | HEV | 2040 | TWh | 207 | Sub_sector | Industry | Refineries | Industry (refineries, energetic) | Energetic | industry_refinery_demand_coal_energetic | Solids | EU | Energy demand | 0 | not_included_in_FEC
DE | TYNDP2026 | HEV | 2040 | TWh | 208 | Sub_sector | Industry | Refineries | Industry (refineries, energetic) | Energetic | industry_refinery_demand_oil_energetic | Liquids | EU | Energy demand | 11.6095 | not_included_in_FEC
DE | TYNDP2026 | HEV | 2040 | TWh | 209 | Sub_sector | Industry | Refineries | Industry (refineries, energetic) | Energetic | industry_refinery_demand_others_energetic | Others | EU | Energy demand | 0 | not_included_in_FEC
DE | TYNDP2026 | HEV | 2040 | TWh | 210 | Sub_sector | Industry | Refineries | Industry (refineries, energetic) | Energetic | industry_refinery_demand_ammonia_energetic | Ammonia | EU | Energy demand | 0 | not_included_in_FEC
DE | TYNDP2026 | HEV | 2040 | TWh | 212 | Sub_sector | Industry | Refineries | Industry (refineries, non-energetic) | Non-energetic | industry_refinery_demand_electricity_non_energetic | Electricity | EU | Energy demand | 0 | not_included_in_FEC
DE | TYNDP2026 | HEV | 2040 | TWh | 213 | Sub_sector | Industry | Refineries | Industry (refineries, non-energetic) | Non-energetic | industry_refinery_demand_hydrogen_non_energetic | Hydrogen | EU | Energy demand | 0 | not_included_in_FEC
DE | TYNDP2026 | HEV | 2040 | TWh | 214 | Sub_sector | Industry | Refineries | Industry (refineries, non-energetic) | Non-energetic | industry_refinery_demand_methane_non_energetic | Methane | EU | Energy demand | 0 | not_included_in_FEC
DE | TYNDP2026 | HEV | 2040 | TWh | 215 | Sub_sector | Industry | Refineries | Industry (refineries, non-energetic) | Non-energetic | industry_refinery_demand_heat_non_energetic | Heat | EU | Energy demand | 0 | not_included_in_FEC
DE | TYNDP2026 | HEV | 2040 | TWh | 216 | Sub_sector | Industry | Refineries | Industry (refineries, non-energetic) | Non-energetic | industry_refinery_demand_biomass_non_energetic | Biomass | EU | Energy demand | 0 | not_included_in_FEC
DE | TYNDP2026 | HEV | 2040 | TWh | 217 | Sub_sector | Industry | Refineries | Industry (refineries, non-energetic) | Non-energetic | industry_refinery_demand_coal_non_energetic | Solids | EU | Energy demand | 0 | not_included_in_FEC
DE | TYNDP2026 | HEV | 2040 | TWh | 218 | Sub_sector | Industry | Refineries | Industry (refineries, non-energetic) | Non-energetic | industry_refinery_demand_oil_non_energetic | Liquids | EU | Energy demand | 0 | not_included_in_FEC
DE | TYNDP2026 | HEV | 2040 | TWh | 219 | Sub_sector | Industry | Refineries | Industry (refineries, non-energetic) | Non-energetic | industry_refinery_demand_others_non_energetic | Others | EU | Energy demand | 0 | not_included_in_FEC
DE | TYNDP2026 | HEV | 2040 | TWh | 220 | Sub_sector | Industry | Refineries | Industry (refineries, non-energetic) | Non-energetic | industry_refinery_demand_ammonia_non_energetic | Ammonia | EU | Energy demand | 0 | not_included_in_FEC
DE | TYNDP2026 | HEV | 2040 | TWh | 222 | Sub_sector | Industry | Steel | Industry (steel) | Energetic | industry_steel_demand_electricity_energetic | Electricity | EU | Energy demand | 40.104 | FEC
DE | TYNDP2026 | HEV | 2040 | TWh | 223 | Sub_sector | Industry | Steel | Industry (steel) | Energetic | industry_steel_demand_hydrogen_energetic | Hydrogen | EU | Energy demand | 52.7656 | FEC
DE | TYNDP2026 | HEV | 2040 | TWh | 224 | Sub_sector | Industry | Steel | Industry (steel) | Energetic | industry_steel_demand_methane_energetic | Methane | EU | Energy demand | 36.3238 | FEC
DE | TYNDP2026 | HEV | 2040 | TWh | 225 | Sub_sector | Industry | Steel | Industry (steel) | Energetic | industry_steel_demand_heat_energetic | Heat | EU | Energy demand | 0.05157 | FEC
DE | TYNDP2026 | HEV | 2040 | TWh | 226 | Sub_sector | Industry | Steel | Industry (steel) | Energetic | industry_steel_demand_biomass_energetic | Biomass | EU | Energy demand | 0.0068306 | FEC
DE | TYNDP2026 | HEV | 2040 | TWh | 227 | Sub_sector | Industry | Steel | Industry (steel) | Energetic | industry_steel_demand_coal_energetic | Solids | EU | Energy demand | 8.948 | FEC
DE | TYNDP2026 | HEV | 2040 | TWh | 228 | Sub_sector | Industry | Steel | Industry (steel) | Energetic | industry_steel_demand_oil_energetic | Liquids | EU | Energy demand | 0.012389 | FEC
DE | TYNDP2026 | HEV | 2040 | TWh | 229 | Sub_sector | Industry | Steel | Industry (steel) | Energetic | industry_steel_demand_others_energetic | Others | EU | Energy demand | 0 | FEC
DE | TYNDP2026 | HEV | 2040 | TWh | 230 | Sub_sector | Industry | Steel | Industry (steel) | Energetic | industry_steel_demand_ammonia_energetic | Ammonia | EU | Energy demand | 0 | FEC
DE | TYNDP2026 | HEV | 2040 | TWh | 232 | Sub_sector | Transport | Cars | Transport (cars) | Energetic | transport_cars_final_demand_electricity | Electricity | EU | Energy demand | 125.0714 | FEC
DE | TYNDP2026 | HEV | 2040 | TWh | 233 | Sub_sector | Transport | Cars | Transport (cars) | Energetic | transport_cars_final_demand_hydrogen | Hydrogen | EU | Energy demand | 1.2789 | FEC
DE | TYNDP2026 | HEV | 2040 | TWh | 234 | Sub_sector | Transport | Cars | Transport (cars) | Energetic | transport_cars_final_demand_methane | Methane | EU | Energy demand | 4.8535 | FEC
DE | TYNDP2026 | HEV | 2040 | TWh | 235 | Sub_sector | Transport | Cars | Transport (cars) | Energetic | transport_cars_final_demand_heat | Heat | EU | Energy demand | 0 | FEC
DE | TYNDP2026 | HEV | 2040 | TWh | 236 | Sub_sector | Transport | Cars | Transport (cars) | Energetic | transport_cars_final_demand_biomass | Biomass | EU | Energy demand | 0 | FEC
DE | TYNDP2026 | HEV | 2040 | TWh | 237 | Sub_sector | Transport | Cars | Transport (cars) | Energetic | transport_cars_final_demand_coal | Solids | EU | Energy demand | 0 | FEC
DE | TYNDP2026 | HEV | 2040 | TWh | 238 | Sub_sector | Transport | Cars | Transport (cars) | Energetic | transport_cars_final_demand_oil | Liquids | EU | Energy demand | 41.7597 | FEC
DE | TYNDP2026 | HEV | 2040 | TWh | 239 | Sub_sector | Transport | Cars | Transport (cars) | Energetic | transport_cars_final_demand_other | Others | EU | Energy demand | 0 | FEC
DE | TYNDP2026 | HEV | 2040 | TWh | 240 | Sub_sector | Transport | Cars | Transport (cars) | Energetic | transport_cars_final_demand_ammonia | Ammonia | EU | Energy demand | 0 | FEC
DE | TYNDP2026 | HEV | 2040 | TWh | 242 | Sub_sector | Transport | Busses | Transport (busses) | Energetic | transport_busses_final_demand_electricity | Electricity | EU | Energy demand | 6.1052 | FEC
DE | TYNDP2026 | HEV | 2040 | TWh | 243 | Sub_sector | Transport | Busses | Transport (busses) | Energetic | transport_busses_final_demand_hydrogen | Hydrogen | EU | Energy demand | 2.974 | FEC
DE | TYNDP2026 | HEV | 2040 | TWh | 244 | Sub_sector | Transport | Busses | Transport (busses) | Energetic | transport_busses_final_demand_methane | Methane | EU | Energy demand | 0.08467 | FEC
DE | TYNDP2026 | HEV | 2040 | TWh | 245 | Sub_sector | Transport | Busses | Transport (busses) | Energetic | transport_busses_final_demand_heat | Heat | EU | Energy demand | 0 | FEC
DE | TYNDP2026 | HEV | 2040 | TWh | 246 | Sub_sector | Transport | Busses | Transport (busses) | Energetic | transport_busses_final_demand_biomass | Biomass | EU | Energy demand | 0 | FEC
DE | TYNDP2026 | HEV | 2040 | TWh | 247 | Sub_sector | Transport | Busses | Transport (busses) | Energetic | transport_busses_final_demand_coal | Solids | EU | Energy demand | 0 | FEC
DE | TYNDP2026 | HEV | 2040 | TWh | 248 | Sub_sector | Transport | Busses | Transport (busses) | Energetic | transport_busses_final_demand_oil | Liquids | EU | Energy demand | 0.81629 | FEC
DE | TYNDP2026 | HEV | 2040 | TWh | 249 | Sub_sector | Transport | Busses | Transport (busses) | Energetic | transport_busses_final_demand_other | Others | EU | Energy demand | 0 | FEC
DE | TYNDP2026 | HEV | 2040 | TWh | 250 | Sub_sector | Transport | Busses | Transport (busses) | Energetic | transport_busses_final_demand_ammonia | Ammonia | EU | Energy demand | 0 | FEC
DE | TYNDP2026 | HEV | 2040 | TWh | 252 | Sub_sector | Transport | Trucks | Transport (trucks) | Energetic | transport_trucks_final_demand_electricity | Electricity | EU | Energy demand | 51.8689 | FEC
DE | TYNDP2026 | HEV | 2040 | TWh | 253 | Sub_sector | Transport | Trucks | Transport (trucks) | Energetic | transport_trucks_final_demand_hydrogen | Hydrogen | EU | Energy demand | 10.0372 | FEC
DE | TYNDP2026 | HEV | 2040 | TWh | 254 | Sub_sector | Transport | Trucks | Transport (trucks) | Energetic | transport_trucks_final_demand_methane | Methane | EU | Energy demand | 4.1529 | FEC
DE | TYNDP2026 | HEV | 2040 | TWh | 255 | Sub_sector | Transport | Trucks | Transport (trucks) | Energetic | transport_trucks_final_demand_heat | Heat | EU | Energy demand | 0 | FEC
DE | TYNDP2026 | HEV | 2040 | TWh | 256 | Sub_sector | Transport | Trucks | Transport (trucks) | Energetic | transport_trucks_final_demand_biomass | Biomass | EU | Energy demand | 0 | FEC
DE | TYNDP2026 | HEV | 2040 | TWh | 257 | Sub_sector | Transport | Trucks | Transport (trucks) | Energetic | transport_trucks_final_demand_coal | Solids | EU | Energy demand | 0 | FEC
DE | TYNDP2026 | HEV | 2040 | TWh | 258 | Sub_sector | Transport | Trucks | Transport (trucks) | Energetic | transport_trucks_final_demand_oil | Liquids | EU | Energy demand | 11.2118 | FEC
DE | TYNDP2026 | HEV | 2040 | TWh | 259 | Sub_sector | Transport | Trucks | Transport (trucks) | Energetic | transport_trucks_final_demand_other | Others | EU | Energy demand | 0 | FEC
DE | TYNDP2026 | HEV | 2040 | TWh | 260 | Sub_sector | Transport | Trucks | Transport (trucks) | Energetic | transport_trucks_final_demand_ammonia | Ammonia | EU | Energy demand | 0 | FEC
DE | TYNDP2026 | HEV | 2040 | TWh | 262 | Sub_sector | Transport | Vans | Transport (vans) | Energetic | transport_vans_final_demand_electricity | Electricity | EU | Energy demand | 41.4811 | FEC
DE | TYNDP2026 | HEV | 2040 | TWh | 263 | Sub_sector | Transport | Vans | Transport (vans) | Energetic | transport_vans_final_demand_hydrogen | Hydrogen | EU | Energy demand | 0.43067 | FEC
DE | TYNDP2026 | HEV | 2040 | TWh | 264 | Sub_sector | Transport | Vans | Transport (vans) | Energetic | transport_vans_final_demand_methane | Methane | EU | Energy demand | 0.2881 | FEC
DE | TYNDP2026 | HEV | 2040 | TWh | 265 | Sub_sector | Transport | Vans | Transport (vans) | Energetic | transport_vans_final_demand_heat | Heat | EU | Energy demand | 0 | FEC
DE | TYNDP2026 | HEV | 2040 | TWh | 266 | Sub_sector | Transport | Vans | Transport (vans) | Energetic | transport_vans_final_demand_biomass | Biomass | EU | Energy demand | 0 | FEC
DE | TYNDP2026 | HEV | 2040 | TWh | 267 | Sub_sector | Transport | Vans | Transport (vans) | Energetic | transport_vans_final_demand_coal | Solids | EU | Energy demand | 0 | FEC
DE | TYNDP2026 | HEV | 2040 | TWh | 268 | Sub_sector | Transport | Vans | Transport (vans) | Energetic | transport_vans_final_demand_oil | Liquids | EU | Energy demand | 11.9161 | FEC
DE | TYNDP2026 | HEV | 2040 | TWh | 269 | Sub_sector | Transport | Vans | Transport (vans) | Energetic | transport_vans_final_demand_other | Others | EU | Energy demand | 0 | FEC
DE | TYNDP2026 | HEV | 2040 | TWh | 270 | Sub_sector | Transport | Vans | Transport (vans) | Energetic | transport_vans_final_demand_ammonia | Ammonia | EU | Energy demand | 0 | FEC
DE | TYNDP2026 | HEV | 2040 | TWh | 272 | Sub_sector | Transport | Freight trains | Transport (trains) | Energetic | transport_trains_final_demand_electricity | Electricity | EU | Energy demand | 14.7988 | FEC
DE | TYNDP2026 | HEV | 2040 | TWh | 273 | Sub_sector | Transport | Freight trains | Transport (trains) | Energetic | transport_trains_final_demand_hydrogen | Hydrogen | EU | Energy demand | 0.74505 | FEC
DE | TYNDP2026 | HEV | 2040 | TWh | 274 | Sub_sector | Transport | Freight trains | Transport (trains) | Energetic | transport_trains_final_demand_methane | Methane | EU | Energy demand | 0 | FEC
DE | TYNDP2026 | HEV | 2040 | TWh | 275 | Sub_sector | Transport | Freight trains | Transport (trains) | Energetic | transport_trains_final_demand_heat | Heat | EU | Energy demand | 0 | FEC
DE | TYNDP2026 | HEV | 2040 | TWh | 276 | Sub_sector | Transport | Freight trains | Transport (trains) | Energetic | transport_trains_final_demand_biomass | Biomass | EU | Energy demand | 0 | FEC
DE | TYNDP2026 | HEV | 2040 | TWh | 277 | Sub_sector | Transport | Freight trains | Transport (trains) | Energetic | transport_trains_final_demand_coal | Solids | EU | Energy demand | 0 | FEC
DE | TYNDP2026 | HEV | 2040 | TWh | 278 | Sub_sector | Transport | Freight trains | Transport (trains) | Energetic | transport_trains_final_demand_oil | Liquids | EU | Energy demand | 0.6927 | FEC
DE | TYNDP2026 | HEV | 2040 | TWh | 279 | Sub_sector | Transport | Freight trains | Transport (trains) | Energetic | transport_trains_final_demand_other | Others | EU | Energy demand | 0 | FEC
DE | TYNDP2026 | HEV | 2040 | TWh | 280 | Sub_sector | Transport | Freight trains | Transport (trains) | Energetic | transport_trains_final_demand_ammonia | Ammonia | EU | Energy demand | 0 | FEC
DE | TYNDP2026 | HEV | 2040 | TWh | 282 | Sub_sector | Transport | Ships | Transport (ships) | Energetic | transport_ships_final_demand_electricity | Electricity | EU | Energy demand | 0.18617 | FEC
DE | TYNDP2026 | HEV | 2040 | TWh | 283 | Sub_sector | Transport | Ships | Transport (ships) | Energetic | transport_ships_final_demand_hydrogen | Hydrogen | EU | Energy demand | 0.52847 | FEC
DE | TYNDP2026 | HEV | 2040 | TWh | 284 | Sub_sector | Transport | Ships | Transport (ships) | Energetic | transport_ships_final_demand_methane | Methane | EU | Energy demand | 0 | FEC
DE | TYNDP2026 | HEV | 2040 | TWh | 285 | Sub_sector | Transport | Ships | Transport (ships) | Energetic | transport_ships_final_demand_heat | Heat | EU | Energy demand | 0 | FEC
DE | TYNDP2026 | HEV | 2040 | TWh | 286 | Sub_sector | Transport | Ships | Transport (ships) | Energetic | transport_ships_final_demand_biomass | Biomass | EU | Energy demand | 0 | FEC
DE | TYNDP2026 | HEV | 2040 | TWh | 287 | Sub_sector | Transport | Ships | Transport (ships) | Energetic | transport_ships_final_demand_coal | Solids | EU | Energy demand | 0 | FEC
DE | TYNDP2026 | HEV | 2040 | TWh | 288 | Sub_sector | Transport | Ships | Transport (ships) | Energetic | transport_ships_final_demand_oil | Liquids | EU | Energy demand | 2.1626 | FEC
DE | TYNDP2026 | HEV | 2040 | TWh | 289 | Sub_sector | Transport | Ships | Transport (ships) | Energetic | transport_ships_final_demand_other | Others | EU | Energy demand | 0 | FEC
DE | TYNDP2026 | HEV | 2040 | TWh | 290 | Sub_sector | Transport | Ships | Transport (ships) | Energetic | transport_ships_final_demand_ammonia | Ammonia | EU | Energy demand | 0 | FEC
DE | TYNDP2026 | HEV | 2040 | TWh | 292 | Sub_sector | Transport | Planes | Transport (planes) | Energetic | transport_planes_final_demand_electricity | Electricity | EU | Energy demand | 0.42493 | FEC
DE | TYNDP2026 | HEV | 2040 | TWh | 293 | Sub_sector | Transport | Planes | Transport (planes) | Energetic | transport_planes_final_demand_hydrogen | Hydrogen | EU | Energy demand | 0.47465 | FEC
DE | TYNDP2026 | HEV | 2040 | TWh | 294 | Sub_sector | Transport | Planes | Transport (planes) | Energetic | transport_planes_final_demand_methane | Methane | EU | Energy demand | 0 | FEC
DE | TYNDP2026 | HEV | 2040 | TWh | 295 | Sub_sector | Transport | Planes | Transport (planes) | Energetic | transport_planes_final_demand_heat | Heat | EU | Energy demand | 0 | FEC
DE | TYNDP2026 | HEV | 2040 | TWh | 296 | Sub_sector | Transport | Planes | Transport (planes) | Energetic | transport_planes_final_demand_biomass | Biomass | EU | Energy demand | 0 | FEC
DE | TYNDP2026 | HEV | 2040 | TWh | 297 | Sub_sector | Transport | Planes | Transport (planes) | Energetic | transport_planes_final_demand_coal | Solids | EU | Energy demand | 0 | FEC
DE | TYNDP2026 | HEV | 2040 | TWh | 298 | Sub_sector | Transport | Planes | Transport (planes) | Energetic | transport_planes_final_demand_oil | Liquids | EU | Energy demand | 3.2044 | FEC
DE | TYNDP2026 | HEV | 2040 | TWh | 299 | Sub_sector | Transport | Planes | Transport (planes) | Energetic | transport_planes_final_demand_other | Others | EU | Energy demand | 0 | FEC
DE | TYNDP2026 | HEV | 2040 | TWh | 300 | Sub_sector | Transport | Planes | Transport (planes) | Energetic | transport_planes_final_demand_ammonia | Ammonia | EU | Energy demand | 0 | FEC
DE | TYNDP2026 | HEV | 2040 | TWh | 302 | Sub_sector | Transport | Others | Transport (others) | Energetic | transport_other_final_demand_electricity | Electricity | EU | Energy demand | 0.19238 | FEC
DE | TYNDP2026 | HEV | 2040 | TWh | 303 | Sub_sector | Transport | Others | Transport (others) | Energetic | transport_other_final_demand_hydrogen | Hydrogen | EU | Energy demand | 0 | FEC
DE | TYNDP2026 | HEV | 2040 | TWh | 304 | Sub_sector | Transport | Others | Transport (others) | Energetic | transport_other_final_demand_methane | Methane | EU | Energy demand | 0 | FEC
DE | TYNDP2026 | HEV | 2040 | TWh | 305 | Sub_sector | Transport | Others | Transport (others) | Energetic | transport_other_final_demand_heat | Heat | EU | Energy demand | 0 | FEC
DE | TYNDP2026 | HEV | 2040 | TWh | 306 | Sub_sector | Transport | Others | Transport (others) | Energetic | transport_other_final_demand_biomass | Biomass | EU | Energy demand | 0 | FEC
DE | TYNDP2026 | HEV | 2040 | TWh | 307 | Sub_sector | Transport | Others | Transport (others) | Energetic | transport_other_final_demand_coal | Solids | EU | Energy demand | 0 | FEC
DE | TYNDP2026 | HEV | 2040 | TWh | 308 | Sub_sector | Transport | Others | Transport (others) | Energetic | transport_other_final_demand_oil | Liquids | EU | Energy demand | 0 | FEC
DE | TYNDP2026 | HEV | 2040 | TWh | 309 | Sub_sector | Transport | Others | Transport (others) | Energetic | transport_other_final_demand_other | Others | EU | Energy demand | 0 | FEC
DE | TYNDP2026 | HEV | 2040 | TWh | 310 | Sub_sector | Transport | Others | Transport (others) | Energetic | transport_other_final_demand_ammonia | Ammonia | EU | Energy demand | 0 | FEC
DE | TYNDP2026 | HEV | 2040 | TWh | 312 | Sub_sector | International transport | International aviation | Transport (int. aviation) | Energetic | transport_int_aviation_final_demand_electricity | Electricity | EU | Energy demand | 0 | FEC
DE | TYNDP2026 | HEV | 2040 | TWh | 313 | Sub_sector | International transport | International aviation | Transport (int. aviation) | Energetic | transport_int_aviation_final_demand_hydrogen | Hydrogen | EU | Energy demand | 0 | FEC
DE | TYNDP2026 | HEV | 2040 | TWh | 314 | Sub_sector | International transport | International aviation | Transport (int. aviation) | Energetic | transport_int_aviation_final_demand_methane | Methane | EU | Energy demand | 0 | FEC
DE | TYNDP2026 | HEV | 2040 | TWh | 315 | Sub_sector | International transport | International aviation | Transport (int. aviation) | Energetic | transport_int_aviation_final_demand_heat | Heat | EU | Energy demand | 0 | FEC
DE | TYNDP2026 | HEV | 2040 | TWh | 316 | Sub_sector | International transport | International aviation | Transport (int. aviation) | Energetic | transport_int_aviation_final_demand_biofuels | Biomass | EU | Energy demand | 0 | FEC
DE | TYNDP2026 | HEV | 2040 | TWh | 317 | Sub_sector | International transport | International aviation | Transport (int. aviation) | Energetic | transport_int_aviation_final_demand_coal | Solids | EU | Energy demand | 0 | FEC
DE | TYNDP2026 | HEV | 2040 | TWh | 318 | Sub_sector | International transport | International aviation | Transport (int. aviation) | Energetic | transport_int_aviation_final_demand_oil | Liquids | EU | Energy demand | 142.3928 | FEC
DE | TYNDP2026 | HEV | 2040 | TWh | 319 | Sub_sector | International transport | International aviation | Transport (int. aviation) | Energetic | transport_int_aviation_final_demand_other | Others | EU | Energy demand | 0 | FEC
DE | TYNDP2026 | HEV | 2040 | TWh | 320 | Sub_sector | International transport | International aviation | Transport (int. aviation) | Energetic | transport_int_aviation_final_demand_ammonia | Ammonia | EU | Energy demand | 0 | FEC
DE | TYNDP2026 | HEV | 2040 | TWh | 322 | Sub_sector | International transport | International shipping | Transport (int. shipping) | Energetic | transport_int_shipping_final_demand_electricity | Electricity | EU | Energy demand | 0 | not_included_in_FEC
DE | TYNDP2026 | HEV | 2040 | TWh | 323 | Sub_sector | International transport | International shipping | Transport (int. shipping) | Energetic | transport_int_shipping_final_demand_hydrogen | Hydrogen | EU | Energy demand | 0 | not_included_in_FEC
DE | TYNDP2026 | HEV | 2040 | TWh | 324 | Sub_sector | International transport | International shipping | Transport (int. shipping) | Energetic | transport_int_shipping_final_demand_methane | Methane | EU | Energy demand | 0 | not_included_in_FEC
DE | TYNDP2026 | HEV | 2040 | TWh | 325 | Sub_sector | International transport | International shipping | Transport (int. shipping) | Energetic | transport_int_shipping_final_demand_heat | Heat | EU | Energy demand | 0 | not_included_in_FEC
DE | TYNDP2026 | HEV | 2040 | TWh | 326 | Sub_sector | International transport | International shipping | Transport (int. shipping) | Energetic | transport_int_shipping_final_demand_biofuels | Biomass | EU | Energy demand | 0 | not_included_in_FEC
DE | TYNDP2026 | HEV | 2040 | TWh | 327 | Sub_sector | International transport | International shipping | Transport (int. shipping) | Energetic | transport_int_shipping_final_demand_coal | Solids | EU | Energy demand | 0 | not_included_in_FEC
DE | TYNDP2026 | HEV | 2040 | TWh | 328 | Sub_sector | International transport | International shipping | Transport (int. shipping) | Energetic | transport_int_shipping_final_demand_oil | Liquids | EU | Energy demand | 19.2738 | not_included_in_FEC
DE | TYNDP2026 | HEV | 2040 | TWh | 329 | Sub_sector | International transport | International shipping | Transport (int. shipping) | Energetic | transport_int_shipping_final_demand_other | Others | EU | Energy demand | 0 | not_included_in_FEC
DE | TYNDP2026 | HEV | 2040 | TWh | 330 | Sub_sector | International transport | International shipping | Transport (int. shipping) | Energetic | transport_int_shipping_final_demand_ammonia | Ammonia | EU | Energy demand | 0 | not_included_in_FEC
DE | TYNDP2026 | HEV | 2040 | TWh | 332 | Sub_sector | Households | Space heating | Households (heating) | Energetic | households_heating_final_demand_electricity | Electricity | EU | Energy demand | 39.3762 | FEC
DE | TYNDP2026 | HEV | 2040 | TWh | 333 | Sub_sector | Households | Space heating | Households (heating) | Energetic | households_heating_final_demand_hydrogen | Hydrogen | EU | Energy demand | 13.6529 | FEC
DE | TYNDP2026 | HEV | 2040 | TWh | 334 | Sub_sector | Households | Space heating | Households (heating) | Energetic | households_heating_final_demand_methane | Methane | EU | Energy demand | 34.821 | FEC
DE | TYNDP2026 | HEV | 2040 | TWh | 335 | Sub_sector | Households | Space heating | Households (heating) | Energetic | households_heating_final_demand_heat | Heat | EU | Energy demand | 46.9481 | FEC
DE | TYNDP2026 | HEV | 2040 | TWh | 336 | Sub_sector | Households | Space heating | Households (heating) | Energetic | households_heating_final_demand_biomass | Biomass | EU | Energy demand | 77.3362 | FEC
DE | TYNDP2026 | HEV | 2040 | TWh | 337 | Sub_sector | Households | Space heating | Households (heating) | Energetic | households_heating_final_demand_coal | Solids | EU | Energy demand | 0 | FEC
DE | TYNDP2026 | HEV | 2040 | TWh | 338 | Sub_sector | Households | Space heating | Households (heating) | Energetic | households_heating_final_demand_oil | Liquids | EU | Energy demand | 6.1004 | FEC
DE | TYNDP2026 | HEV | 2040 | TWh | 339 | Sub_sector | Households | Space heating | Households (heating) | Energetic | households_heating_final_demand_other | Others | EU | Energy demand | 0 | FEC
DE | TYNDP2026 | HEV | 2040 | TWh | 340 | Sub_sector | Households | Space heating | Households (heating) | Energetic | households_heating_final_demand_ammonia | Ammonia | EU | Energy demand | 0 | FEC
DE | TYNDP2026 | HEV | 2040 | TWh | 343 | Sub_sector | Households | Cooling | Households (cooling) | Energetic | households_cooling_final_demand_electricity | Electricity | EU | Energy demand | 1.5008 | FEC
DE | TYNDP2026 | HEV | 2040 | TWh | 344 | Sub_sector | Households | Cooling | Households (cooling) | Energetic | households_cooling_final_demand_hydrogen | Hydrogen | EU | Energy demand | 0 | FEC
DE | TYNDP2026 | HEV | 2040 | TWh | 345 | Sub_sector | Households | Cooling | Households (cooling) | Energetic | households_cooling_final_demand_methane | Methane | EU | Energy demand | 0 | FEC
DE | TYNDP2026 | HEV | 2040 | TWh | 346 | Sub_sector | Households | Cooling | Households (cooling) | Energetic | households_cooling_final_demand_heat | Heat | EU | Energy demand | 0 | FEC
DE | TYNDP2026 | HEV | 2040 | TWh | 347 | Sub_sector | Households | Cooling | Households (cooling) | Energetic | households_cooling_final_demand_biomass | Biomass | EU | Energy demand | 0 | FEC
DE | TYNDP2026 | HEV | 2040 | TWh | 348 | Sub_sector | Households | Cooling | Households (cooling) | Energetic | households_cooling_final_demand_coal | Solids | EU | Energy demand | 0 | FEC
DE | TYNDP2026 | HEV | 2040 | TWh | 349 | Sub_sector | Households | Cooling | Households (cooling) | Energetic | households_cooling_final_demand_oil | Liquids | EU | Energy demand | 0 | FEC
DE | TYNDP2026 | HEV | 2040 | TWh | 350 | Sub_sector | Households | Cooling | Households (cooling) | Energetic | households_cooling_final_demand_other | Others | EU | Energy demand | 0 | FEC
DE | TYNDP2026 | HEV | 2040 | TWh | 351 | Sub_sector | Households | Cooling | Households (cooling) | Energetic | households_cooling_final_demand_ammonia | Ammonia | EU | Energy demand | 0 | FEC
DE | TYNDP2026 | HEV | 2040 | TWh | 354 | Sub_sector | Households | Hot water | Households (hot water) | Energetic | households_hot_water_final_demand_electricity | Electricity | EU | Energy demand | 25.2709 | FEC
DE | TYNDP2026 | HEV | 2040 | TWh | 355 | Sub_sector | Households | Hot water | Households (hot water) | Energetic | households_hot_water_final_demand_hydrogen | Hydrogen | EU | Energy demand | 6.9366 | FEC
DE | TYNDP2026 | HEV | 2040 | TWh | 356 | Sub_sector | Households | Hot water | Households (hot water) | Energetic | households_hot_water_final_demand_methane | Methane | EU | Energy demand | 9.9556 | FEC
DE | TYNDP2026 | HEV | 2040 | TWh | 357 | Sub_sector | Households | Hot water | Households (hot water) | Energetic | households_hot_water_final_demand_heat | Heat | EU | Energy demand | 11.9313 | FEC
DE | TYNDP2026 | HEV | 2040 | TWh | 358 | Sub_sector | Households | Hot water | Households (hot water) | Energetic | households_hot_water_final_demand_biomass | Biomass | EU | Energy demand | 18.5922 | FEC
DE | TYNDP2026 | HEV | 2040 | TWh | 359 | Sub_sector | Households | Hot water | Households (hot water) | Energetic | households_hot_water_final_demand_coal | Solids | EU | Energy demand | 0 | FEC
DE | TYNDP2026 | HEV | 2040 | TWh | 360 | Sub_sector | Households | Hot water | Households (hot water) | Energetic | households_hot_water_final_demand_oil | Liquids | EU | Energy demand | 0.99662 | FEC
DE | TYNDP2026 | HEV | 2040 | TWh | 361 | Sub_sector | Households | Hot water | Households (hot water) | Energetic | households_hot_water_final_demand_other | Others | EU | Energy demand | 23.5255 | FEC
DE | TYNDP2026 | HEV | 2040 | TWh | 362 | Sub_sector | Households | Hot water | Households (hot water) | Energetic | households_hot_water_final_demand_ammonia | Ammonia | EU | Energy demand | 0 | FEC
DE | TYNDP2026 | HEV | 2040 | TWh | 365 | Sub_sector | Households | Appliances | Households (appliances) | Energetic | households_appliances_final_demand_electricity | Electricity | EU | Energy demand | 95.0216 | FEC
DE | TYNDP2026 | HEV | 2040 | TWh | 366 | Sub_sector | Households | Appliances | Households (appliances) | Energetic | households_appliances_final_demand_hydrogen | Hydrogen | EU | Energy demand | 0 | FEC
DE | TYNDP2026 | HEV | 2040 | TWh | 367 | Sub_sector | Households | Appliances | Households (appliances) | Energetic | households_appliances_final_demand_methane | Methane | EU | Energy demand | 0.13429 | FEC
DE | TYNDP2026 | HEV | 2040 | TWh | 368 | Sub_sector | Households | Appliances | Households (appliances) | Energetic | households_appliances_final_demand_heat | Heat | EU | Energy demand | 0 | FEC
DE | TYNDP2026 | HEV | 2040 | TWh | 369 | Sub_sector | Households | Appliances | Households (appliances) | Energetic | households_appliances_final_demand_biomass | Biomass | EU | Energy demand | 0 | FEC
DE | TYNDP2026 | HEV | 2040 | TWh | 370 | Sub_sector | Households | Appliances | Households (appliances) | Energetic | households_appliances_final_demand_coal | Solids | EU | Energy demand | 0 | FEC
DE | TYNDP2026 | HEV | 2040 | TWh | 371 | Sub_sector | Households | Appliances | Households (appliances) | Energetic | households_appliances_final_demand_oil | Liquids | EU | Energy demand | 0 | FEC
DE | TYNDP2026 | HEV | 2040 | TWh | 372 | Sub_sector | Households | Appliances | Households (appliances) | Energetic | households_appliances_final_demand_other | Others | EU | Energy demand | 0 | FEC
DE | TYNDP2026 | HEV | 2040 | TWh | 373 | Sub_sector | Households | Appliances | Households (appliances) | Energetic | households_appliances_final_demand_ammonia | Ammonia | EU | Energy demand | 0 | FEC
DE | TYNDP2026 | HEV | 2040 | TWh | 375 | Sub_sector | Buildings | Space heating | Buildings (heat) | Energetic | buildings_heat_final_demand_electricity | Electricity | EU | Energy demand | 16.6113 | FEC
DE | TYNDP2026 | HEV | 2040 | TWh | 376 | Sub_sector | Buildings | Space heating | Buildings (heat) | Energetic | buildings_heat_final_demand_hydrogen | Hydrogen | EU | Energy demand | 4.6212 | FEC
DE | TYNDP2026 | HEV | 2040 | TWh | 377 | Sub_sector | Buildings | Space heating | Buildings (heat) | Energetic | buildings_heat_final_demand_methane | Methane | EU | Energy demand | 13.9831 | FEC
DE | TYNDP2026 | HEV | 2040 | TWh | 378 | Sub_sector | Buildings | Space heating | Buildings (heat) | Energetic | buildings_heat_final_demand_heat | Heat | EU | Energy demand | 12.6098 | FEC
DE | TYNDP2026 | HEV | 2040 | TWh | 379 | Sub_sector | Buildings | Space heating | Buildings (heat) | Energetic | buildings_heat_final_demand_biomass | Biomass | EU | Energy demand | 24.2453 | FEC
DE | TYNDP2026 | HEV | 2040 | TWh | 380 | Sub_sector | Buildings | Space heating | Buildings (heat) | Energetic | buildings_heat_final_demand_coal | Solids | EU | Energy demand | 0 | FEC
DE | TYNDP2026 | HEV | 2040 | TWh | 381 | Sub_sector | Buildings | Space heating | Buildings (heat) | Energetic | buildings_heat_final_demand_oil | Liquids | EU | Energy demand | 1.8294 | FEC
DE | TYNDP2026 | HEV | 2040 | TWh | 382 | Sub_sector | Buildings | Space heating | Buildings (heat) | Energetic | buildings_heat_final_demand_other | Others | EU | Energy demand | 5.8678 | FEC
DE | TYNDP2026 | HEV | 2040 | TWh | 383 | Sub_sector | Buildings | Space heating | Buildings (heat) | Energetic | buildings_heat_final_demand_ammonia | Ammonia | EU | Energy demand | 0 | FEC
DE | TYNDP2026 | HEV | 2040 | TWh | 386 | Sub_sector | Buildings | Cooling | Buildings (cooling) | Energetic | buildings_cooling_final_demand_electricity | Electricity | EU | Energy demand | 6.8617 | FEC
DE | TYNDP2026 | HEV | 2040 | TWh | 387 | Sub_sector | Buildings | Cooling | Buildings (cooling) | Energetic | buildings_cooling_final_demand_hydrogen | Hydrogen | EU | Energy demand | 0 | FEC
DE | TYNDP2026 | HEV | 2040 | TWh | 388 | Sub_sector | Buildings | Cooling | Buildings (cooling) | Energetic | buildings_cooling_final_demand_methane | Methane | EU | Energy demand | 0 | FEC
DE | TYNDP2026 | HEV | 2040 | TWh | 389 | Sub_sector | Buildings | Cooling | Buildings (cooling) | Energetic | buildings_cooling_final_demand_heat | Heat | EU | Energy demand | 0 | FEC
DE | TYNDP2026 | HEV | 2040 | TWh | 390 | Sub_sector | Buildings | Cooling | Buildings (cooling) | Energetic | buildings_cooling_final_demand_biomass | Biomass | EU | Energy demand | 0 | FEC
DE | TYNDP2026 | HEV | 2040 | TWh | 391 | Sub_sector | Buildings | Cooling | Buildings (cooling) | Energetic | buildings_cooling_final_demand_coal | Solids | EU | Energy demand | 0 | FEC
DE | TYNDP2026 | HEV | 2040 | TWh | 392 | Sub_sector | Buildings | Cooling | Buildings (cooling) | Energetic | buildings_cooling_final_demand_oil | Liquids | EU | Energy demand | 0 | FEC
DE | TYNDP2026 | HEV | 2040 | TWh | 393 | Sub_sector | Buildings | Cooling | Buildings (cooling) | Energetic | buildings_cooling_final_demand_other | Others | EU | Energy demand | 0 | FEC
DE | TYNDP2026 | HEV | 2040 | TWh | 394 | Sub_sector | Buildings | Cooling | Buildings (cooling) | Energetic | buildings_cooling_final_demand_ammonia | Ammonia | EU | Energy demand | 0 | FEC
DE | TYNDP2026 | HEV | 2040 | TWh | 397 | Sub_sector | Buildings | Appliances | Buildings (appliances) | Energetic | buildings_appliances_final_demand_electricity | Electricity | EU | Energy demand | 64.0698 | FEC
DE | TYNDP2026 | HEV | 2040 | TWh | 398 | Sub_sector | Buildings | Appliances | Buildings (appliances) | Energetic | buildings_appliances_final_demand_hydrogen | Hydrogen | EU | Energy demand | 0 | FEC
DE | TYNDP2026 | HEV | 2040 | TWh | 399 | Sub_sector | Buildings | Appliances | Buildings (appliances) | Energetic | buildings_appliances_final_demand_methane | Methane | EU | Energy demand | 32.6432 | FEC
DE | TYNDP2026 | HEV | 2040 | TWh | 400 | Sub_sector | Buildings | Appliances | Buildings (appliances) | Energetic | buildings_appliances_final_demand_heat | Heat | EU | Energy demand | 0 | FEC
DE | TYNDP2026 | HEV | 2040 | TWh | 401 | Sub_sector | Buildings | Appliances | Buildings (appliances) | Energetic | buildings_appliances_final_demand_biomass | Biomass | EU | Energy demand | 0 | FEC
DE | TYNDP2026 | HEV | 2040 | TWh | 402 | Sub_sector | Buildings | Appliances | Buildings (appliances) | Energetic | buildings_appliances_final_demand_coal | Solids | EU | Energy demand | 0 | FEC
DE | TYNDP2026 | HEV | 2040 | TWh | 403 | Sub_sector | Buildings | Appliances | Buildings (appliances) | Energetic | buildings_appliances_final_demand_oil | Liquids | EU | Energy demand | 0 | FEC
DE | TYNDP2026 | HEV | 2040 | TWh | 404 | Sub_sector | Buildings | Appliances | Buildings (appliances) | Energetic | buildings_appliances_final_demand_other | Others | EU | Energy demand | 0 | FEC
DE | TYNDP2026 | HEV | 2040 | TWh | 405 | Sub_sector | Buildings | Appliances | Buildings (appliances) | Energetic | buildings_appliances_final_demand_ammonia | Ammonia | EU | Energy demand | 0 | FEC
DE | TYNDP2026 | HEV | 2040 | TWh | 407 | Sub_sector | Buildings | Datacenters | Datacenters & ICT | Energetic | datacentres_final_demand_electricity_energetic | Electricity | EU | Energy demand | 88.0835 | FEC
DE | TYNDP2026 | HEV | 2040 | TWh | 408 | Sub_sector | Buildings | Datacenters | Datacenters & ICT | Energetic | datacentres_final_demand_hydrogen_energetic | Hydrogen | EU | Energy demand | 0 | FEC
DE | TYNDP2026 | HEV | 2040 | TWh | 409 | Sub_sector | Buildings | Datacenters | Datacenters & ICT | Energetic | datacentres_final_demand_methane_energetic | Methane | EU | Energy demand | 0 | FEC
DE | TYNDP2026 | HEV | 2040 | TWh | 410 | Sub_sector | Buildings | Datacenters | Datacenters & ICT | Energetic | datacentres_final_demand_heat_energetic | Heat | EU | Energy demand | 0 | FEC
DE | TYNDP2026 | HEV | 2040 | TWh | 411 | Sub_sector | Buildings | Datacenters | Datacenters & ICT | Energetic | datacentres_final_demand_biomass_energetic | Biomass | EU | Energy demand | 0 | FEC
DE | TYNDP2026 | HEV | 2040 | TWh | 412 | Sub_sector | Buildings | Datacenters | Datacenters & ICT | Energetic | datacentres_final_demand_coal_energetic | Solids | EU | Energy demand | 0 | FEC
DE | TYNDP2026 | HEV | 2040 | TWh | 413 | Sub_sector | Buildings | Datacenters | Datacenters & ICT | Energetic | datacentres_final_demand_oil_energetic | Liquids | EU | Energy demand | 0 | FEC
DE | TYNDP2026 | HEV | 2040 | TWh | 414 | Sub_sector | Buildings | Datacenters | Datacenters & ICT | Energetic | datacentres_final_demand_other_energetic | Others | EU | Energy demand | 0 | FEC
DE | TYNDP2026 | HEV | 2040 | TWh | 415 | Sub_sector | Buildings | Datacenters | Datacenters & ICT | Energetic | datacentres_final_demand_ammonia_energetic | Ammonia | EU | Energy demand | 0 | FEC
DE | TYNDP2026 | HEV | 2040 | TWh | 417 | Sub_sector | Transport | Others_Sector | Others_Sector | Energetic | other_final_demand_electricity_energetic | Electricity | EU | Energy demand | 0 | FEC
DE | TYNDP2026 | HEV | 2040 | TWh | 418 | Sub_sector | Transport | Others_Sector | Others_Sector | Energetic | other_final_demand_hydrogen_energetic | Hydrogen | EU | Energy demand | 0 | FEC
DE | TYNDP2026 | HEV | 2040 | TWh | 419 | Sub_sector | Transport | Pipeline Transport | Others_Sector | Energetic | other_final_demand_methane_energetic | Methane | EU | Energy demand | 2.5386 | FEC
DE | TYNDP2026 | HEV | 2040 | TWh | 420 | Sub_sector | Transport | Others_Sector | Others_Sector | Energetic | other_final_demand_heat_energetic | Heat | EU | Energy demand | 0 | FEC
DE | TYNDP2026 | HEV | 2040 | TWh | 421 | Sub_sector | Transport | Others_Sector | Others_Sector | Energetic | other_final_demand_biomass_energetic | Biomass | EU | Energy demand | 0 | FEC
DE | TYNDP2026 | HEV | 2040 | TWh | 422 | Sub_sector | Transport | Others_Sector | Others_Sector | Energetic | other_final_demand_coal_energetic | Solids | EU | Energy demand | 0 | FEC
DE | TYNDP2026 | HEV | 2040 | TWh | 423 | Sub_sector | Transport | Others_Sector | Others_Sector | Energetic | other_final_demand_oil_energetic | Liquids | EU | Energy demand | 0.75366 | FEC
DE | TYNDP2026 | HEV | 2040 | TWh | 424 | Sub_sector | Others_Sector | Others_Sector | Others_Sector | Non-energetic | other_final_demand_oil_non_energetic | Liquids | EU | Energy demand | 1.2422 | not_included_in_FEC
DE | TYNDP2026 | HEV | 2040 | TWh | 425 | Sub_sector | Transport | Others_Sector | Others_Sector | Energetic | other_final_demand_other_energetic | Others | EU | Energy demand | 0 | FEC
DE | TYNDP2026 | HEV | 2040 | TWh | 426 | Sub_sector | Transport | Others_Sector | Others_Sector | Energetic | other_final_demand_ammonia_energetic | Ammonia | EU | Energy demand | 0 | FEC
DE | TYNDP2026 | HEV | 2040 | TWh | 427 | Sub_sector | Industry | Surplus_Heat_in_Industry | Surplus_Heat_in_Industry | Energetic | final_demand_of_industry_unused_local_production_steam_hot_water | Heat | EU | Energy demand | 0 | FEC
DE | TYNDP2026 | HEV | 2040 | TWh | 429 | Sub_sector | Agriculture | Total | Agriculture | Energetic | agriculture_final_demand_electricity_energetic | Electricity | EU | Energy demand | 5.3477 | FEC
DE | TYNDP2026 | HEV | 2040 | TWh | 430 | Sub_sector | Agriculture | Total | Agriculture | Energetic | agriculture_final_demand_hydrogen_energetic | Hydrogen | EU | Energy demand | 0 | FEC
DE | TYNDP2026 | HEV | 2040 | TWh | 431 | Sub_sector | Agriculture | Total | Agriculture | Energetic | agriculture_final_demand_methane_energetic | Methane | EU | Energy demand | 22.4345 | FEC
DE | TYNDP2026 | HEV | 2040 | TWh | 432 | Sub_sector | Agriculture | Total | Agriculture | Energetic | agriculture_final_demand_heat_energetic | Heat | EU | Energy demand | 0 | FEC
DE | TYNDP2026 | HEV | 2040 | TWh | 433 | Sub_sector | Agriculture | Total | Agriculture | Energetic | agriculture_final_demand_biomass_energetic | Biomass | EU | Energy demand | 3.4351 | FEC
DE | TYNDP2026 | HEV | 2040 | TWh | 434 | Sub_sector | Agriculture | Total | Agriculture | Energetic | agriculture_final_demand_coal_energetic | Solids | EU | Energy demand | 0 | FEC
DE | TYNDP2026 | HEV | 2040 | TWh | 435 | Sub_sector | Agriculture | Total | Agriculture | Energetic | agriculture_final_demand_oil_energetic | Liquids | EU | Energy demand | 0 | FEC
DE | TYNDP2026 | HEV | 2040 | TWh | 436 | Sub_sector | Agriculture | Total | Agriculture | Energetic | agriculture_final_demand_other_energetic | Others | EU | Energy demand | 0 | FEC
DE | TYNDP2026 | HEV | 2040 | TWh | 437 | Sub_sector | Agriculture | Total | Agriculture | Energetic | agriculture_final_demand_ammonia_energetic | Ammonia | EU | Energy demand | 0 | FEC
DE | TYNDP2026 | HEV | 2040 | TWh | 447 | Sub_sector | Buildings | Surplus Energy | Buildings | Energetic | GAP | Electricity | EU | Energy demand | 0 | FEC
DE | TYNDP2026 | HEV | 2040 | TWh | 448 | Sub_sector | Buildings | Surplus Energy | Buildings | Energetic | GAP | Hydrogen | EU | Energy demand | 0 | FEC
DE | TYNDP2026 | HEV | 2040 | TWh | 449 | Sub_sector | Buildings | Surplus Energy | Buildings | Energetic | GAP | Methane | EU | Energy demand | 0 | FEC
DE | TYNDP2026 | HEV | 2040 | TWh | 450 | Sub_sector | Buildings | Surplus Energy | Buildings | Energetic | GAP | Heat | EU | Energy demand | 0 | FEC
DE | TYNDP2026 | HEV | 2040 | TWh | 451 | Sub_sector | Buildings | Surplus Energy | Buildings | Energetic | GAP | Biomass | EU | Energy demand | 0.018148 | FEC
DE | TYNDP2026 | HEV | 2040 | TWh | 452 | Sub_sector | Buildings | Surplus Energy | Buildings | Energetic | GAP | Solids | EU | Energy demand | 0 | FEC
DE | TYNDP2026 | HEV | 2040 | TWh | 453 | Sub_sector | Buildings | Surplus Energy | Buildings | Energetic | GAP | Liquids | EU | Energy demand | 5.7448 | FEC
DE | TYNDP2026 | HEV | 2040 | TWh | 454 | Sub_sector | Buildings | Surplus Energy | Buildings | Energetic | GAP | Others | EU | Energy demand | 0 | FEC
DE | TYNDP2026 | HEV | 2040 | TWh | 455 | Sub_sector | Buildings | Surplus Energy | Buildings | Energetic | GAP | Ammonia | EU | Energy demand | 0 | FEC
DE | TYNDP2026 | HEV | 2040 | TWh | 456 | Sub_sector | Households | Surplus Energy | Households | Energetic | GAP | Electricity | EU | Energy demand | 0 | FEC
DE | TYNDP2026 | HEV | 2040 | TWh | 457 | Sub_sector | Households | Surplus Energy | Households | Energetic | GAP | Hydrogen | EU | Energy demand | 0 | FEC
DE | TYNDP2026 | HEV | 2040 | TWh | 458 | Sub_sector | Households | Surplus Energy | Households | Energetic | GAP | Methane | EU | Energy demand | 0 | FEC
DE | TYNDP2026 | HEV | 2040 | TWh | 459 | Sub_sector | Households | Surplus Energy | Households | Energetic | GAP | Heat | EU | Energy demand | 0 | FEC
DE | TYNDP2026 | HEV | 2040 | TWh | 460 | Sub_sector | Households | Surplus Energy | Households | Energetic | GAP | Biomass | EU | Energy demand | 0 | FEC
DE | TYNDP2026 | HEV | 2040 | TWh | 461 | Sub_sector | Households | Surplus Energy | Households | Energetic | GAP | Solids | EU | Energy demand | 0 | FEC
DE | TYNDP2026 | HEV | 2040 | TWh | 462 | Sub_sector | Households | Surplus Energy | Households | Energetic | GAP | Liquids | EU | Energy demand | 0 | FEC
DE | TYNDP2026 | HEV | 2040 | TWh | 463 | Sub_sector | Households | Surplus Energy | Households | Energetic | GAP | Others | EU | Energy demand | 0 | FEC
DE | TYNDP2026 | HEV | 2040 | TWh | 464 | Sub_sector | Households | Surplus Energy | Households | Energetic | GAP | Ammonia | EU | Energy demand | 0 | FEC
DE | TYNDP2026 | LEV | 2035 | TWh | 102 | Sub_sector | Industry | Aluminium | Industry (aluminium) | Energetic | industry_aluminium_demand_electricity_energetic | Electricity | EU | Energy demand | 3.7412 | FEC
DE | TYNDP2026 | LEV | 2035 | TWh | 103 | Sub_sector | Industry | Aluminium | Industry (aluminium) | Energetic | industry_aluminium_demand_hydrogen_energetic | Hydrogen | EU | Energy demand | 0 | FEC
DE | TYNDP2026 | LEV | 2035 | TWh | 104 | Sub_sector | Industry | Aluminium | Industry (aluminium) | Energetic | industry_aluminium_demand_methane_energetic | Methane | EU | Energy demand | 0.58005 | FEC
DE | TYNDP2026 | LEV | 2035 | TWh | 105 | Sub_sector | Industry | Aluminium | Industry (aluminium) | Energetic | industry_aluminium_demand_heat_energetic | Heat | EU | Energy demand | 0 | FEC
DE | TYNDP2026 | LEV | 2035 | TWh | 106 | Sub_sector | Industry | Aluminium | Industry (aluminium) | Energetic | industry_aluminium_demand_biomass_energetic | Biomass | EU | Energy demand | 0 | FEC
DE | TYNDP2026 | LEV | 2035 | TWh | 107 | Sub_sector | Industry | Aluminium | Industry (aluminium) | Energetic | industry_aluminium_demand_coal_energetic | Solids | EU | Energy demand | 0 | FEC
DE | TYNDP2026 | LEV | 2035 | TWh | 108 | Sub_sector | Industry | Aluminium | Industry (aluminium) | Energetic | industry_aluminium_demand_oil_energetic | Liquids | EU | Energy demand | 0 | FEC
DE | TYNDP2026 | LEV | 2035 | TWh | 109 | Sub_sector | Industry | Aluminium | Industry (aluminium) | Energetic | industry_aluminium_demand_others_energetic | Others | EU | Energy demand | 0 | FEC
DE | TYNDP2026 | LEV | 2035 | TWh | 110 | Sub_sector | Industry | Aluminium | Industry (aluminium) | Energetic | industry_ammonia_demand_others_energetic | Ammonia | EU | Energy demand | 0 | FEC
DE | TYNDP2026 | LEV | 2035 | TWh | 112 | Sub_sector | Industry | Chemicals | Industry (chemicals, energetic) | Energetic | industry_chemical_demand_electricity_energetic | Electricity | EU | Energy demand | 65.679 | FEC
DE | TYNDP2026 | LEV | 2035 | TWh | 113 | Sub_sector | Industry | Chemicals | Industry (chemicals, energetic) | Energetic | industry_chemical_demand_hydrogen_energetic | Hydrogen | EU | Energy demand | 14.6512 | FEC
DE | TYNDP2026 | LEV | 2035 | TWh | 114 | Sub_sector | Industry | Chemicals | Industry (chemicals, energetic) | Energetic | industry_chemical_demand_methane_energetic | Methane | EU | Energy demand | 28.285 | FEC
DE | TYNDP2026 | LEV | 2035 | TWh | 115 | Sub_sector | Industry | Chemicals | Industry (chemicals, energetic) | Energetic | industry_chemical_demand_heat_energetic | Heat | EU | Energy demand | 8.7478 | FEC
DE | TYNDP2026 | LEV | 2035 | TWh | 116 | Sub_sector | Industry | Chemicals | Industry (chemicals, energetic) | Energetic | industry_chemical_demand_biomass_energetic | Biomass | EU | Energy demand | 5.2254 | FEC
DE | TYNDP2026 | LEV | 2035 | TWh | 117 | Sub_sector | Industry | Chemicals | Industry (chemicals, energetic) | Energetic | industry_chemical_demand_coal_energetic | Solids | EU | Energy demand | 8.5772 | FEC
DE | TYNDP2026 | LEV | 2035 | TWh | 118 | Sub_sector | Industry | Chemicals | Industry (chemicals, energetic) | Energetic | industry_chemical_demand_oil_energetic | Liquids | EU | Energy demand | 0.37374 | FEC
DE | TYNDP2026 | LEV | 2035 | TWh | 119 | Sub_sector | Industry | Chemicals | Industry (chemicals, energetic) | Energetic | industry_chemical_demand_others_energetic | Others | EU | Energy demand | 0 | FEC
DE | TYNDP2026 | LEV | 2035 | TWh | 120 | Sub_sector | Industry | Chemicals | Industry (chemicals, energetic) | Energetic | industry_chemical_demand_ammonia_energetic | Ammonia | EU | Energy demand | 0 | FEC
DE | TYNDP2026 | LEV | 2035 | TWh | 122 | Sub_sector | Industry | Chemicals | Industry (chemicals, non-energetic) | Non-energetic | industry_chemical_demand_electricity_non_energetic | Electricity | EU | Energy demand | 0 | not_included_in_FEC
DE | TYNDP2026 | LEV | 2035 | TWh | 123 | Sub_sector | Industry | Chemicals | Industry (chemicals, non-energetic) | Non-energetic | industry_chemical_demand_hydrogen_non_energetic | Hydrogen | EU | Energy demand | 21.5058 | not_included_in_FEC
DE | TYNDP2026 | LEV | 2035 | TWh | 124 | Sub_sector | Industry | Chemicals | Industry (chemicals, non-energetic) | Non-energetic | industry_chemical_demand_methane_non_energetic | Methane | EU | Energy demand | 0 | not_included_in_FEC
DE | TYNDP2026 | LEV | 2035 | TWh | 125 | Sub_sector | Industry | Chemicals | Industry (chemicals, non-energetic) | Non-energetic | industry_chemical_demand_heat_non_energetic | Heat | EU | Energy demand | 0 | not_included_in_FEC
DE | TYNDP2026 | LEV | 2035 | TWh | 126 | Sub_sector | Industry | Chemicals | Industry (chemicals, non-energetic) | Non-energetic | industry_chemical_demand_biomass_non_energetic | Biomass | EU | Energy demand | 42.3342 | not_included_in_FEC
DE | TYNDP2026 | LEV | 2035 | TWh | 127 | Sub_sector | Industry | Chemicals | Industry (chemicals, non-energetic) | Non-energetic | industry_chemical_demand_coal_non_energetic | Solids | EU | Energy demand | 0 | not_included_in_FEC
DE | TYNDP2026 | LEV | 2035 | TWh | 128 | Sub_sector | Industry | Chemicals | Industry (chemicals, non-energetic) | Non-energetic | industry_chemical_demand_oil_non_energetic | Liquids | EU | Energy demand | 105.4968 | not_included_in_FEC
DE | TYNDP2026 | LEV | 2035 | TWh | 129 | Sub_sector | Industry | Chemicals | Industry (chemicals, non-energetic) | Non-energetic | industry_chemical_demand_others_non_energetic | Others | EU | Energy demand | 0 | not_included_in_FEC
DE | TYNDP2026 | LEV | 2035 | TWh | 130 | Sub_sector | Industry | Chemicals | Industry (chemicals, non-energetic) | Non-energetic | industry_chemical_demand_ammonia_non_energetic | Ammonia | EU | Energy demand | 0 | not_included_in_FEC
DE | TYNDP2026 | LEV | 2035 | TWh | 132 | Sub_sector | Industry | Fertilizers | Industry (fertilizers, energetic) | Energetic | industry_fertilizers_demand_electricity_energetic | Electricity | EU | Energy demand | 0.83288 | FEC
DE | TYNDP2026 | LEV | 2035 | TWh | 133 | Sub_sector | Industry | Fertilizers | Industry (fertilizers, energetic) | Energetic | industry_fertilizers_demand_hydrogen_energetic | Hydrogen | EU | Energy demand | 2.6693 | FEC
DE | TYNDP2026 | LEV | 2035 | TWh | 134 | Sub_sector | Industry | Fertilizers | Industry (fertilizers, energetic) | Energetic | industry_fertilizers_demand_methane_energetic | Methane | EU | Energy demand | 2.6693 | FEC
DE | TYNDP2026 | LEV | 2035 | TWh | 135 | Sub_sector | Industry | Fertilizers | Industry (fertilizers, energetic) | Energetic | industry_fertilizers_demand_heat_energetic | Heat | EU | Energy demand | 0 | FEC
DE | TYNDP2026 | LEV | 2035 | TWh | 136 | Sub_sector | Industry | Fertilizers | Industry (fertilizers, energetic) | Energetic | industry_fertilizers_demand_biomass_energetic | Biomass | EU | Energy demand | 0 | FEC
DE | TYNDP2026 | LEV | 2035 | TWh | 137 | Sub_sector | Industry | Fertilizers | Industry (fertilizers, energetic) | Energetic | industry_fertilizers_demand_coal_energetic | Solids | EU | Energy demand | 0 | FEC
DE | TYNDP2026 | LEV | 2035 | TWh | 138 | Sub_sector | Industry | Fertilizers | Industry (fertilizers, energetic) | Energetic | industry_fertilizers_demand_oil_energetic | Liquids | EU | Energy demand | 0 | FEC
DE | TYNDP2026 | LEV | 2035 | TWh | 139 | Sub_sector | Industry | Fertilizers | Industry (fertilizers, energetic) | Energetic | industry_fertilizers_demand_others_energetic | Others | EU | Energy demand | 0 | FEC
DE | TYNDP2026 | LEV | 2035 | TWh | 140 | Sub_sector | Industry | Fertilizers | Industry (fertilizers, energetic) | Energetic | industry_fertilizers_demand_ammonia_energetic | Ammonia | EU | Energy demand | 0 | FEC
DE | TYNDP2026 | LEV | 2035 | TWh | 142 | Sub_sector | Industry | Fertilizers | Industry (fertilizers, non-energetic) | Non-energetic | industry_fertilizers_demand_electricity_non_energetic | Electricity | EU | Energy demand | 0 | not_included_in_FEC
DE | TYNDP2026 | LEV | 2035 | TWh | 143 | Sub_sector | Industry | Fertilizers | Industry (fertilizers, non-energetic) | Non-energetic | industry_fertilizers_demand_hydrogen_non_energetic | Hydrogen | EU | Energy demand | 9.1316 | not_included_in_FEC
DE | TYNDP2026 | LEV | 2035 | TWh | 144 | Sub_sector | Industry | Fertilizers | Industry (fertilizers, non-energetic) | Non-energetic | industry_fertilizers_demand_methane_non_energetic | Methane | EU | Energy demand | 7.5219 | not_included_in_FEC
DE | TYNDP2026 | LEV | 2035 | TWh | 145 | Sub_sector | Industry | Fertilizers | Industry (fertilizers, non-energetic) | Non-energetic | industry_fertilizers_demand_heat_non_energetic | Heat | EU | Energy demand | 0 | not_included_in_FEC
DE | TYNDP2026 | LEV | 2035 | TWh | 146 | Sub_sector | Industry | Fertilizers | Industry (fertilizers, non-energetic) | Non-energetic | industry_fertilizers_demand_biomass_non_energetic | Biomass | EU | Energy demand | 0 | not_included_in_FEC
DE | TYNDP2026 | LEV | 2035 | TWh | 147 | Sub_sector | Industry | Fertilizers | Industry (fertilizers, non-energetic) | Non-energetic | industry_fertilizers_demand_coal_non_energetic | Solids | EU | Energy demand | 0 | not_included_in_FEC
DE | TYNDP2026 | LEV | 2035 | TWh | 148 | Sub_sector | Industry | Fertilizers | Industry (fertilizers, non-energetic) | Non-energetic | industry_fertilizers_demand_oil_non_energetic | Liquids | EU | Energy demand | 0 | not_included_in_FEC
DE | TYNDP2026 | LEV | 2035 | TWh | 149 | Sub_sector | Industry | Fertilizers | Industry (fertilizers, non-energetic) | Non-energetic | industry_fertilizers_demand_others_non_energetic | Others | EU | Energy demand | 0 | not_included_in_FEC
DE | TYNDP2026 | LEV | 2035 | TWh | 150 | Sub_sector | Industry | Fertilizers | Industry (fertilizers, non-energetic) | Non-energetic | industry_fertilizers_demand_ammonia_non_energetic | Ammonia | EU | Energy demand | 1.669 | not_included_in_FEC
DE | TYNDP2026 | LEV | 2035 | TWh | 152 | Sub_sector | Industry | Food | Industry (food) | Energetic | industry_food_demand_electricity_energetic | Electricity | EU | Energy demand | 25.6687 | FEC
DE | TYNDP2026 | LEV | 2035 | TWh | 153 | Sub_sector | Industry | Food | Industry (food) | Energetic | industry_food_demand_hydrogen_energetic | Hydrogen | EU | Energy demand | 4.6656 | FEC
DE | TYNDP2026 | LEV | 2035 | TWh | 154 | Sub_sector | Industry | Food | Industry (food) | Energetic | industry_food_demand_methane_energetic | Methane | EU | Energy demand | 9.6758 | FEC
DE | TYNDP2026 | LEV | 2035 | TWh | 155 | Sub_sector | Industry | Food | Industry (food) | Energetic | industry_food_demand_heat_energetic | Heat | EU | Energy demand | 7.761 | FEC
DE | TYNDP2026 | LEV | 2035 | TWh | 156 | Sub_sector | Industry | Food | Industry (food) | Energetic | industry_food_demand_biomass_energetic | Biomass | EU | Energy demand | 3.9897 | FEC
DE | TYNDP2026 | LEV | 2035 | TWh | 157 | Sub_sector | Industry | Food | Industry (food) | Energetic | industry_food_demand_coal_energetic | Solids | EU | Energy demand | 1.7337 | FEC
DE | TYNDP2026 | LEV | 2035 | TWh | 158 | Sub_sector | Industry | Food | Industry (food) | Energetic | industry_food_demand_oil_energetic | Liquids | EU | Energy demand | 0 | FEC
DE | TYNDP2026 | LEV | 2035 | TWh | 159 | Sub_sector | Industry | Food | Industry (food) | Energetic | industry_food_demand_others_energetic | Others | EU | Energy demand | 0 | FEC
DE | TYNDP2026 | LEV | 2035 | TWh | 160 | Sub_sector | Industry | Food | Industry (food) | Energetic | industry_food_demand_ammonia_energetic | Ammonia | EU | Energy demand | 0 | FEC
DE | TYNDP2026 | LEV | 2035 | TWh | 162 | Sub_sector | Industry | Metals | Industry (metal) | Energetic | industry_metal_demand_electricity_energetic | Electricity | EU | Energy demand | 4.9575 | FEC
DE | TYNDP2026 | LEV | 2035 | TWh | 163 | Sub_sector | Industry | Metals | Industry (metal) | Energetic | industry_metal_demand_hydrogen_energetic | Hydrogen | EU | Energy demand | 0 | FEC
DE | TYNDP2026 | LEV | 2035 | TWh | 164 | Sub_sector | Industry | Metals | Industry (metal) | Energetic | industry_metal_demand_methane_energetic | Methane | EU | Energy demand | 6.933 | FEC
DE | TYNDP2026 | LEV | 2035 | TWh | 165 | Sub_sector | Industry | Metals | Industry (metal) | Energetic | industry_metal_demand_heat_energetic | Heat | EU | Energy demand | 0.23563 | FEC
DE | TYNDP2026 | LEV | 2035 | TWh | 166 | Sub_sector | Industry | Metals | Industry (metal) | Energetic | industry_metal_demand_biomass_energetic | Biomass | EU | Energy demand | 0 | FEC
DE | TYNDP2026 | LEV | 2035 | TWh | 167 | Sub_sector | Industry | Metals | Industry (metal) | Energetic | industry_metal_demand_coal_energetic | Solids | EU | Energy demand | 0.163 | FEC
DE | TYNDP2026 | LEV | 2035 | TWh | 168 | Sub_sector | Industry | Metals | Industry (metal) | Energetic | industry_metal_demand_oil_energetic | Liquids | EU | Energy demand | 0.33368 | FEC
DE | TYNDP2026 | LEV | 2035 | TWh | 169 | Sub_sector | Industry | Metals | Industry (metal) | Energetic | industry_metal_demand_others_energetic | Others | EU | Energy demand | 0 | FEC
DE | TYNDP2026 | LEV | 2035 | TWh | 170 | Sub_sector | Industry | Metals | Industry (metal) | Energetic | industry_metal_demand_ammonia_energetic | Ammonia | EU | Energy demand | 0 | FEC
DE | TYNDP2026 | LEV | 2035 | TWh | 172 | Sub_sector | Industry | Others | Industry (other, energetic) | Energetic | industry_other_demand_electricity_energetic | Electricity | EU | Energy demand | 16.431 | FEC
DE | TYNDP2026 | LEV | 2035 | TWh | 173 | Sub_sector | Industry | Others | Industry (other, energetic) | Energetic | industry_other_demand_hydrogen_energetic | Hydrogen | EU | Energy demand | 0 | FEC
DE | TYNDP2026 | LEV | 2035 | TWh | 174 | Sub_sector | Industry | Others | Industry (other, energetic) | Energetic | industry_other_demand_methane_energetic | Methane | EU | Energy demand | 0 | FEC
DE | TYNDP2026 | LEV | 2035 | TWh | 175 | Sub_sector | Industry | Others | Industry (other, energetic) | Energetic | industry_other_demand_heat_energetic | Heat | EU | Energy demand | 19.2184 | FEC
DE | TYNDP2026 | LEV | 2035 | TWh | 176 | Sub_sector | Industry | Others | Industry (other, energetic) | Energetic | industry_other_demand_biomass_energetic | Biomass | EU | Energy demand | 13.2524 | FEC
DE | TYNDP2026 | LEV | 2035 | TWh | 177 | Sub_sector | Industry | Others | Industry (other, energetic) | Energetic | industry_other_demand_coal_energetic | Solids | EU | Energy demand | 0 | FEC
DE | TYNDP2026 | LEV | 2035 | TWh | 178 | Sub_sector | Industry | Others | Industry (other, energetic) | Energetic | industry_other_demand_oil_energetic | Liquids | EU | Energy demand | 0 | FEC
DE | TYNDP2026 | LEV | 2035 | TWh | 179 | Sub_sector | Industry | Others | Industry (other, energetic) | Energetic | industry_other_demand_others_energetic | Others | EU | Energy demand | 0 | FEC
DE | TYNDP2026 | LEV | 2035 | TWh | 180 | Sub_sector | Industry | Others | Industry (other, energetic) | Energetic | industry_other_demand_ammonia_energetic | Ammonia | EU | Energy demand | 0 | FEC
DE | TYNDP2026 | LEV | 2035 | TWh | 182 | Sub_sector | Industry | Others | Industry (other, non-energetic) | Non-energetic | industry_other_demand_electricity_non_energetic | Electricity | EU | Energy demand | 0 | not_included_in_FEC
DE | TYNDP2026 | LEV | 2035 | TWh | 183 | Sub_sector | Industry | Others | Industry (other, non-energetic) | Non-energetic | industry_other_demand_hydrogen_non_energetic | Hydrogen | EU | Energy demand | 0 | not_included_in_FEC
DE | TYNDP2026 | LEV | 2035 | TWh | 184 | Sub_sector | Industry | Others | Industry (other, non-energetic) | Non-energetic | industry_other_demand_methane_non_energetic | Methane | EU | Energy demand | 0 | not_included_in_FEC
DE | TYNDP2026 | LEV | 2035 | TWh | 185 | Sub_sector | Industry | Others | Industry (other, non-energetic) | Non-energetic | industry_other_demand_heat_non_energetic | Heat | EU | Energy demand | 0 | not_included_in_FEC
DE | TYNDP2026 | LEV | 2035 | TWh | 186 | Sub_sector | Industry | Others | Industry (other, non-energetic) | Non-energetic | industry_other_demand_biomass_non_energetic | Biomass | EU | Energy demand | 0 | not_included_in_FEC
DE | TYNDP2026 | LEV | 2035 | TWh | 187 | Sub_sector | Industry | Others | Industry (other, non-energetic) | Non-energetic | industry_other_demand_coal_non_energetic | Solids | EU | Energy demand | 0 | not_included_in_FEC
DE | TYNDP2026 | LEV | 2035 | TWh | 188 | Sub_sector | Industry | Others | Industry (other, non-energetic) | Non-energetic | industry_other_demand_oil_non_energetic | Liquids | EU | Energy demand | 0 | not_included_in_FEC
DE | TYNDP2026 | LEV | 2035 | TWh | 189 | Sub_sector | Industry | Others | Industry (other, non-energetic) | Non-energetic | industry_other_demand_others_non_energetic | Others | EU | Energy demand | 0 | not_included_in_FEC
DE | TYNDP2026 | LEV | 2035 | TWh | 190 | Sub_sector | Industry | Others | Industry (other, non-energetic) | Non-energetic | industry_other_demand_ammonia_non_energetic | Ammonia | EU | Energy demand | 0 | not_included_in_FEC
DE | TYNDP2026 | LEV | 2035 | TWh | 192 | Sub_sector | Industry | Paper | Industry (paper) | Energetic | industry_paper_demand_electricity_energetic | Electricity | EU | Energy demand | 25.6646 | FEC
DE | TYNDP2026 | LEV | 2035 | TWh | 193 | Sub_sector | Industry | Paper | Industry (paper) | Energetic | industry_paper_demand_hydrogen_energetic | Hydrogen | EU | Energy demand | 4.4816 | FEC
DE | TYNDP2026 | LEV | 2035 | TWh | 194 | Sub_sector | Industry | Paper | Industry (paper) | Energetic | industry_paper_demand_methane_energetic | Methane | EU | Energy demand | 8.6114 | FEC
DE | TYNDP2026 | LEV | 2035 | TWh | 195 | Sub_sector | Industry | Paper | Industry (paper) | Energetic | industry_paper_demand_heat_energetic | Heat | EU | Energy demand | 8.2307 | FEC
DE | TYNDP2026 | LEV | 2035 | TWh | 196 | Sub_sector | Industry | Paper | Industry (paper) | Energetic | industry_paper_demand_biomass_energetic | Biomass | EU | Energy demand | 4.1993 | FEC
DE | TYNDP2026 | LEV | 2035 | TWh | 197 | Sub_sector | Industry | Paper | Industry (paper) | Energetic | industry_paper_demand_coal_energetic | Solids | EU | Energy demand | 1.5079 | FEC
DE | TYNDP2026 | LEV | 2035 | TWh | 198 | Sub_sector | Industry | Paper | Industry (paper) | Energetic | industry_paper_demand_oil_energetic | Liquids | EU | Energy demand | 2.9365 | FEC
DE | TYNDP2026 | LEV | 2035 | TWh | 199 | Sub_sector | Industry | Paper | Industry (paper) | Energetic | industry_paper_demand_others_energetic | Others | EU | Energy demand | 0 | FEC
DE | TYNDP2026 | LEV | 2035 | TWh | 200 | Sub_sector | Industry | Paper | Industry (paper) | Energetic | industry_paper_demand_ammonia_energetic | Ammonia | EU | Energy demand | 0 | FEC
DE | TYNDP2026 | LEV | 2035 | TWh | 202 | Sub_sector | Industry | Refineries | Industry (refineries, energetic) | Energetic | industry_refinery_demand_electricity_energetic | Electricity | EU | Energy demand | 3.9181 | not_included_in_FEC
DE | TYNDP2026 | LEV | 2035 | TWh | 203 | Sub_sector | Industry | Refineries | Industry (refineries, energetic) | Energetic | industry_refinery_demand_hydrogen_energetic | Hydrogen | EU | Energy demand | 8.9262 | not_included_in_FEC
DE | TYNDP2026 | LEV | 2035 | TWh | 204 | Sub_sector | Industry | Refineries | Industry (refineries, energetic) | Energetic | industry_refinery_demand_methane_energetic | Methane | EU | Energy demand | 7.8176 | not_included_in_FEC
DE | TYNDP2026 | LEV | 2035 | TWh | 205 | Sub_sector | Industry | Refineries | Industry (refineries, energetic) | Energetic | industry_refinery_demand_heat_energetic | Heat | EU | Energy demand | 0.48091 | not_included_in_FEC
DE | TYNDP2026 | LEV | 2035 | TWh | 206 | Sub_sector | Industry | Refineries | Industry (refineries, energetic) | Energetic | industry_refinery_demand_biomass_energetic | Biomass | EU | Energy demand | 11.3714 | not_included_in_FEC
DE | TYNDP2026 | LEV | 2035 | TWh | 207 | Sub_sector | Industry | Refineries | Industry (refineries, energetic) | Energetic | industry_refinery_demand_coal_energetic | Solids | EU | Energy demand | 0 | not_included_in_FEC
DE | TYNDP2026 | LEV | 2035 | TWh | 208 | Sub_sector | Industry | Refineries | Industry (refineries, energetic) | Energetic | industry_refinery_demand_oil_energetic | Liquids | EU | Energy demand | 18.588 | not_included_in_FEC
DE | TYNDP2026 | LEV | 2035 | TWh | 209 | Sub_sector | Industry | Refineries | Industry (refineries, energetic) | Energetic | industry_refinery_demand_others_energetic | Others | EU | Energy demand | 0 | not_included_in_FEC
DE | TYNDP2026 | LEV | 2035 | TWh | 210 | Sub_sector | Industry | Refineries | Industry (refineries, energetic) | Energetic | industry_refinery_demand_ammonia_energetic | Ammonia | EU | Energy demand | 0 | not_included_in_FEC
DE | TYNDP2026 | LEV | 2035 | TWh | 212 | Sub_sector | Industry | Refineries | Industry (refineries, non-energetic) | Non-energetic | industry_refinery_demand_electricity_non_energetic | Electricity | EU | Energy demand | 0 | not_included_in_FEC
DE | TYNDP2026 | LEV | 2035 | TWh | 213 | Sub_sector | Industry | Refineries | Industry (refineries, non-energetic) | Non-energetic | industry_refinery_demand_hydrogen_non_energetic | Hydrogen | EU | Energy demand | 0 | not_included_in_FEC
DE | TYNDP2026 | LEV | 2035 | TWh | 214 | Sub_sector | Industry | Refineries | Industry (refineries, non-energetic) | Non-energetic | industry_refinery_demand_methane_non_energetic | Methane | EU | Energy demand | 0 | not_included_in_FEC
DE | TYNDP2026 | LEV | 2035 | TWh | 215 | Sub_sector | Industry | Refineries | Industry (refineries, non-energetic) | Non-energetic | industry_refinery_demand_heat_non_energetic | Heat | EU | Energy demand | 0 | not_included_in_FEC
DE | TYNDP2026 | LEV | 2035 | TWh | 216 | Sub_sector | Industry | Refineries | Industry (refineries, non-energetic) | Non-energetic | industry_refinery_demand_biomass_non_energetic | Biomass | EU | Energy demand | 0 | not_included_in_FEC
DE | TYNDP2026 | LEV | 2035 | TWh | 217 | Sub_sector | Industry | Refineries | Industry (refineries, non-energetic) | Non-energetic | industry_refinery_demand_coal_non_energetic | Solids | EU | Energy demand | 0 | not_included_in_FEC
DE | TYNDP2026 | LEV | 2035 | TWh | 218 | Sub_sector | Industry | Refineries | Industry (refineries, non-energetic) | Non-energetic | industry_refinery_demand_oil_non_energetic | Liquids | EU | Energy demand | 0 | not_included_in_FEC
DE | TYNDP2026 | LEV | 2035 | TWh | 219 | Sub_sector | Industry | Refineries | Industry (refineries, non-energetic) | Non-energetic | industry_refinery_demand_others_non_energetic | Others | EU | Energy demand | 0 | not_included_in_FEC
DE | TYNDP2026 | LEV | 2035 | TWh | 220 | Sub_sector | Industry | Refineries | Industry (refineries, non-energetic) | Non-energetic | industry_refinery_demand_ammonia_non_energetic | Ammonia | EU | Energy demand | 0 | not_included_in_FEC
DE | TYNDP2026 | LEV | 2035 | TWh | 222 | Sub_sector | Industry | Steel | Industry (steel) | Energetic | industry_steel_demand_electricity_energetic | Electricity | EU | Energy demand | 29.4149 | FEC
DE | TYNDP2026 | LEV | 2035 | TWh | 223 | Sub_sector | Industry | Steel | Industry (steel) | Energetic | industry_steel_demand_hydrogen_energetic | Hydrogen | EU | Energy demand | 35.0904 | FEC
DE | TYNDP2026 | LEV | 2035 | TWh | 224 | Sub_sector | Industry | Steel | Industry (steel) | Energetic | industry_steel_demand_methane_energetic | Methane | EU | Energy demand | 25.3926 | FEC
DE | TYNDP2026 | LEV | 2035 | TWh | 225 | Sub_sector | Industry | Steel | Industry (steel) | Energetic | industry_steel_demand_heat_energetic | Heat | EU | Energy demand | 0.24506 | FEC
DE | TYNDP2026 | LEV | 2035 | TWh | 226 | Sub_sector | Industry | Steel | Industry (steel) | Energetic | industry_steel_demand_biomass_energetic | Biomass | EU | Energy demand | 0.032459 | FEC
DE | TYNDP2026 | LEV | 2035 | TWh | 227 | Sub_sector | Industry | Steel | Industry (steel) | Energetic | industry_steel_demand_coal_energetic | Solids | EU | Energy demand | 18.1368 | FEC
DE | TYNDP2026 | LEV | 2035 | TWh | 228 | Sub_sector | Industry | Steel | Industry (steel) | Energetic | industry_steel_demand_oil_energetic | Liquids | EU | Energy demand | 0.058873 | FEC
DE | TYNDP2026 | LEV | 2035 | TWh | 229 | Sub_sector | Industry | Steel | Industry (steel) | Energetic | industry_steel_demand_others_energetic | Others | EU | Energy demand | 0 | FEC
DE | TYNDP2026 | LEV | 2035 | TWh | 230 | Sub_sector | Industry | Steel | Industry (steel) | Energetic | industry_steel_demand_ammonia_energetic | Ammonia | EU | Energy demand | 0 | FEC
DE | TYNDP2026 | LEV | 2035 | TWh | 232 | Sub_sector | Transport | Cars | Transport (cars) | Energetic | transport_cars_final_demand_electricity | Electricity | EU | Energy demand | 67.6166 | FEC
DE | TYNDP2026 | LEV | 2035 | TWh | 233 | Sub_sector | Transport | Cars | Transport (cars) | Energetic | transport_cars_final_demand_hydrogen | Hydrogen | EU | Energy demand | 1.8362 | FEC
DE | TYNDP2026 | LEV | 2035 | TWh | 234 | Sub_sector | Transport | Cars | Transport (cars) | Energetic | transport_cars_final_demand_methane | Methane | EU | Energy demand | 6.0708 | FEC
DE | TYNDP2026 | LEV | 2035 | TWh | 235 | Sub_sector | Transport | Cars | Transport (cars) | Energetic | transport_cars_final_demand_heat | Heat | EU | Energy demand | 0 | FEC
DE | TYNDP2026 | LEV | 2035 | TWh | 236 | Sub_sector | Transport | Cars | Transport (cars) | Energetic | transport_cars_final_demand_biomass | Biomass | EU | Energy demand | 0 | FEC
DE | TYNDP2026 | LEV | 2035 | TWh | 237 | Sub_sector | Transport | Cars | Transport (cars) | Energetic | transport_cars_final_demand_coal | Solids | EU | Energy demand | 0 | FEC
DE | TYNDP2026 | LEV | 2035 | TWh | 238 | Sub_sector | Transport | Cars | Transport (cars) | Energetic | transport_cars_final_demand_oil | Liquids | EU | Energy demand | 200.1862 | FEC
DE | TYNDP2026 | LEV | 2035 | TWh | 239 | Sub_sector | Transport | Cars | Transport (cars) | Energetic | transport_cars_final_demand_other | Others | EU | Energy demand | 0 | FEC
DE | TYNDP2026 | LEV | 2035 | TWh | 240 | Sub_sector | Transport | Cars | Transport (cars) | Energetic | transport_cars_final_demand_ammonia | Ammonia | EU | Energy demand | 0 | FEC
DE | TYNDP2026 | LEV | 2035 | TWh | 242 | Sub_sector | Transport | Busses | Transport (busses) | Energetic | transport_busses_final_demand_electricity | Electricity | EU | Energy demand | 3.7775 | FEC
DE | TYNDP2026 | LEV | 2035 | TWh | 243 | Sub_sector | Transport | Busses | Transport (busses) | Energetic | transport_busses_final_demand_hydrogen | Hydrogen | EU | Energy demand | 2.0102 | FEC
DE | TYNDP2026 | LEV | 2035 | TWh | 244 | Sub_sector | Transport | Busses | Transport (busses) | Energetic | transport_busses_final_demand_methane | Methane | EU | Energy demand | 0.16219 | FEC
DE | TYNDP2026 | LEV | 2035 | TWh | 245 | Sub_sector | Transport | Busses | Transport (busses) | Energetic | transport_busses_final_demand_heat | Heat | EU | Energy demand | 0 | FEC
DE | TYNDP2026 | LEV | 2035 | TWh | 246 | Sub_sector | Transport | Busses | Transport (busses) | Energetic | transport_busses_final_demand_biomass | Biomass | EU | Energy demand | 0 | FEC
DE | TYNDP2026 | LEV | 2035 | TWh | 247 | Sub_sector | Transport | Busses | Transport (busses) | Energetic | transport_busses_final_demand_coal | Solids | EU | Energy demand | 0 | FEC
DE | TYNDP2026 | LEV | 2035 | TWh | 248 | Sub_sector | Transport | Busses | Transport (busses) | Energetic | transport_busses_final_demand_oil | Liquids | EU | Energy demand | 8.2688 | FEC
DE | TYNDP2026 | LEV | 2035 | TWh | 249 | Sub_sector | Transport | Busses | Transport (busses) | Energetic | transport_busses_final_demand_other | Others | EU | Energy demand | 0 | FEC
DE | TYNDP2026 | LEV | 2035 | TWh | 250 | Sub_sector | Transport | Busses | Transport (busses) | Energetic | transport_busses_final_demand_ammonia | Ammonia | EU | Energy demand | 0 | FEC
DE | TYNDP2026 | LEV | 2035 | TWh | 252 | Sub_sector | Transport | Trucks | Transport (trucks) | Energetic | transport_trucks_final_demand_electricity | Electricity | EU | Energy demand | 24.0683 | FEC
DE | TYNDP2026 | LEV | 2035 | TWh | 253 | Sub_sector | Transport | Trucks | Transport (trucks) | Energetic | transport_trucks_final_demand_hydrogen | Hydrogen | EU | Energy demand | 5.5269 | FEC
DE | TYNDP2026 | LEV | 2035 | TWh | 254 | Sub_sector | Transport | Trucks | Transport (trucks) | Energetic | transport_trucks_final_demand_methane | Methane | EU | Energy demand | 11.9118 | FEC
DE | TYNDP2026 | LEV | 2035 | TWh | 255 | Sub_sector | Transport | Trucks | Transport (trucks) | Energetic | transport_trucks_final_demand_heat | Heat | EU | Energy demand | 0 | FEC
DE | TYNDP2026 | LEV | 2035 | TWh | 256 | Sub_sector | Transport | Trucks | Transport (trucks) | Energetic | transport_trucks_final_demand_biomass | Biomass | EU | Energy demand | 0 | FEC
DE | TYNDP2026 | LEV | 2035 | TWh | 257 | Sub_sector | Transport | Trucks | Transport (trucks) | Energetic | transport_trucks_final_demand_coal | Solids | EU | Energy demand | 0 | FEC
DE | TYNDP2026 | LEV | 2035 | TWh | 258 | Sub_sector | Transport | Trucks | Transport (trucks) | Energetic | transport_trucks_final_demand_oil | Liquids | EU | Energy demand | 55.4374 | FEC
DE | TYNDP2026 | LEV | 2035 | TWh | 259 | Sub_sector | Transport | Trucks | Transport (trucks) | Energetic | transport_trucks_final_demand_other | Others | EU | Energy demand | 0 | FEC
DE | TYNDP2026 | LEV | 2035 | TWh | 260 | Sub_sector | Transport | Trucks | Transport (trucks) | Energetic | transport_trucks_final_demand_ammonia | Ammonia | EU | Energy demand | 0 | FEC
DE | TYNDP2026 | LEV | 2035 | TWh | 262 | Sub_sector | Transport | Vans | Transport (vans) | Energetic | transport_vans_final_demand_electricity | Electricity | EU | Energy demand | 30.5789 | FEC
DE | TYNDP2026 | LEV | 2035 | TWh | 263 | Sub_sector | Transport | Vans | Transport (vans) | Energetic | transport_vans_final_demand_hydrogen | Hydrogen | EU | Energy demand | 0.25663 | FEC
DE | TYNDP2026 | LEV | 2035 | TWh | 264 | Sub_sector | Transport | Vans | Transport (vans) | Energetic | transport_vans_final_demand_methane | Methane | EU | Energy demand | 0.51759 | FEC
DE | TYNDP2026 | LEV | 2035 | TWh | 265 | Sub_sector | Transport | Vans | Transport (vans) | Energetic | transport_vans_final_demand_heat | Heat | EU | Energy demand | 0 | FEC
DE | TYNDP2026 | LEV | 2035 | TWh | 266 | Sub_sector | Transport | Vans | Transport (vans) | Energetic | transport_vans_final_demand_biomass | Biomass | EU | Energy demand | 0 | FEC
DE | TYNDP2026 | LEV | 2035 | TWh | 267 | Sub_sector | Transport | Vans | Transport (vans) | Energetic | transport_vans_final_demand_coal | Solids | EU | Energy demand | 0 | FEC
DE | TYNDP2026 | LEV | 2035 | TWh | 268 | Sub_sector | Transport | Vans | Transport (vans) | Energetic | transport_vans_final_demand_oil | Liquids | EU | Energy demand | 24.4924 | FEC
DE | TYNDP2026 | LEV | 2035 | TWh | 269 | Sub_sector | Transport | Vans | Transport (vans) | Energetic | transport_vans_final_demand_other | Others | EU | Energy demand | 0 | FEC
DE | TYNDP2026 | LEV | 2035 | TWh | 270 | Sub_sector | Transport | Vans | Transport (vans) | Energetic | transport_vans_final_demand_ammonia | Ammonia | EU | Energy demand | 0 | FEC
DE | TYNDP2026 | LEV | 2035 | TWh | 272 | Sub_sector | Transport | Freight trains | Transport (trains) | Energetic | transport_trains_final_demand_electricity | Electricity | EU | Energy demand | 15.0556 | FEC
DE | TYNDP2026 | LEV | 2035 | TWh | 273 | Sub_sector | Transport | Freight trains | Transport (trains) | Energetic | transport_trains_final_demand_hydrogen | Hydrogen | EU | Energy demand | 0.53171 | FEC
DE | TYNDP2026 | LEV | 2035 | TWh | 274 | Sub_sector | Transport | Freight trains | Transport (trains) | Energetic | transport_trains_final_demand_methane | Methane | EU | Energy demand | 0 | FEC
DE | TYNDP2026 | LEV | 2035 | TWh | 275 | Sub_sector | Transport | Freight trains | Transport (trains) | Energetic | transport_trains_final_demand_heat | Heat | EU | Energy demand | 0 | FEC
DE | TYNDP2026 | LEV | 2035 | TWh | 276 | Sub_sector | Transport | Freight trains | Transport (trains) | Energetic | transport_trains_final_demand_biomass | Biomass | EU | Energy demand | 0 | FEC
DE | TYNDP2026 | LEV | 2035 | TWh | 277 | Sub_sector | Transport | Freight trains | Transport (trains) | Energetic | transport_trains_final_demand_coal | Solids | EU | Energy demand | 0 | FEC
DE | TYNDP2026 | LEV | 2035 | TWh | 278 | Sub_sector | Transport | Freight trains | Transport (trains) | Energetic | transport_trains_final_demand_oil | Liquids | EU | Energy demand | 1.4661 | FEC
DE | TYNDP2026 | LEV | 2035 | TWh | 279 | Sub_sector | Transport | Freight trains | Transport (trains) | Energetic | transport_trains_final_demand_other | Others | EU | Energy demand | 0 | FEC
DE | TYNDP2026 | LEV | 2035 | TWh | 280 | Sub_sector | Transport | Freight trains | Transport (trains) | Energetic | transport_trains_final_demand_ammonia | Ammonia | EU | Energy demand | 0 | FEC
DE | TYNDP2026 | LEV | 2035 | TWh | 282 | Sub_sector | Transport | Ships | Transport (ships) | Energetic | transport_ships_final_demand_electricity | Electricity | EU | Energy demand | 0.12341 | FEC
DE | TYNDP2026 | LEV | 2035 | TWh | 283 | Sub_sector | Transport | Ships | Transport (ships) | Energetic | transport_ships_final_demand_hydrogen | Hydrogen | EU | Energy demand | 0.24378 | FEC
DE | TYNDP2026 | LEV | 2035 | TWh | 284 | Sub_sector | Transport | Ships | Transport (ships) | Energetic | transport_ships_final_demand_methane | Methane | EU | Energy demand | 0 | FEC
DE | TYNDP2026 | LEV | 2035 | TWh | 285 | Sub_sector | Transport | Ships | Transport (ships) | Energetic | transport_ships_final_demand_heat | Heat | EU | Energy demand | 0 | FEC
DE | TYNDP2026 | LEV | 2035 | TWh | 286 | Sub_sector | Transport | Ships | Transport (ships) | Energetic | transport_ships_final_demand_biomass | Biomass | EU | Energy demand | 0 | FEC
DE | TYNDP2026 | LEV | 2035 | TWh | 287 | Sub_sector | Transport | Ships | Transport (ships) | Energetic | transport_ships_final_demand_coal | Solids | EU | Energy demand | 0 | FEC
DE | TYNDP2026 | LEV | 2035 | TWh | 288 | Sub_sector | Transport | Ships | Transport (ships) | Energetic | transport_ships_final_demand_oil | Liquids | EU | Energy demand | 2.7265 | FEC
DE | TYNDP2026 | LEV | 2035 | TWh | 289 | Sub_sector | Transport | Ships | Transport (ships) | Energetic | transport_ships_final_demand_other | Others | EU | Energy demand | 0 | FEC
DE | TYNDP2026 | LEV | 2035 | TWh | 290 | Sub_sector | Transport | Ships | Transport (ships) | Energetic | transport_ships_final_demand_ammonia | Ammonia | EU | Energy demand | 0 | FEC
DE | TYNDP2026 | LEV | 2035 | TWh | 292 | Sub_sector | Transport | Planes | Transport (planes) | Energetic | transport_planes_final_demand_electricity | Electricity | EU | Energy demand | 0.24279 | FEC
DE | TYNDP2026 | LEV | 2035 | TWh | 293 | Sub_sector | Transport | Planes | Transport (planes) | Energetic | transport_planes_final_demand_hydrogen | Hydrogen | EU | Energy demand | 0.2712 | FEC
DE | TYNDP2026 | LEV | 2035 | TWh | 294 | Sub_sector | Transport | Planes | Transport (planes) | Energetic | transport_planes_final_demand_methane | Methane | EU | Energy demand | 0 | FEC
DE | TYNDP2026 | LEV | 2035 | TWh | 295 | Sub_sector | Transport | Planes | Transport (planes) | Energetic | transport_planes_final_demand_heat | Heat | EU | Energy demand | 0 | FEC
DE | TYNDP2026 | LEV | 2035 | TWh | 296 | Sub_sector | Transport | Planes | Transport (planes) | Energetic | transport_planes_final_demand_biomass | Biomass | EU | Energy demand | 0 | FEC
DE | TYNDP2026 | LEV | 2035 | TWh | 297 | Sub_sector | Transport | Planes | Transport (planes) | Energetic | transport_planes_final_demand_coal | Solids | EU | Energy demand | 0 | FEC
DE | TYNDP2026 | LEV | 2035 | TWh | 298 | Sub_sector | Transport | Planes | Transport (planes) | Energetic | transport_planes_final_demand_oil | Liquids | EU | Energy demand | 3.9434 | FEC
DE | TYNDP2026 | LEV | 2035 | TWh | 299 | Sub_sector | Transport | Planes | Transport (planes) | Energetic | transport_planes_final_demand_other | Others | EU | Energy demand | 0 | FEC
DE | TYNDP2026 | LEV | 2035 | TWh | 300 | Sub_sector | Transport | Planes | Transport (planes) | Energetic | transport_planes_final_demand_ammonia | Ammonia | EU | Energy demand | 0 | FEC
DE | TYNDP2026 | LEV | 2035 | TWh | 302 | Sub_sector | Transport | Others | Transport (others) | Energetic | transport_other_final_demand_electricity | Electricity | EU | Energy demand | 0.15171 | FEC
DE | TYNDP2026 | LEV | 2035 | TWh | 303 | Sub_sector | Transport | Others | Transport (others) | Energetic | transport_other_final_demand_hydrogen | Hydrogen | EU | Energy demand | 0 | FEC
DE | TYNDP2026 | LEV | 2035 | TWh | 304 | Sub_sector | Transport | Others | Transport (others) | Energetic | transport_other_final_demand_methane | Methane | EU | Energy demand | 0 | FEC
DE | TYNDP2026 | LEV | 2035 | TWh | 305 | Sub_sector | Transport | Others | Transport (others) | Energetic | transport_other_final_demand_heat | Heat | EU | Energy demand | 0 | FEC
DE | TYNDP2026 | LEV | 2035 | TWh | 306 | Sub_sector | Transport | Others | Transport (others) | Energetic | transport_other_final_demand_biomass | Biomass | EU | Energy demand | 0 | FEC
DE | TYNDP2026 | LEV | 2035 | TWh | 307 | Sub_sector | Transport | Others | Transport (others) | Energetic | transport_other_final_demand_coal | Solids | EU | Energy demand | 0 | FEC
DE | TYNDP2026 | LEV | 2035 | TWh | 308 | Sub_sector | Transport | Others | Transport (others) | Energetic | transport_other_final_demand_oil | Liquids | EU | Energy demand | 0 | FEC
DE | TYNDP2026 | LEV | 2035 | TWh | 309 | Sub_sector | Transport | Others | Transport (others) | Energetic | transport_other_final_demand_other | Others | EU | Energy demand | 0 | FEC
DE | TYNDP2026 | LEV | 2035 | TWh | 310 | Sub_sector | Transport | Others | Transport (others) | Energetic | transport_other_final_demand_ammonia | Ammonia | EU | Energy demand | 0 | FEC
DE | TYNDP2026 | LEV | 2035 | TWh | 312 | Sub_sector | International transport | International aviation | Transport (int. aviation) | Energetic | transport_int_aviation_final_demand_electricity | Electricity | EU | Energy demand | 0 | FEC
DE | TYNDP2026 | LEV | 2035 | TWh | 313 | Sub_sector | International transport | International aviation | Transport (int. aviation) | Energetic | transport_int_aviation_final_demand_hydrogen | Hydrogen | EU | Energy demand | 0 | FEC
DE | TYNDP2026 | LEV | 2035 | TWh | 314 | Sub_sector | International transport | International aviation | Transport (int. aviation) | Energetic | transport_int_aviation_final_demand_methane | Methane | EU | Energy demand | 0 | FEC
DE | TYNDP2026 | LEV | 2035 | TWh | 315 | Sub_sector | International transport | International aviation | Transport (int. aviation) | Energetic | transport_int_aviation_final_demand_heat | Heat | EU | Energy demand | 0 | FEC
DE | TYNDP2026 | LEV | 2035 | TWh | 316 | Sub_sector | International transport | International aviation | Transport (int. aviation) | Energetic | transport_int_aviation_final_demand_biofuels | Biomass | EU | Energy demand | 0 | FEC
DE | TYNDP2026 | LEV | 2035 | TWh | 317 | Sub_sector | International transport | International aviation | Transport (int. aviation) | Energetic | transport_int_aviation_final_demand_coal | Solids | EU | Energy demand | 0 | FEC
DE | TYNDP2026 | LEV | 2035 | TWh | 318 | Sub_sector | International transport | International aviation | Transport (int. aviation) | Energetic | transport_int_aviation_final_demand_oil | Liquids | EU | Energy demand | 131.7633 | FEC
DE | TYNDP2026 | LEV | 2035 | TWh | 319 | Sub_sector | International transport | International aviation | Transport (int. aviation) | Energetic | transport_int_aviation_final_demand_other | Others | EU | Energy demand | 0 | FEC
DE | TYNDP2026 | LEV | 2035 | TWh | 320 | Sub_sector | International transport | International aviation | Transport (int. aviation) | Energetic | transport_int_aviation_final_demand_ammonia | Ammonia | EU | Energy demand | 0 | FEC
DE | TYNDP2026 | LEV | 2035 | TWh | 322 | Sub_sector | International transport | International shipping | Transport (int. shipping) | Energetic | transport_int_shipping_final_demand_electricity | Electricity | EU | Energy demand | 0 | not_included_in_FEC
DE | TYNDP2026 | LEV | 2035 | TWh | 323 | Sub_sector | International transport | International shipping | Transport (int. shipping) | Energetic | transport_int_shipping_final_demand_hydrogen | Hydrogen | EU | Energy demand | 0 | not_included_in_FEC
DE | TYNDP2026 | LEV | 2035 | TWh | 324 | Sub_sector | International transport | International shipping | Transport (int. shipping) | Energetic | transport_int_shipping_final_demand_methane | Methane | EU | Energy demand | 0 | not_included_in_FEC
DE | TYNDP2026 | LEV | 2035 | TWh | 325 | Sub_sector | International transport | International shipping | Transport (int. shipping) | Energetic | transport_int_shipping_final_demand_heat | Heat | EU | Energy demand | 0 | not_included_in_FEC
DE | TYNDP2026 | LEV | 2035 | TWh | 326 | Sub_sector | International transport | International shipping | Transport (int. shipping) | Energetic | transport_int_shipping_final_demand_biofuels | Biomass | EU | Energy demand | 0 | not_included_in_FEC
DE | TYNDP2026 | LEV | 2035 | TWh | 327 | Sub_sector | International transport | International shipping | Transport (int. shipping) | Energetic | transport_int_shipping_final_demand_coal | Solids | EU | Energy demand | 0 | not_included_in_FEC
DE | TYNDP2026 | LEV | 2035 | TWh | 328 | Sub_sector | International transport | International shipping | Transport (int. shipping) | Energetic | transport_int_shipping_final_demand_oil | Liquids | EU | Energy demand | 17.6878 | not_included_in_FEC
DE | TYNDP2026 | LEV | 2035 | TWh | 329 | Sub_sector | International transport | International shipping | Transport (int. shipping) | Energetic | transport_int_shipping_final_demand_other | Others | EU | Energy demand | 0 | not_included_in_FEC
DE | TYNDP2026 | LEV | 2035 | TWh | 330 | Sub_sector | International transport | International shipping | Transport (int. shipping) | Energetic | transport_int_shipping_final_demand_ammonia | Ammonia | EU | Energy demand | 0 | not_included_in_FEC
DE | TYNDP2026 | LEV | 2035 | TWh | 332 | Sub_sector | Households | Space heating | Households (heating) | Energetic | households_heating_final_demand_electricity | Electricity | EU | Energy demand | 30.7553 | FEC
DE | TYNDP2026 | LEV | 2035 | TWh | 333 | Sub_sector | Households | Space heating | Households (heating) | Energetic | households_heating_final_demand_hydrogen | Hydrogen | EU | Energy demand | 5.849 | FEC
DE | TYNDP2026 | LEV | 2035 | TWh | 334 | Sub_sector | Households | Space heating | Households (heating) | Energetic | households_heating_final_demand_methane | Methane | EU | Energy demand | 105.9292 | FEC
DE | TYNDP2026 | LEV | 2035 | TWh | 335 | Sub_sector | Households | Space heating | Households (heating) | Energetic | households_heating_final_demand_heat | Heat | EU | Energy demand | 34.787 | FEC
DE | TYNDP2026 | LEV | 2035 | TWh | 336 | Sub_sector | Households | Space heating | Households (heating) | Energetic | households_heating_final_demand_biomass | Biomass | EU | Energy demand | 78.7391 | FEC
DE | TYNDP2026 | LEV | 2035 | TWh | 337 | Sub_sector | Households | Space heating | Households (heating) | Energetic | households_heating_final_demand_coal | Solids | EU | Energy demand | 0 | FEC
DE | TYNDP2026 | LEV | 2035 | TWh | 338 | Sub_sector | Households | Space heating | Households (heating) | Energetic | households_heating_final_demand_oil | Liquids | EU | Energy demand | 22.8117 | FEC
DE | TYNDP2026 | LEV | 2035 | TWh | 339 | Sub_sector | Households | Space heating | Households (heating) | Energetic | households_heating_final_demand_other | Others | EU | Energy demand | 0 | FEC
DE | TYNDP2026 | LEV | 2035 | TWh | 340 | Sub_sector | Households | Space heating | Households (heating) | Energetic | households_heating_final_demand_ammonia | Ammonia | EU | Energy demand | 0 | FEC
DE | TYNDP2026 | LEV | 2035 | TWh | 343 | Sub_sector | Households | Cooling | Households (cooling) | Energetic | households_cooling_final_demand_electricity | Electricity | EU | Energy demand | 1.4806 | FEC
DE | TYNDP2026 | LEV | 2035 | TWh | 344 | Sub_sector | Households | Cooling | Households (cooling) | Energetic | households_cooling_final_demand_hydrogen | Hydrogen | EU | Energy demand | 0 | FEC
DE | TYNDP2026 | LEV | 2035 | TWh | 345 | Sub_sector | Households | Cooling | Households (cooling) | Energetic | households_cooling_final_demand_methane | Methane | EU | Energy demand | 0 | FEC
DE | TYNDP2026 | LEV | 2035 | TWh | 346 | Sub_sector | Households | Cooling | Households (cooling) | Energetic | households_cooling_final_demand_heat | Heat | EU | Energy demand | 0 | FEC
DE | TYNDP2026 | LEV | 2035 | TWh | 347 | Sub_sector | Households | Cooling | Households (cooling) | Energetic | households_cooling_final_demand_biomass | Biomass | EU | Energy demand | 0 | FEC
DE | TYNDP2026 | LEV | 2035 | TWh | 348 | Sub_sector | Households | Cooling | Households (cooling) | Energetic | households_cooling_final_demand_coal | Solids | EU | Energy demand | 0 | FEC
DE | TYNDP2026 | LEV | 2035 | TWh | 349 | Sub_sector | Households | Cooling | Households (cooling) | Energetic | households_cooling_final_demand_oil | Liquids | EU | Energy demand | 0 | FEC
DE | TYNDP2026 | LEV | 2035 | TWh | 350 | Sub_sector | Households | Cooling | Households (cooling) | Energetic | households_cooling_final_demand_other | Others | EU | Energy demand | 0 | FEC
DE | TYNDP2026 | LEV | 2035 | TWh | 351 | Sub_sector | Households | Cooling | Households (cooling) | Energetic | households_cooling_final_demand_ammonia | Ammonia | EU | Energy demand | 0 | FEC
DE | TYNDP2026 | LEV | 2035 | TWh | 354 | Sub_sector | Households | Hot water | Households (hot water) | Energetic | households_hot_water_final_demand_electricity | Electricity | EU | Energy demand | 16.8509 | FEC
DE | TYNDP2026 | LEV | 2035 | TWh | 355 | Sub_sector | Households | Hot water | Households (hot water) | Energetic | households_hot_water_final_demand_hydrogen | Hydrogen | EU | Energy demand | 2.3991 | FEC
DE | TYNDP2026 | LEV | 2035 | TWh | 356 | Sub_sector | Households | Hot water | Households (hot water) | Energetic | households_hot_water_final_demand_methane | Methane | EU | Energy demand | 31.2504 | FEC
DE | TYNDP2026 | LEV | 2035 | TWh | 357 | Sub_sector | Households | Hot water | Households (hot water) | Energetic | households_hot_water_final_demand_heat | Heat | EU | Energy demand | 16.3063 | FEC
DE | TYNDP2026 | LEV | 2035 | TWh | 358 | Sub_sector | Households | Hot water | Households (hot water) | Energetic | households_hot_water_final_demand_biomass | Biomass | EU | Energy demand | 17.7164 | FEC
DE | TYNDP2026 | LEV | 2035 | TWh | 359 | Sub_sector | Households | Hot water | Households (hot water) | Energetic | households_hot_water_final_demand_coal | Solids | EU | Energy demand | 0 | FEC
DE | TYNDP2026 | LEV | 2035 | TWh | 360 | Sub_sector | Households | Hot water | Households (hot water) | Energetic | households_hot_water_final_demand_oil | Liquids | EU | Energy demand | 3.3007 | FEC
DE | TYNDP2026 | LEV | 2035 | TWh | 361 | Sub_sector | Households | Hot water | Households (hot water) | Energetic | households_hot_water_final_demand_other | Others | EU | Energy demand | 19.6704 | FEC
DE | TYNDP2026 | LEV | 2035 | TWh | 362 | Sub_sector | Households | Hot water | Households (hot water) | Energetic | households_hot_water_final_demand_ammonia | Ammonia | EU | Energy demand | 0 | FEC
DE | TYNDP2026 | LEV | 2035 | TWh | 365 | Sub_sector | Households | Appliances | Households (appliances) | Energetic | households_appliances_final_demand_electricity | Electricity | EU | Energy demand | 91.5431 | FEC
DE | TYNDP2026 | LEV | 2035 | TWh | 366 | Sub_sector | Households | Appliances | Households (appliances) | Energetic | households_appliances_final_demand_hydrogen | Hydrogen | EU | Energy demand | 0 | FEC
DE | TYNDP2026 | LEV | 2035 | TWh | 367 | Sub_sector | Households | Appliances | Households (appliances) | Energetic | households_appliances_final_demand_methane | Methane | EU | Energy demand | 10.1899 | FEC
DE | TYNDP2026 | LEV | 2035 | TWh | 368 | Sub_sector | Households | Appliances | Households (appliances) | Energetic | households_appliances_final_demand_heat | Heat | EU | Energy demand | 0 | FEC
DE | TYNDP2026 | LEV | 2035 | TWh | 369 | Sub_sector | Households | Appliances | Households (appliances) | Energetic | households_appliances_final_demand_biomass | Biomass | EU | Energy demand | 0 | FEC
DE | TYNDP2026 | LEV | 2035 | TWh | 370 | Sub_sector | Households | Appliances | Households (appliances) | Energetic | households_appliances_final_demand_coal | Solids | EU | Energy demand | 0 | FEC
DE | TYNDP2026 | LEV | 2035 | TWh | 371 | Sub_sector | Households | Appliances | Households (appliances) | Energetic | households_appliances_final_demand_oil | Liquids | EU | Energy demand | 0 | FEC
DE | TYNDP2026 | LEV | 2035 | TWh | 372 | Sub_sector | Households | Appliances | Households (appliances) | Energetic | households_appliances_final_demand_other | Others | EU | Energy demand | 0 | FEC
DE | TYNDP2026 | LEV | 2035 | TWh | 373 | Sub_sector | Households | Appliances | Households (appliances) | Energetic | households_appliances_final_demand_ammonia | Ammonia | EU | Energy demand | 0 | FEC
DE | TYNDP2026 | LEV | 2035 | TWh | 375 | Sub_sector | Buildings | Space heating | Buildings (heat) | Energetic | buildings_heat_final_demand_electricity | Electricity | EU | Energy demand | 14.0746 | FEC
DE | TYNDP2026 | LEV | 2035 | TWh | 376 | Sub_sector | Buildings | Space heating | Buildings (heat) | Energetic | buildings_heat_final_demand_hydrogen | Hydrogen | EU | Energy demand | 2.6439 | FEC
DE | TYNDP2026 | LEV | 2035 | TWh | 377 | Sub_sector | Buildings | Space heating | Buildings (heat) | Energetic | buildings_heat_final_demand_methane | Methane | EU | Energy demand | 31.7091 | FEC
DE | TYNDP2026 | LEV | 2035 | TWh | 378 | Sub_sector | Buildings | Space heating | Buildings (heat) | Energetic | buildings_heat_final_demand_heat | Heat | EU | Energy demand | 13.3417 | FEC
DE | TYNDP2026 | LEV | 2035 | TWh | 379 | Sub_sector | Buildings | Space heating | Buildings (heat) | Energetic | buildings_heat_final_demand_biomass | Biomass | EU | Energy demand | 24.9912 | FEC
DE | TYNDP2026 | LEV | 2035 | TWh | 380 | Sub_sector | Buildings | Space heating | Buildings (heat) | Energetic | buildings_heat_final_demand_coal | Solids | EU | Energy demand | 0 | FEC
DE | TYNDP2026 | LEV | 2035 | TWh | 381 | Sub_sector | Buildings | Space heating | Buildings (heat) | Energetic | buildings_heat_final_demand_oil | Liquids | EU | Energy demand | 6.6143 | FEC
DE | TYNDP2026 | LEV | 2035 | TWh | 382 | Sub_sector | Buildings | Space heating | Buildings (heat) | Energetic | buildings_heat_final_demand_other | Others | EU | Energy demand | 5.1641 | FEC
DE | TYNDP2026 | LEV | 2035 | TWh | 383 | Sub_sector | Buildings | Space heating | Buildings (heat) | Energetic | buildings_heat_final_demand_ammonia | Ammonia | EU | Energy demand | 0 | FEC
DE | TYNDP2026 | LEV | 2035 | TWh | 386 | Sub_sector | Buildings | Cooling | Buildings (cooling) | Energetic | buildings_cooling_final_demand_electricity | Electricity | EU | Energy demand | 5.9531 | FEC
DE | TYNDP2026 | LEV | 2035 | TWh | 387 | Sub_sector | Buildings | Cooling | Buildings (cooling) | Energetic | buildings_cooling_final_demand_hydrogen | Hydrogen | EU | Energy demand | 0 | FEC
DE | TYNDP2026 | LEV | 2035 | TWh | 388 | Sub_sector | Buildings | Cooling | Buildings (cooling) | Energetic | buildings_cooling_final_demand_methane | Methane | EU | Energy demand | 0 | FEC
DE | TYNDP2026 | LEV | 2035 | TWh | 389 | Sub_sector | Buildings | Cooling | Buildings (cooling) | Energetic | buildings_cooling_final_demand_heat | Heat | EU | Energy demand | 0 | FEC
DE | TYNDP2026 | LEV | 2035 | TWh | 390 | Sub_sector | Buildings | Cooling | Buildings (cooling) | Energetic | buildings_cooling_final_demand_biomass | Biomass | EU | Energy demand | 0 | FEC
DE | TYNDP2026 | LEV | 2035 | TWh | 391 | Sub_sector | Buildings | Cooling | Buildings (cooling) | Energetic | buildings_cooling_final_demand_coal | Solids | EU | Energy demand | 0 | FEC
DE | TYNDP2026 | LEV | 2035 | TWh | 392 | Sub_sector | Buildings | Cooling | Buildings (cooling) | Energetic | buildings_cooling_final_demand_oil | Liquids | EU | Energy demand | 0 | FEC
DE | TYNDP2026 | LEV | 2035 | TWh | 393 | Sub_sector | Buildings | Cooling | Buildings (cooling) | Energetic | buildings_cooling_final_demand_other | Others | EU | Energy demand | 0 | FEC
DE | TYNDP2026 | LEV | 2035 | TWh | 394 | Sub_sector | Buildings | Cooling | Buildings (cooling) | Energetic | buildings_cooling_final_demand_ammonia | Ammonia | EU | Energy demand | 0 | FEC
DE | TYNDP2026 | LEV | 2035 | TWh | 397 | Sub_sector | Buildings | Appliances | Buildings (appliances) | Energetic | buildings_appliances_final_demand_electricity | Electricity | EU | Energy demand | 70.7137 | FEC
DE | TYNDP2026 | LEV | 2035 | TWh | 398 | Sub_sector | Buildings | Appliances | Buildings (appliances) | Energetic | buildings_appliances_final_demand_hydrogen | Hydrogen | EU | Energy demand | 0 | FEC
DE | TYNDP2026 | LEV | 2035 | TWh | 399 | Sub_sector | Buildings | Appliances | Buildings (appliances) | Energetic | buildings_appliances_final_demand_methane | Methane | EU | Energy demand | 37.0407 | FEC
DE | TYNDP2026 | LEV | 2035 | TWh | 400 | Sub_sector | Buildings | Appliances | Buildings (appliances) | Energetic | buildings_appliances_final_demand_heat | Heat | EU | Energy demand | 0 | FEC
DE | TYNDP2026 | LEV | 2035 | TWh | 401 | Sub_sector | Buildings | Appliances | Buildings (appliances) | Energetic | buildings_appliances_final_demand_biomass | Biomass | EU | Energy demand | 0 | FEC
DE | TYNDP2026 | LEV | 2035 | TWh | 402 | Sub_sector | Buildings | Appliances | Buildings (appliances) | Energetic | buildings_appliances_final_demand_coal | Solids | EU | Energy demand | 0 | FEC
DE | TYNDP2026 | LEV | 2035 | TWh | 403 | Sub_sector | Buildings | Appliances | Buildings (appliances) | Energetic | buildings_appliances_final_demand_oil | Liquids | EU | Energy demand | 0 | FEC
DE | TYNDP2026 | LEV | 2035 | TWh | 404 | Sub_sector | Buildings | Appliances | Buildings (appliances) | Energetic | buildings_appliances_final_demand_other | Others | EU | Energy demand | 0 | FEC
DE | TYNDP2026 | LEV | 2035 | TWh | 405 | Sub_sector | Buildings | Appliances | Buildings (appliances) | Energetic | buildings_appliances_final_demand_ammonia | Ammonia | EU | Energy demand | 0 | FEC
DE | TYNDP2026 | LEV | 2035 | TWh | 407 | Sub_sector | Buildings | Datacenters | Datacenters & ICT | Energetic | datacentres_final_demand_electricity_energetic | Electricity | EU | Energy demand | 66.7513 | FEC
DE | TYNDP2026 | LEV | 2035 | TWh | 408 | Sub_sector | Buildings | Datacenters | Datacenters & ICT | Energetic | datacentres_final_demand_hydrogen_energetic | Hydrogen | EU | Energy demand | 0 | FEC
DE | TYNDP2026 | LEV | 2035 | TWh | 409 | Sub_sector | Buildings | Datacenters | Datacenters & ICT | Energetic | datacentres_final_demand_methane_energetic | Methane | EU | Energy demand | 0 | FEC
DE | TYNDP2026 | LEV | 2035 | TWh | 410 | Sub_sector | Buildings | Datacenters | Datacenters & ICT | Energetic | datacentres_final_demand_heat_energetic | Heat | EU | Energy demand | 0 | FEC
DE | TYNDP2026 | LEV | 2035 | TWh | 411 | Sub_sector | Buildings | Datacenters | Datacenters & ICT | Energetic | datacentres_final_demand_biomass_energetic | Biomass | EU | Energy demand | 0 | FEC
DE | TYNDP2026 | LEV | 2035 | TWh | 412 | Sub_sector | Buildings | Datacenters | Datacenters & ICT | Energetic | datacentres_final_demand_coal_energetic | Solids | EU | Energy demand | 0 | FEC
DE | TYNDP2026 | LEV | 2035 | TWh | 413 | Sub_sector | Buildings | Datacenters | Datacenters & ICT | Energetic | datacentres_final_demand_oil_energetic | Liquids | EU | Energy demand | 0 | FEC
DE | TYNDP2026 | LEV | 2035 | TWh | 414 | Sub_sector | Buildings | Datacenters | Datacenters & ICT | Energetic | datacentres_final_demand_other_energetic | Others | EU | Energy demand | 0 | FEC
DE | TYNDP2026 | LEV | 2035 | TWh | 415 | Sub_sector | Buildings | Datacenters | Datacenters & ICT | Energetic | datacentres_final_demand_ammonia_energetic | Ammonia | EU | Energy demand | 0 | FEC
DE | TYNDP2026 | LEV | 2035 | TWh | 417 | Sub_sector | Transport | Others_Sector | Others_Sector | Energetic | other_final_demand_electricity_energetic | Electricity | EU | Energy demand | 0 | FEC
DE | TYNDP2026 | LEV | 2035 | TWh | 418 | Sub_sector | Transport | Others_Sector | Others_Sector | Energetic | other_final_demand_hydrogen_energetic | Hydrogen | EU | Energy demand | 0 | FEC
DE | TYNDP2026 | LEV | 2035 | TWh | 419 | Sub_sector | Transport | Pipeline Transport | Others_Sector | Energetic | other_final_demand_methane_energetic | Methane | EU | Energy demand | 3.2808 | FEC
DE | TYNDP2026 | LEV | 2035 | TWh | 420 | Sub_sector | Transport | Others_Sector | Others_Sector | Energetic | other_final_demand_heat_energetic | Heat | EU | Energy demand | 0 | FEC
DE | TYNDP2026 | LEV | 2035 | TWh | 421 | Sub_sector | Transport | Others_Sector | Others_Sector | Energetic | other_final_demand_biomass_energetic | Biomass | EU | Energy demand | 0 | FEC
DE | TYNDP2026 | LEV | 2035 | TWh | 422 | Sub_sector | Transport | Others_Sector | Others_Sector | Energetic | other_final_demand_coal_energetic | Solids | EU | Energy demand | 0 | FEC
DE | TYNDP2026 | LEV | 2035 | TWh | 423 | Sub_sector | Transport | Others_Sector | Others_Sector | Energetic | other_final_demand_oil_energetic | Liquids | EU | Energy demand | 0.974 | FEC
DE | TYNDP2026 | LEV | 2035 | TWh | 424 | Sub_sector | Others_Sector | Others_Sector | Others_Sector | Non-energetic | other_final_demand_oil_non_energetic | Liquids | EU | Energy demand | 1.6053 | not_included_in_FEC
DE | TYNDP2026 | LEV | 2035 | TWh | 425 | Sub_sector | Transport | Others_Sector | Others_Sector | Energetic | other_final_demand_other_energetic | Others | EU | Energy demand | 0 | FEC
DE | TYNDP2026 | LEV | 2035 | TWh | 426 | Sub_sector | Transport | Others_Sector | Others_Sector | Energetic | other_final_demand_ammonia_energetic | Ammonia | EU | Energy demand | 0 | FEC
DE | TYNDP2026 | LEV | 2035 | TWh | 427 | Sub_sector | Industry | Surplus_Heat_in_Industry | Surplus_Heat_in_Industry | Energetic | final_demand_of_industry_unused_local_production_steam_hot_water | Heat | EU | Energy demand | 0 | FEC
DE | TYNDP2026 | LEV | 2035 | TWh | 429 | Sub_sector | Agriculture | Total | Agriculture | Energetic | agriculture_final_demand_electricity_energetic | Electricity | EU | Energy demand | 5.133 | FEC
DE | TYNDP2026 | LEV | 2035 | TWh | 430 | Sub_sector | Agriculture | Total | Agriculture | Energetic | agriculture_final_demand_hydrogen_energetic | Hydrogen | EU | Energy demand | 0 | FEC
DE | TYNDP2026 | LEV | 2035 | TWh | 431 | Sub_sector | Agriculture | Total | Agriculture | Energetic | agriculture_final_demand_methane_energetic | Methane | EU | Energy demand | 20.0047 | FEC
DE | TYNDP2026 | LEV | 2035 | TWh | 432 | Sub_sector | Agriculture | Total | Agriculture | Energetic | agriculture_final_demand_heat_energetic | Heat | EU | Energy demand | 0 | FEC
DE | TYNDP2026 | LEV | 2035 | TWh | 433 | Sub_sector | Agriculture | Total | Agriculture | Energetic | agriculture_final_demand_biomass_energetic | Biomass | EU | Energy demand | 2.9697 | FEC
DE | TYNDP2026 | LEV | 2035 | TWh | 434 | Sub_sector | Agriculture | Total | Agriculture | Energetic | agriculture_final_demand_coal_energetic | Solids | EU | Energy demand | 0 | FEC
DE | TYNDP2026 | LEV | 2035 | TWh | 435 | Sub_sector | Agriculture | Total | Agriculture | Energetic | agriculture_final_demand_oil_energetic | Liquids | EU | Energy demand | 4.0411 | FEC
DE | TYNDP2026 | LEV | 2035 | TWh | 436 | Sub_sector | Agriculture | Total | Agriculture | Energetic | agriculture_final_demand_other_energetic | Others | EU | Energy demand | 0 | FEC
DE | TYNDP2026 | LEV | 2035 | TWh | 437 | Sub_sector | Agriculture | Total | Agriculture | Energetic | agriculture_final_demand_ammonia_energetic | Ammonia | EU | Energy demand | 0 | FEC
DE | TYNDP2026 | LEV | 2035 | TWh | 447 | Sub_sector | Buildings | Surplus Energy | Buildings | Energetic | GAP | Electricity | EU | Energy demand | 0 | FEC
DE | TYNDP2026 | LEV | 2035 | TWh | 448 | Sub_sector | Buildings | Surplus Energy | Buildings | Energetic | GAP | Hydrogen | EU | Energy demand | 0 | FEC
DE | TYNDP2026 | LEV | 2035 | TWh | 449 | Sub_sector | Buildings | Surplus Energy | Buildings | Energetic | GAP | Methane | EU | Energy demand | 0 | FEC
DE | TYNDP2026 | LEV | 2035 | TWh | 450 | Sub_sector | Buildings | Surplus Energy | Buildings | Energetic | GAP | Heat | EU | Energy demand | 0 | FEC
DE | TYNDP2026 | LEV | 2035 | TWh | 451 | Sub_sector | Buildings | Surplus Energy | Buildings | Energetic | GAP | Biomass | EU | Energy demand | 0.020593 | FEC
DE | TYNDP2026 | LEV | 2035 | TWh | 452 | Sub_sector | Buildings | Surplus Energy | Buildings | Energetic | GAP | Solids | EU | Energy demand | 0 | FEC
DE | TYNDP2026 | LEV | 2035 | TWh | 453 | Sub_sector | Buildings | Surplus Energy | Buildings | Energetic | GAP | Liquids | EU | Energy demand | 6.5187 | FEC
DE | TYNDP2026 | LEV | 2035 | TWh | 454 | Sub_sector | Buildings | Surplus Energy | Buildings | Energetic | GAP | Others | EU | Energy demand | 0 | FEC
DE | TYNDP2026 | LEV | 2035 | TWh | 455 | Sub_sector | Buildings | Surplus Energy | Buildings | Energetic | GAP | Ammonia | EU | Energy demand | 0 | FEC
DE | TYNDP2026 | LEV | 2035 | TWh | 456 | Sub_sector | Households | Surplus Energy | Households | Energetic | GAP | Electricity | EU | Energy demand | 0 | FEC
DE | TYNDP2026 | LEV | 2035 | TWh | 457 | Sub_sector | Households | Surplus Energy | Households | Energetic | GAP | Hydrogen | EU | Energy demand | 0 | FEC
DE | TYNDP2026 | LEV | 2035 | TWh | 458 | Sub_sector | Households | Surplus Energy | Households | Energetic | GAP | Methane | EU | Energy demand | 0 | FEC
DE | TYNDP2026 | LEV | 2035 | TWh | 459 | Sub_sector | Households | Surplus Energy | Households | Energetic | GAP | Heat | EU | Energy demand | 0 | FEC
DE | TYNDP2026 | LEV | 2035 | TWh | 460 | Sub_sector | Households | Surplus Energy | Households | Energetic | GAP | Biomass | EU | Energy demand | 0 | FEC
DE | TYNDP2026 | LEV | 2035 | TWh | 461 | Sub_sector | Households | Surplus Energy | Households | Energetic | GAP | Solids | EU | Energy demand | 0 | FEC
DE | TYNDP2026 | LEV | 2035 | TWh | 462 | Sub_sector | Households | Surplus Energy | Households | Energetic | GAP | Liquids | EU | Energy demand | 0 | FEC
DE | TYNDP2026 | LEV | 2035 | TWh | 463 | Sub_sector | Households | Surplus Energy | Households | Energetic | GAP | Others | EU | Energy demand | 0 | FEC
DE | TYNDP2026 | LEV | 2035 | TWh | 464 | Sub_sector | Households | Surplus Energy | Households | Energetic | GAP | Ammonia | EU | Energy demand | 0 | FEC
DE | TYNDP2026 | LEV | 2040 | TWh | 102 | Sub_sector | Industry | Aluminium | Industry (aluminium) | Energetic | industry_aluminium_demand_electricity_energetic | Electricity | EU | Energy demand | 3.774 | FEC
DE | TYNDP2026 | LEV | 2040 | TWh | 103 | Sub_sector | Industry | Aluminium | Industry (aluminium) | Energetic | industry_aluminium_demand_hydrogen_energetic | Hydrogen | EU | Energy demand | 0 | FEC
DE | TYNDP2026 | LEV | 2040 | TWh | 104 | Sub_sector | Industry | Aluminium | Industry (aluminium) | Energetic | industry_aluminium_demand_methane_energetic | Methane | EU | Energy demand | 0.58513 | FEC
DE | TYNDP2026 | LEV | 2040 | TWh | 105 | Sub_sector | Industry | Aluminium | Industry (aluminium) | Energetic | industry_aluminium_demand_heat_energetic | Heat | EU | Energy demand | 0 | FEC
DE | TYNDP2026 | LEV | 2040 | TWh | 106 | Sub_sector | Industry | Aluminium | Industry (aluminium) | Energetic | industry_aluminium_demand_biomass_energetic | Biomass | EU | Energy demand | 0 | FEC
DE | TYNDP2026 | LEV | 2040 | TWh | 107 | Sub_sector | Industry | Aluminium | Industry (aluminium) | Energetic | industry_aluminium_demand_coal_energetic | Solids | EU | Energy demand | 0 | FEC
DE | TYNDP2026 | LEV | 2040 | TWh | 108 | Sub_sector | Industry | Aluminium | Industry (aluminium) | Energetic | industry_aluminium_demand_oil_energetic | Liquids | EU | Energy demand | 0 | FEC
DE | TYNDP2026 | LEV | 2040 | TWh | 109 | Sub_sector | Industry | Aluminium | Industry (aluminium) | Energetic | industry_aluminium_demand_others_energetic | Others | EU | Energy demand | 0 | FEC
DE | TYNDP2026 | LEV | 2040 | TWh | 110 | Sub_sector | Industry | Aluminium | Industry (aluminium) | Energetic | industry_ammonia_demand_others_energetic | Ammonia | EU | Energy demand | 0 | FEC
DE | TYNDP2026 | LEV | 2040 | TWh | 112 | Sub_sector | Industry | Chemicals | Industry (chemicals, energetic) | Energetic | industry_chemical_demand_electricity_energetic | Electricity | EU | Energy demand | 70.5923 | FEC
DE | TYNDP2026 | LEV | 2040 | TWh | 113 | Sub_sector | Industry | Chemicals | Industry (chemicals, energetic) | Energetic | industry_chemical_demand_hydrogen_energetic | Hydrogen | EU | Energy demand | 24.6264 | FEC
DE | TYNDP2026 | LEV | 2040 | TWh | 114 | Sub_sector | Industry | Chemicals | Industry (chemicals, energetic) | Energetic | industry_chemical_demand_methane_energetic | Methane | EU | Energy demand | 21.1078 | FEC
DE | TYNDP2026 | LEV | 2040 | TWh | 115 | Sub_sector | Industry | Chemicals | Industry (chemicals, energetic) | Energetic | industry_chemical_demand_heat_energetic | Heat | EU | Energy demand | 8.9152 | FEC
DE | TYNDP2026 | LEV | 2040 | TWh | 116 | Sub_sector | Industry | Chemicals | Industry (chemicals, energetic) | Energetic | industry_chemical_demand_biomass_energetic | Biomass | EU | Energy demand | 4.4967 | FEC
DE | TYNDP2026 | LEV | 2040 | TWh | 117 | Sub_sector | Industry | Chemicals | Industry (chemicals, energetic) | Energetic | industry_chemical_demand_coal_energetic | Solids | EU | Energy demand | 1.8086 | FEC
DE | TYNDP2026 | LEV | 2040 | TWh | 118 | Sub_sector | Industry | Chemicals | Industry (chemicals, energetic) | Energetic | industry_chemical_demand_oil_energetic | Liquids | EU | Energy demand | 0 | FEC
DE | TYNDP2026 | LEV | 2040 | TWh | 119 | Sub_sector | Industry | Chemicals | Industry (chemicals, energetic) | Energetic | industry_chemical_demand_others_energetic | Others | EU | Energy demand | 0 | FEC
DE | TYNDP2026 | LEV | 2040 | TWh | 120 | Sub_sector | Industry | Chemicals | Industry (chemicals, energetic) | Energetic | industry_chemical_demand_ammonia_energetic | Ammonia | EU | Energy demand | 0 | FEC
DE | TYNDP2026 | LEV | 2040 | TWh | 122 | Sub_sector | Industry | Chemicals | Industry (chemicals, non-energetic) | Non-energetic | industry_chemical_demand_electricity_non_energetic | Electricity | EU | Energy demand | 0 | not_included_in_FEC
DE | TYNDP2026 | LEV | 2040 | TWh | 123 | Sub_sector | Industry | Chemicals | Industry (chemicals, non-energetic) | Non-energetic | industry_chemical_demand_hydrogen_non_energetic | Hydrogen | EU | Energy demand | 43.7926 | not_included_in_FEC
DE | TYNDP2026 | LEV | 2040 | TWh | 124 | Sub_sector | Industry | Chemicals | Industry (chemicals, non-energetic) | Non-energetic | industry_chemical_demand_methane_non_energetic | Methane | EU | Energy demand | 0 | not_included_in_FEC
DE | TYNDP2026 | LEV | 2040 | TWh | 125 | Sub_sector | Industry | Chemicals | Industry (chemicals, non-energetic) | Non-energetic | industry_chemical_demand_heat_non_energetic | Heat | EU | Energy demand | 0 | not_included_in_FEC
DE | TYNDP2026 | LEV | 2040 | TWh | 126 | Sub_sector | Industry | Chemicals | Industry (chemicals, non-energetic) | Non-energetic | industry_chemical_demand_biomass_non_energetic | Biomass | EU | Energy demand | 41.7398 | not_included_in_FEC
DE | TYNDP2026 | LEV | 2040 | TWh | 127 | Sub_sector | Industry | Chemicals | Industry (chemicals, non-energetic) | Non-energetic | industry_chemical_demand_coal_non_energetic | Solids | EU | Energy demand | 0 | not_included_in_FEC
DE | TYNDP2026 | LEV | 2040 | TWh | 128 | Sub_sector | Industry | Chemicals | Industry (chemicals, non-energetic) | Non-energetic | industry_chemical_demand_oil_non_energetic | Liquids | EU | Energy demand | 85.5324 | not_included_in_FEC
DE | TYNDP2026 | LEV | 2040 | TWh | 129 | Sub_sector | Industry | Chemicals | Industry (chemicals, non-energetic) | Non-energetic | industry_chemical_demand_others_non_energetic | Others | EU | Energy demand | 0 | not_included_in_FEC
DE | TYNDP2026 | LEV | 2040 | TWh | 130 | Sub_sector | Industry | Chemicals | Industry (chemicals, non-energetic) | Non-energetic | industry_chemical_demand_ammonia_non_energetic | Ammonia | EU | Energy demand | 0 | not_included_in_FEC
DE | TYNDP2026 | LEV | 2040 | TWh | 132 | Sub_sector | Industry | Fertilizers | Industry (fertilizers, energetic) | Energetic | industry_fertilizers_demand_electricity_energetic | Electricity | EU | Energy demand | 0.8176 | FEC
DE | TYNDP2026 | LEV | 2040 | TWh | 133 | Sub_sector | Industry | Fertilizers | Industry (fertilizers, energetic) | Energetic | industry_fertilizers_demand_hydrogen_energetic | Hydrogen | EU | Energy demand | 3.5683 | FEC
DE | TYNDP2026 | LEV | 2040 | TWh | 134 | Sub_sector | Industry | Fertilizers | Industry (fertilizers, energetic) | Energetic | industry_fertilizers_demand_methane_energetic | Methane | EU | Energy demand | 1.1894 | FEC
DE | TYNDP2026 | LEV | 2040 | TWh | 135 | Sub_sector | Industry | Fertilizers | Industry (fertilizers, energetic) | Energetic | industry_fertilizers_demand_heat_energetic | Heat | EU | Energy demand | 0 | FEC
DE | TYNDP2026 | LEV | 2040 | TWh | 136 | Sub_sector | Industry | Fertilizers | Industry (fertilizers, energetic) | Energetic | industry_fertilizers_demand_biomass_energetic | Biomass | EU | Energy demand | 0 | FEC
DE | TYNDP2026 | LEV | 2040 | TWh | 137 | Sub_sector | Industry | Fertilizers | Industry (fertilizers, energetic) | Energetic | industry_fertilizers_demand_coal_energetic | Solids | EU | Energy demand | 0 | FEC
DE | TYNDP2026 | LEV | 2040 | TWh | 138 | Sub_sector | Industry | Fertilizers | Industry (fertilizers, energetic) | Energetic | industry_fertilizers_demand_oil_energetic | Liquids | EU | Energy demand | 0 | FEC
DE | TYNDP2026 | LEV | 2040 | TWh | 139 | Sub_sector | Industry | Fertilizers | Industry (fertilizers, energetic) | Energetic | industry_fertilizers_demand_others_energetic | Others | EU | Energy demand | 0 | FEC
DE | TYNDP2026 | LEV | 2040 | TWh | 140 | Sub_sector | Industry | Fertilizers | Industry (fertilizers, energetic) | Energetic | industry_fertilizers_demand_ammonia_energetic | Ammonia | EU | Energy demand | 0 | FEC
DE | TYNDP2026 | LEV | 2040 | TWh | 142 | Sub_sector | Industry | Fertilizers | Industry (fertilizers, non-energetic) | Non-energetic | industry_fertilizers_demand_electricity_non_energetic | Electricity | EU | Energy demand | 0 | not_included_in_FEC
DE | TYNDP2026 | LEV | 2040 | TWh | 143 | Sub_sector | Industry | Fertilizers | Industry (fertilizers, non-energetic) | Non-energetic | industry_fertilizers_demand_hydrogen_non_energetic | Hydrogen | EU | Energy demand | 9.1082 | not_included_in_FEC
DE | TYNDP2026 | LEV | 2040 | TWh | 144 | Sub_sector | Industry | Fertilizers | Industry (fertilizers, non-energetic) | Non-energetic | industry_fertilizers_demand_methane_non_energetic | Methane | EU | Energy demand | 5.5091 | not_included_in_FEC
DE | TYNDP2026 | LEV | 2040 | TWh | 145 | Sub_sector | Industry | Fertilizers | Industry (fertilizers, non-energetic) | Non-energetic | industry_fertilizers_demand_heat_non_energetic | Heat | EU | Energy demand | 0 | not_included_in_FEC
DE | TYNDP2026 | LEV | 2040 | TWh | 146 | Sub_sector | Industry | Fertilizers | Industry (fertilizers, non-energetic) | Non-energetic | industry_fertilizers_demand_biomass_non_energetic | Biomass | EU | Energy demand | 0 | not_included_in_FEC
DE | TYNDP2026 | LEV | 2040 | TWh | 147 | Sub_sector | Industry | Fertilizers | Industry (fertilizers, non-energetic) | Non-energetic | industry_fertilizers_demand_coal_non_energetic | Solids | EU | Energy demand | 0 | not_included_in_FEC
DE | TYNDP2026 | LEV | 2040 | TWh | 148 | Sub_sector | Industry | Fertilizers | Industry (fertilizers, non-energetic) | Non-energetic | industry_fertilizers_demand_oil_non_energetic | Liquids | EU | Energy demand | 0 | not_included_in_FEC
DE | TYNDP2026 | LEV | 2040 | TWh | 149 | Sub_sector | Industry | Fertilizers | Industry (fertilizers, non-energetic) | Non-energetic | industry_fertilizers_demand_others_non_energetic | Others | EU | Energy demand | 0 | not_included_in_FEC
DE | TYNDP2026 | LEV | 2040 | TWh | 150 | Sub_sector | Industry | Fertilizers | Industry (fertilizers, non-energetic) | Non-energetic | industry_fertilizers_demand_ammonia_non_energetic | Ammonia | EU | Energy demand | 3.2768 | not_included_in_FEC
DE | TYNDP2026 | LEV | 2040 | TWh | 152 | Sub_sector | Industry | Food | Industry (food) | Energetic | industry_food_demand_electricity_energetic | Electricity | EU | Energy demand | 27.2147 | FEC
DE | TYNDP2026 | LEV | 2040 | TWh | 153 | Sub_sector | Industry | Food | Industry (food) | Energetic | industry_food_demand_hydrogen_energetic | Hydrogen | EU | Energy demand | 7.8352 | FEC
DE | TYNDP2026 | LEV | 2040 | TWh | 154 | Sub_sector | Industry | Food | Industry (food) | Energetic | industry_food_demand_methane_energetic | Methane | EU | Energy demand | 6.8881 | FEC
DE | TYNDP2026 | LEV | 2040 | TWh | 155 | Sub_sector | Industry | Food | Industry (food) | Energetic | industry_food_demand_heat_energetic | Heat | EU | Energy demand | 7.4923 | FEC
DE | TYNDP2026 | LEV | 2040 | TWh | 156 | Sub_sector | Industry | Food | Industry (food) | Energetic | industry_food_demand_biomass_energetic | Biomass | EU | Energy demand | 3.1498 | FEC
DE | TYNDP2026 | LEV | 2040 | TWh | 157 | Sub_sector | Industry | Food | Industry (food) | Energetic | industry_food_demand_coal_energetic | Solids | EU | Energy demand | 0.55717 | FEC
DE | TYNDP2026 | LEV | 2040 | TWh | 158 | Sub_sector | Industry | Food | Industry (food) | Energetic | industry_food_demand_oil_energetic | Liquids | EU | Energy demand | 0 | FEC
DE | TYNDP2026 | LEV | 2040 | TWh | 159 | Sub_sector | Industry | Food | Industry (food) | Energetic | industry_food_demand_others_energetic | Others | EU | Energy demand | 0 | FEC
DE | TYNDP2026 | LEV | 2040 | TWh | 160 | Sub_sector | Industry | Food | Industry (food) | Energetic | industry_food_demand_ammonia_energetic | Ammonia | EU | Energy demand | 0 | FEC
DE | TYNDP2026 | LEV | 2040 | TWh | 162 | Sub_sector | Industry | Metals | Industry (metal) | Energetic | industry_metal_demand_electricity_energetic | Electricity | EU | Energy demand | 3.305 | FEC
DE | TYNDP2026 | LEV | 2040 | TWh | 163 | Sub_sector | Industry | Metals | Industry (metal) | Energetic | industry_metal_demand_hydrogen_energetic | Hydrogen | EU | Energy demand | 0 | FEC
DE | TYNDP2026 | LEV | 2040 | TWh | 164 | Sub_sector | Industry | Metals | Industry (metal) | Energetic | industry_metal_demand_methane_energetic | Methane | EU | Energy demand | 4.622 | FEC
DE | TYNDP2026 | LEV | 2040 | TWh | 165 | Sub_sector | Industry | Metals | Industry (metal) | Energetic | industry_metal_demand_heat_energetic | Heat | EU | Energy demand | 0.15708 | FEC
DE | TYNDP2026 | LEV | 2040 | TWh | 166 | Sub_sector | Industry | Metals | Industry (metal) | Energetic | industry_metal_demand_biomass_energetic | Biomass | EU | Energy demand | 0 | FEC
DE | TYNDP2026 | LEV | 2040 | TWh | 167 | Sub_sector | Industry | Metals | Industry (metal) | Energetic | industry_metal_demand_coal_energetic | Solids | EU | Energy demand | 0.10867 | FEC
DE | TYNDP2026 | LEV | 2040 | TWh | 168 | Sub_sector | Industry | Metals | Industry (metal) | Energetic | industry_metal_demand_oil_energetic | Liquids | EU | Energy demand | 0.22246 | FEC
DE | TYNDP2026 | LEV | 2040 | TWh | 169 | Sub_sector | Industry | Metals | Industry (metal) | Energetic | industry_metal_demand_others_energetic | Others | EU | Energy demand | 0 | FEC
DE | TYNDP2026 | LEV | 2040 | TWh | 170 | Sub_sector | Industry | Metals | Industry (metal) | Energetic | industry_metal_demand_ammonia_energetic | Ammonia | EU | Energy demand | 0 | FEC
DE | TYNDP2026 | LEV | 2040 | TWh | 172 | Sub_sector | Industry | Others | Industry (other, energetic) | Energetic | industry_other_demand_electricity_energetic | Electricity | EU | Energy demand | 10.8569 | FEC
DE | TYNDP2026 | LEV | 2040 | TWh | 173 | Sub_sector | Industry | Others | Industry (other, energetic) | Energetic | industry_other_demand_hydrogen_energetic | Hydrogen | EU | Energy demand | 0 | FEC
DE | TYNDP2026 | LEV | 2040 | TWh | 174 | Sub_sector | Industry | Others | Industry (other, energetic) | Energetic | industry_other_demand_methane_energetic | Methane | EU | Energy demand | 0 | FEC
DE | TYNDP2026 | LEV | 2040 | TWh | 175 | Sub_sector | Industry | Others | Industry (other, energetic) | Energetic | industry_other_demand_heat_energetic | Heat | EU | Energy demand | 18.7747 | FEC
DE | TYNDP2026 | LEV | 2040 | TWh | 176 | Sub_sector | Industry | Others | Industry (other, energetic) | Energetic | industry_other_demand_biomass_energetic | Biomass | EU | Energy demand | 30.3514 | FEC
DE | TYNDP2026 | LEV | 2040 | TWh | 177 | Sub_sector | Industry | Others | Industry (other, energetic) | Energetic | industry_other_demand_coal_energetic | Solids | EU | Energy demand | 0 | FEC
DE | TYNDP2026 | LEV | 2040 | TWh | 178 | Sub_sector | Industry | Others | Industry (other, energetic) | Energetic | industry_other_demand_oil_energetic | Liquids | EU | Energy demand | 0 | FEC
DE | TYNDP2026 | LEV | 2040 | TWh | 179 | Sub_sector | Industry | Others | Industry (other, energetic) | Energetic | industry_other_demand_others_energetic | Others | EU | Energy demand | 0 | FEC
DE | TYNDP2026 | LEV | 2040 | TWh | 180 | Sub_sector | Industry | Others | Industry (other, energetic) | Energetic | industry_other_demand_ammonia_energetic | Ammonia | EU | Energy demand | 0 | FEC
DE | TYNDP2026 | LEV | 2040 | TWh | 182 | Sub_sector | Industry | Others | Industry (other, non-energetic) | Non-energetic | industry_other_demand_electricity_non_energetic | Electricity | EU | Energy demand | 0 | not_included_in_FEC
DE | TYNDP2026 | LEV | 2040 | TWh | 183 | Sub_sector | Industry | Others | Industry (other, non-energetic) | Non-energetic | industry_other_demand_hydrogen_non_energetic | Hydrogen | EU | Energy demand | 0 | not_included_in_FEC
DE | TYNDP2026 | LEV | 2040 | TWh | 184 | Sub_sector | Industry | Others | Industry (other, non-energetic) | Non-energetic | industry_other_demand_methane_non_energetic | Methane | EU | Energy demand | 0 | not_included_in_FEC
DE | TYNDP2026 | LEV | 2040 | TWh | 185 | Sub_sector | Industry | Others | Industry (other, non-energetic) | Non-energetic | industry_other_demand_heat_non_energetic | Heat | EU | Energy demand | 0 | not_included_in_FEC
DE | TYNDP2026 | LEV | 2040 | TWh | 186 | Sub_sector | Industry | Others | Industry (other, non-energetic) | Non-energetic | industry_other_demand_biomass_non_energetic | Biomass | EU | Energy demand | 0 | not_included_in_FEC
DE | TYNDP2026 | LEV | 2040 | TWh | 187 | Sub_sector | Industry | Others | Industry (other, non-energetic) | Non-energetic | industry_other_demand_coal_non_energetic | Solids | EU | Energy demand | 0 | not_included_in_FEC
DE | TYNDP2026 | LEV | 2040 | TWh | 188 | Sub_sector | Industry | Others | Industry (other, non-energetic) | Non-energetic | industry_other_demand_oil_non_energetic | Liquids | EU | Energy demand | 0 | not_included_in_FEC
DE | TYNDP2026 | LEV | 2040 | TWh | 189 | Sub_sector | Industry | Others | Industry (other, non-energetic) | Non-energetic | industry_other_demand_others_non_energetic | Others | EU | Energy demand | 0 | not_included_in_FEC
DE | TYNDP2026 | LEV | 2040 | TWh | 190 | Sub_sector | Industry | Others | Industry (other, non-energetic) | Non-energetic | industry_other_demand_ammonia_non_energetic | Ammonia | EU | Energy demand | 0 | not_included_in_FEC
DE | TYNDP2026 | LEV | 2040 | TWh | 192 | Sub_sector | Industry | Paper | Industry (paper) | Energetic | industry_paper_demand_electricity_energetic | Electricity | EU | Energy demand | 28.5741 | FEC
DE | TYNDP2026 | LEV | 2040 | TWh | 193 | Sub_sector | Industry | Paper | Industry (paper) | Energetic | industry_paper_demand_hydrogen_energetic | Hydrogen | EU | Energy demand | 7.7199 | FEC
DE | TYNDP2026 | LEV | 2040 | TWh | 194 | Sub_sector | Industry | Paper | Industry (paper) | Energetic | industry_paper_demand_methane_energetic | Methane | EU | Energy demand | 6.3291 | FEC
DE | TYNDP2026 | LEV | 2040 | TWh | 195 | Sub_sector | Industry | Paper | Industry (paper) | Energetic | industry_paper_demand_heat_energetic | Heat | EU | Energy demand | 8.249 | FEC
DE | TYNDP2026 | LEV | 2040 | TWh | 196 | Sub_sector | Industry | Paper | Industry (paper) | Energetic | industry_paper_demand_biomass_energetic | Biomass | EU | Energy demand | 3.2927 | FEC
DE | TYNDP2026 | LEV | 2040 | TWh | 197 | Sub_sector | Industry | Paper | Industry (paper) | Energetic | industry_paper_demand_coal_energetic | Solids | EU | Energy demand | 0.4827 | FEC
DE | TYNDP2026 | LEV | 2040 | TWh | 198 | Sub_sector | Industry | Paper | Industry (paper) | Energetic | industry_paper_demand_oil_energetic | Liquids | EU | Energy demand | 2.2591 | FEC
DE | TYNDP2026 | LEV | 2040 | TWh | 199 | Sub_sector | Industry | Paper | Industry (paper) | Energetic | industry_paper_demand_others_energetic | Others | EU | Energy demand | 0 | FEC
DE | TYNDP2026 | LEV | 2040 | TWh | 200 | Sub_sector | Industry | Paper | Industry (paper) | Energetic | industry_paper_demand_ammonia_energetic | Ammonia | EU | Energy demand | 0 | FEC
DE | TYNDP2026 | LEV | 2040 | TWh | 202 | Sub_sector | Industry | Refineries | Industry (refineries, energetic) | Energetic | industry_refinery_demand_electricity_energetic | Electricity | EU | Energy demand | 2.3123 | not_included_in_FEC
DE | TYNDP2026 | LEV | 2040 | TWh | 203 | Sub_sector | Industry | Refineries | Industry (refineries, energetic) | Energetic | industry_refinery_demand_hydrogen_energetic | Hydrogen | EU | Energy demand | 5.6404 | not_included_in_FEC
DE | TYNDP2026 | LEV | 2040 | TWh | 204 | Sub_sector | Industry | Refineries | Industry (refineries, energetic) | Energetic | industry_refinery_demand_methane_energetic | Methane | EU | Energy demand | 4.0955 | not_included_in_FEC
DE | TYNDP2026 | LEV | 2040 | TWh | 205 | Sub_sector | Industry | Refineries | Industry (refineries, energetic) | Energetic | industry_refinery_demand_heat_energetic | Heat | EU | Energy demand | 0.26016 | not_included_in_FEC
DE | TYNDP2026 | LEV | 2040 | TWh | 206 | Sub_sector | Industry | Refineries | Industry (refineries, energetic) | Energetic | industry_refinery_demand_biomass_energetic | Biomass | EU | Energy demand | 2.7199 | not_included_in_FEC
DE | TYNDP2026 | LEV | 2040 | TWh | 207 | Sub_sector | Industry | Refineries | Industry (refineries, energetic) | Energetic | industry_refinery_demand_coal_energetic | Solids | EU | Energy demand | 0 | not_included_in_FEC
DE | TYNDP2026 | LEV | 2040 | TWh | 208 | Sub_sector | Industry | Refineries | Industry (refineries, energetic) | Energetic | industry_refinery_demand_oil_energetic | Liquids | EU | Energy demand | 15.0032 | not_included_in_FEC
DE | TYNDP2026 | LEV | 2040 | TWh | 209 | Sub_sector | Industry | Refineries | Industry (refineries, energetic) | Energetic | industry_refinery_demand_others_energetic | Others | EU | Energy demand | 0 | not_included_in_FEC
DE | TYNDP2026 | LEV | 2040 | TWh | 210 | Sub_sector | Industry | Refineries | Industry (refineries, energetic) | Energetic | industry_refinery_demand_ammonia_energetic | Ammonia | EU | Energy demand | 0 | not_included_in_FEC
DE | TYNDP2026 | LEV | 2040 | TWh | 212 | Sub_sector | Industry | Refineries | Industry (refineries, non-energetic) | Non-energetic | industry_refinery_demand_electricity_non_energetic | Electricity | EU | Energy demand | 0 | not_included_in_FEC
DE | TYNDP2026 | LEV | 2040 | TWh | 213 | Sub_sector | Industry | Refineries | Industry (refineries, non-energetic) | Non-energetic | industry_refinery_demand_hydrogen_non_energetic | Hydrogen | EU | Energy demand | 0 | not_included_in_FEC
DE | TYNDP2026 | LEV | 2040 | TWh | 214 | Sub_sector | Industry | Refineries | Industry (refineries, non-energetic) | Non-energetic | industry_refinery_demand_methane_non_energetic | Methane | EU | Energy demand | 0 | not_included_in_FEC
DE | TYNDP2026 | LEV | 2040 | TWh | 215 | Sub_sector | Industry | Refineries | Industry (refineries, non-energetic) | Non-energetic | industry_refinery_demand_heat_non_energetic | Heat | EU | Energy demand | 0 | not_included_in_FEC
DE | TYNDP2026 | LEV | 2040 | TWh | 216 | Sub_sector | Industry | Refineries | Industry (refineries, non-energetic) | Non-energetic | industry_refinery_demand_biomass_non_energetic | Biomass | EU | Energy demand | 0 | not_included_in_FEC
DE | TYNDP2026 | LEV | 2040 | TWh | 217 | Sub_sector | Industry | Refineries | Industry (refineries, non-energetic) | Non-energetic | industry_refinery_demand_coal_non_energetic | Solids | EU | Energy demand | 0 | not_included_in_FEC
DE | TYNDP2026 | LEV | 2040 | TWh | 218 | Sub_sector | Industry | Refineries | Industry (refineries, non-energetic) | Non-energetic | industry_refinery_demand_oil_non_energetic | Liquids | EU | Energy demand | 0 | not_included_in_FEC
DE | TYNDP2026 | LEV | 2040 | TWh | 219 | Sub_sector | Industry | Refineries | Industry (refineries, non-energetic) | Non-energetic | industry_refinery_demand_others_non_energetic | Others | EU | Energy demand | 0 | not_included_in_FEC
DE | TYNDP2026 | LEV | 2040 | TWh | 220 | Sub_sector | Industry | Refineries | Industry (refineries, non-energetic) | Non-energetic | industry_refinery_demand_ammonia_non_energetic | Ammonia | EU | Energy demand | 0 | not_included_in_FEC
DE | TYNDP2026 | LEV | 2040 | TWh | 222 | Sub_sector | Industry | Steel | Industry (steel) | Energetic | industry_steel_demand_electricity_energetic | Electricity | EU | Energy demand | 31.6578 | FEC
DE | TYNDP2026 | LEV | 2040 | TWh | 223 | Sub_sector | Industry | Steel | Industry (steel) | Energetic | industry_steel_demand_hydrogen_energetic | Hydrogen | EU | Energy demand | 38.4811 | FEC
DE | TYNDP2026 | LEV | 2040 | TWh | 224 | Sub_sector | Industry | Steel | Industry (steel) | Energetic | industry_steel_demand_methane_energetic | Methane | EU | Energy demand | 27.8834 | FEC
DE | TYNDP2026 | LEV | 2040 | TWh | 225 | Sub_sector | Industry | Steel | Industry (steel) | Energetic | industry_steel_demand_heat_energetic | Heat | EU | Energy demand | 0.19405 | FEC
DE | TYNDP2026 | LEV | 2040 | TWh | 226 | Sub_sector | Industry | Steel | Industry (steel) | Energetic | industry_steel_demand_biomass_energetic | Biomass | EU | Energy demand | 0.025702 | FEC
DE | TYNDP2026 | LEV | 2040 | TWh | 227 | Sub_sector | Industry | Steel | Industry (steel) | Energetic | industry_steel_demand_coal_energetic | Solids | EU | Energy demand | 15.5836 | FEC
DE | TYNDP2026 | LEV | 2040 | TWh | 228 | Sub_sector | Industry | Steel | Industry (steel) | Energetic | industry_steel_demand_oil_energetic | Liquids | EU | Energy demand | 0.046617 | FEC
DE | TYNDP2026 | LEV | 2040 | TWh | 229 | Sub_sector | Industry | Steel | Industry (steel) | Energetic | industry_steel_demand_others_energetic | Others | EU | Energy demand | 0 | FEC
DE | TYNDP2026 | LEV | 2040 | TWh | 230 | Sub_sector | Industry | Steel | Industry (steel) | Energetic | industry_steel_demand_ammonia_energetic | Ammonia | EU | Energy demand | 0 | FEC
DE | TYNDP2026 | LEV | 2040 | TWh | 232 | Sub_sector | Transport | Cars | Transport (cars) | Energetic | transport_cars_final_demand_electricity | Electricity | EU | Energy demand | 96.2564 | FEC
DE | TYNDP2026 | LEV | 2040 | TWh | 233 | Sub_sector | Transport | Cars | Transport (cars) | Energetic | transport_cars_final_demand_hydrogen | Hydrogen | EU | Energy demand | 1.26 | FEC
DE | TYNDP2026 | LEV | 2040 | TWh | 234 | Sub_sector | Transport | Cars | Transport (cars) | Energetic | transport_cars_final_demand_methane | Methane | EU | Energy demand | 4.9132 | FEC
DE | TYNDP2026 | LEV | 2040 | TWh | 235 | Sub_sector | Transport | Cars | Transport (cars) | Energetic | transport_cars_final_demand_heat | Heat | EU | Energy demand | 0 | FEC
DE | TYNDP2026 | LEV | 2040 | TWh | 236 | Sub_sector | Transport | Cars | Transport (cars) | Energetic | transport_cars_final_demand_biomass | Biomass | EU | Energy demand | 0 | FEC
DE | TYNDP2026 | LEV | 2040 | TWh | 237 | Sub_sector | Transport | Cars | Transport (cars) | Energetic | transport_cars_final_demand_coal | Solids | EU | Energy demand | 0 | FEC
DE | TYNDP2026 | LEV | 2040 | TWh | 238 | Sub_sector | Transport | Cars | Transport (cars) | Energetic | transport_cars_final_demand_oil | Liquids | EU | Energy demand | 126.0352 | FEC
DE | TYNDP2026 | LEV | 2040 | TWh | 239 | Sub_sector | Transport | Cars | Transport (cars) | Energetic | transport_cars_final_demand_other | Others | EU | Energy demand | 0 | FEC
DE | TYNDP2026 | LEV | 2040 | TWh | 240 | Sub_sector | Transport | Cars | Transport (cars) | Energetic | transport_cars_final_demand_ammonia | Ammonia | EU | Energy demand | 0 | FEC
DE | TYNDP2026 | LEV | 2040 | TWh | 242 | Sub_sector | Transport | Busses | Transport (busses) | Energetic | transport_busses_final_demand_electricity | Electricity | EU | Energy demand | 4.458 | FEC
DE | TYNDP2026 | LEV | 2040 | TWh | 243 | Sub_sector | Transport | Busses | Transport (busses) | Energetic | transport_busses_final_demand_hydrogen | Hydrogen | EU | Energy demand | 2.2982 | FEC
DE | TYNDP2026 | LEV | 2040 | TWh | 244 | Sub_sector | Transport | Busses | Transport (busses) | Energetic | transport_busses_final_demand_methane | Methane | EU | Energy demand | 0.084975 | FEC
DE | TYNDP2026 | LEV | 2040 | TWh | 245 | Sub_sector | Transport | Busses | Transport (busses) | Energetic | transport_busses_final_demand_heat | Heat | EU | Energy demand | 0 | FEC
DE | TYNDP2026 | LEV | 2040 | TWh | 246 | Sub_sector | Transport | Busses | Transport (busses) | Energetic | transport_busses_final_demand_biomass | Biomass | EU | Energy demand | 0 | FEC
DE | TYNDP2026 | LEV | 2040 | TWh | 247 | Sub_sector | Transport | Busses | Transport (busses) | Energetic | transport_busses_final_demand_coal | Solids | EU | Energy demand | 0 | FEC
DE | TYNDP2026 | LEV | 2040 | TWh | 248 | Sub_sector | Transport | Busses | Transport (busses) | Energetic | transport_busses_final_demand_oil | Liquids | EU | Energy demand | 5.2631 | FEC
DE | TYNDP2026 | LEV | 2040 | TWh | 249 | Sub_sector | Transport | Busses | Transport (busses) | Energetic | transport_busses_final_demand_other | Others | EU | Energy demand | 0 | FEC
DE | TYNDP2026 | LEV | 2040 | TWh | 250 | Sub_sector | Transport | Busses | Transport (busses) | Energetic | transport_busses_final_demand_ammonia | Ammonia | EU | Energy demand | 0 | FEC
DE | TYNDP2026 | LEV | 2040 | TWh | 252 | Sub_sector | Transport | Trucks | Transport (trucks) | Energetic | transport_trucks_final_demand_electricity | Electricity | EU | Energy demand | 37.4578 | FEC
DE | TYNDP2026 | LEV | 2040 | TWh | 253 | Sub_sector | Transport | Trucks | Transport (trucks) | Energetic | transport_trucks_final_demand_hydrogen | Hydrogen | EU | Energy demand | 8.9507 | FEC
DE | TYNDP2026 | LEV | 2040 | TWh | 254 | Sub_sector | Transport | Trucks | Transport (trucks) | Energetic | transport_trucks_final_demand_methane | Methane | EU | Energy demand | 5.3455 | FEC
DE | TYNDP2026 | LEV | 2040 | TWh | 255 | Sub_sector | Transport | Trucks | Transport (trucks) | Energetic | transport_trucks_final_demand_heat | Heat | EU | Energy demand | 0 | FEC
DE | TYNDP2026 | LEV | 2040 | TWh | 256 | Sub_sector | Transport | Trucks | Transport (trucks) | Energetic | transport_trucks_final_demand_biomass | Biomass | EU | Energy demand | 0 | FEC
DE | TYNDP2026 | LEV | 2040 | TWh | 257 | Sub_sector | Transport | Trucks | Transport (trucks) | Energetic | transport_trucks_final_demand_coal | Solids | EU | Energy demand | 0 | FEC
DE | TYNDP2026 | LEV | 2040 | TWh | 258 | Sub_sector | Transport | Trucks | Transport (trucks) | Energetic | transport_trucks_final_demand_oil | Liquids | EU | Energy demand | 33.9304 | FEC
DE | TYNDP2026 | LEV | 2040 | TWh | 259 | Sub_sector | Transport | Trucks | Transport (trucks) | Energetic | transport_trucks_final_demand_other | Others | EU | Energy demand | 0 | FEC
DE | TYNDP2026 | LEV | 2040 | TWh | 260 | Sub_sector | Transport | Trucks | Transport (trucks) | Energetic | transport_trucks_final_demand_ammonia | Ammonia | EU | Energy demand | 0 | FEC
DE | TYNDP2026 | LEV | 2040 | TWh | 262 | Sub_sector | Transport | Vans | Transport (vans) | Energetic | transport_vans_final_demand_electricity | Electricity | EU | Energy demand | 40.457 | FEC
DE | TYNDP2026 | LEV | 2040 | TWh | 263 | Sub_sector | Transport | Vans | Transport (vans) | Energetic | transport_vans_final_demand_hydrogen | Hydrogen | EU | Energy demand | 0.42004 | FEC
DE | TYNDP2026 | LEV | 2040 | TWh | 264 | Sub_sector | Transport | Vans | Transport (vans) | Energetic | transport_vans_final_demand_methane | Methane | EU | Energy demand | 0.28099 | FEC
DE | TYNDP2026 | LEV | 2040 | TWh | 265 | Sub_sector | Transport | Vans | Transport (vans) | Energetic | transport_vans_final_demand_heat | Heat | EU | Energy demand | 0 | FEC
DE | TYNDP2026 | LEV | 2040 | TWh | 266 | Sub_sector | Transport | Vans | Transport (vans) | Energetic | transport_vans_final_demand_biomass | Biomass | EU | Energy demand | 0 | FEC
DE | TYNDP2026 | LEV | 2040 | TWh | 267 | Sub_sector | Transport | Vans | Transport (vans) | Energetic | transport_vans_final_demand_coal | Solids | EU | Energy demand | 0 | FEC
DE | TYNDP2026 | LEV | 2040 | TWh | 268 | Sub_sector | Transport | Vans | Transport (vans) | Energetic | transport_vans_final_demand_oil | Liquids | EU | Energy demand | 11.6218 | FEC
DE | TYNDP2026 | LEV | 2040 | TWh | 269 | Sub_sector | Transport | Vans | Transport (vans) | Energetic | transport_vans_final_demand_other | Others | EU | Energy demand | 0 | FEC
DE | TYNDP2026 | LEV | 2040 | TWh | 270 | Sub_sector | Transport | Vans | Transport (vans) | Energetic | transport_vans_final_demand_ammonia | Ammonia | EU | Energy demand | 0 | FEC
DE | TYNDP2026 | LEV | 2040 | TWh | 272 | Sub_sector | Transport | Freight trains | Transport (trains) | Energetic | transport_trains_final_demand_electricity | Electricity | EU | Energy demand | 14.5464 | FEC
DE | TYNDP2026 | LEV | 2040 | TWh | 273 | Sub_sector | Transport | Freight trains | Transport (trains) | Energetic | transport_trains_final_demand_hydrogen | Hydrogen | EU | Energy demand | 0.73476 | FEC
DE | TYNDP2026 | LEV | 2040 | TWh | 274 | Sub_sector | Transport | Freight trains | Transport (trains) | Energetic | transport_trains_final_demand_methane | Methane | EU | Energy demand | 0 | FEC
DE | TYNDP2026 | LEV | 2040 | TWh | 275 | Sub_sector | Transport | Freight trains | Transport (trains) | Energetic | transport_trains_final_demand_heat | Heat | EU | Energy demand | 0 | FEC
DE | TYNDP2026 | LEV | 2040 | TWh | 276 | Sub_sector | Transport | Freight trains | Transport (trains) | Energetic | transport_trains_final_demand_biomass | Biomass | EU | Energy demand | 0 | FEC
DE | TYNDP2026 | LEV | 2040 | TWh | 277 | Sub_sector | Transport | Freight trains | Transport (trains) | Energetic | transport_trains_final_demand_coal | Solids | EU | Energy demand | 0 | FEC
DE | TYNDP2026 | LEV | 2040 | TWh | 278 | Sub_sector | Transport | Freight trains | Transport (trains) | Energetic | transport_trains_final_demand_oil | Liquids | EU | Energy demand | 0.68303 | FEC
DE | TYNDP2026 | LEV | 2040 | TWh | 279 | Sub_sector | Transport | Freight trains | Transport (trains) | Energetic | transport_trains_final_demand_other | Others | EU | Energy demand | 0 | FEC
DE | TYNDP2026 | LEV | 2040 | TWh | 280 | Sub_sector | Transport | Freight trains | Transport (trains) | Energetic | transport_trains_final_demand_ammonia | Ammonia | EU | Energy demand | 0 | FEC
DE | TYNDP2026 | LEV | 2040 | TWh | 282 | Sub_sector | Transport | Ships | Transport (ships) | Energetic | transport_ships_final_demand_electricity | Electricity | EU | Energy demand | 0.16463 | FEC
DE | TYNDP2026 | LEV | 2040 | TWh | 283 | Sub_sector | Transport | Ships | Transport (ships) | Energetic | transport_ships_final_demand_hydrogen | Hydrogen | EU | Energy demand | 0.4258 | FEC
DE | TYNDP2026 | LEV | 2040 | TWh | 284 | Sub_sector | Transport | Ships | Transport (ships) | Energetic | transport_ships_final_demand_methane | Methane | EU | Energy demand | 0 | FEC
DE | TYNDP2026 | LEV | 2040 | TWh | 285 | Sub_sector | Transport | Ships | Transport (ships) | Energetic | transport_ships_final_demand_heat | Heat | EU | Energy demand | 0 | FEC
DE | TYNDP2026 | LEV | 2040 | TWh | 286 | Sub_sector | Transport | Ships | Transport (ships) | Energetic | transport_ships_final_demand_biomass | Biomass | EU | Energy demand | 0 | FEC
DE | TYNDP2026 | LEV | 2040 | TWh | 287 | Sub_sector | Transport | Ships | Transport (ships) | Energetic | transport_ships_final_demand_coal | Solids | EU | Energy demand | 0 | FEC
DE | TYNDP2026 | LEV | 2040 | TWh | 288 | Sub_sector | Transport | Ships | Transport (ships) | Energetic | transport_ships_final_demand_oil | Liquids | EU | Energy demand | 2.2386 | FEC
DE | TYNDP2026 | LEV | 2040 | TWh | 289 | Sub_sector | Transport | Ships | Transport (ships) | Energetic | transport_ships_final_demand_other | Others | EU | Energy demand | 0 | FEC
DE | TYNDP2026 | LEV | 2040 | TWh | 290 | Sub_sector | Transport | Ships | Transport (ships) | Energetic | transport_ships_final_demand_ammonia | Ammonia | EU | Energy demand | 0 | FEC
DE | TYNDP2026 | LEV | 2040 | TWh | 292 | Sub_sector | Transport | Planes | Transport (planes) | Energetic | transport_planes_final_demand_electricity | Electricity | EU | Energy demand | 0.41963 | FEC
DE | TYNDP2026 | LEV | 2040 | TWh | 293 | Sub_sector | Transport | Planes | Transport (planes) | Energetic | transport_planes_final_demand_hydrogen | Hydrogen | EU | Energy demand | 0.46873 | FEC
DE | TYNDP2026 | LEV | 2040 | TWh | 294 | Sub_sector | Transport | Planes | Transport (planes) | Energetic | transport_planes_final_demand_methane | Methane | EU | Energy demand | 0 | FEC
DE | TYNDP2026 | LEV | 2040 | TWh | 295 | Sub_sector | Transport | Planes | Transport (planes) | Energetic | transport_planes_final_demand_heat | Heat | EU | Energy demand | 0 | FEC
DE | TYNDP2026 | LEV | 2040 | TWh | 296 | Sub_sector | Transport | Planes | Transport (planes) | Energetic | transport_planes_final_demand_biomass | Biomass | EU | Energy demand | 0 | FEC
DE | TYNDP2026 | LEV | 2040 | TWh | 297 | Sub_sector | Transport | Planes | Transport (planes) | Energetic | transport_planes_final_demand_coal | Solids | EU | Energy demand | 0 | FEC
DE | TYNDP2026 | LEV | 2040 | TWh | 298 | Sub_sector | Transport | Planes | Transport (planes) | Energetic | transport_planes_final_demand_oil | Liquids | EU | Energy demand | 3.1644 | FEC
DE | TYNDP2026 | LEV | 2040 | TWh | 299 | Sub_sector | Transport | Planes | Transport (planes) | Energetic | transport_planes_final_demand_other | Others | EU | Energy demand | 0 | FEC
DE | TYNDP2026 | LEV | 2040 | TWh | 300 | Sub_sector | Transport | Planes | Transport (planes) | Energetic | transport_planes_final_demand_ammonia | Ammonia | EU | Energy demand | 0 | FEC
DE | TYNDP2026 | LEV | 2040 | TWh | 302 | Sub_sector | Transport | Others | Transport (others) | Energetic | transport_other_final_demand_electricity | Electricity | EU | Energy demand | 0.18998 | FEC
DE | TYNDP2026 | LEV | 2040 | TWh | 303 | Sub_sector | Transport | Others | Transport (others) | Energetic | transport_other_final_demand_hydrogen | Hydrogen | EU | Energy demand | 0 | FEC
DE | TYNDP2026 | LEV | 2040 | TWh | 304 | Sub_sector | Transport | Others | Transport (others) | Energetic | transport_other_final_demand_methane | Methane | EU | Energy demand | 0 | FEC
DE | TYNDP2026 | LEV | 2040 | TWh | 305 | Sub_sector | Transport | Others | Transport (others) | Energetic | transport_other_final_demand_heat | Heat | EU | Energy demand | 0 | FEC
DE | TYNDP2026 | LEV | 2040 | TWh | 306 | Sub_sector | Transport | Others | Transport (others) | Energetic | transport_other_final_demand_biomass | Biomass | EU | Energy demand | 0 | FEC
DE | TYNDP2026 | LEV | 2040 | TWh | 307 | Sub_sector | Transport | Others | Transport (others) | Energetic | transport_other_final_demand_coal | Solids | EU | Energy demand | 0 | FEC
DE | TYNDP2026 | LEV | 2040 | TWh | 308 | Sub_sector | Transport | Others | Transport (others) | Energetic | transport_other_final_demand_oil | Liquids | EU | Energy demand | 0 | FEC
DE | TYNDP2026 | LEV | 2040 | TWh | 309 | Sub_sector | Transport | Others | Transport (others) | Energetic | transport_other_final_demand_other | Others | EU | Energy demand | 0 | FEC
DE | TYNDP2026 | LEV | 2040 | TWh | 310 | Sub_sector | Transport | Others | Transport (others) | Energetic | transport_other_final_demand_ammonia | Ammonia | EU | Energy demand | 0 | FEC
DE | TYNDP2026 | LEV | 2040 | TWh | 312 | Sub_sector | International transport | International aviation | Transport (int. aviation) | Energetic | transport_int_aviation_final_demand_electricity | Electricity | EU | Energy demand | 0 | FEC
DE | TYNDP2026 | LEV | 2040 | TWh | 313 | Sub_sector | International transport | International aviation | Transport (int. aviation) | Energetic | transport_int_aviation_final_demand_hydrogen | Hydrogen | EU | Energy demand | 0 | FEC
DE | TYNDP2026 | LEV | 2040 | TWh | 314 | Sub_sector | International transport | International aviation | Transport (int. aviation) | Energetic | transport_int_aviation_final_demand_methane | Methane | EU | Energy demand | 0 | FEC
DE | TYNDP2026 | LEV | 2040 | TWh | 315 | Sub_sector | International transport | International aviation | Transport (int. aviation) | Energetic | transport_int_aviation_final_demand_heat | Heat | EU | Energy demand | 0 | FEC
DE | TYNDP2026 | LEV | 2040 | TWh | 316 | Sub_sector | International transport | International aviation | Transport (int. aviation) | Energetic | transport_int_aviation_final_demand_biofuels | Biomass | EU | Energy demand | 0 | FEC
DE | TYNDP2026 | LEV | 2040 | TWh | 317 | Sub_sector | International transport | International aviation | Transport (int. aviation) | Energetic | transport_int_aviation_final_demand_coal | Solids | EU | Energy demand | 0 | FEC
DE | TYNDP2026 | LEV | 2040 | TWh | 318 | Sub_sector | International transport | International aviation | Transport (int. aviation) | Energetic | transport_int_aviation_final_demand_oil | Liquids | EU | Energy demand | 135.5016 | FEC
DE | TYNDP2026 | LEV | 2040 | TWh | 319 | Sub_sector | International transport | International aviation | Transport (int. aviation) | Energetic | transport_int_aviation_final_demand_other | Others | EU | Energy demand | 0 | FEC
DE | TYNDP2026 | LEV | 2040 | TWh | 320 | Sub_sector | International transport | International aviation | Transport (int. aviation) | Energetic | transport_int_aviation_final_demand_ammonia | Ammonia | EU | Energy demand | 0 | FEC
DE | TYNDP2026 | LEV | 2040 | TWh | 322 | Sub_sector | International transport | International shipping | Transport (int. shipping) | Energetic | transport_int_shipping_final_demand_electricity | Electricity | EU | Energy demand | 0 | not_included_in_FEC
DE | TYNDP2026 | LEV | 2040 | TWh | 323 | Sub_sector | International transport | International shipping | Transport (int. shipping) | Energetic | transport_int_shipping_final_demand_hydrogen | Hydrogen | EU | Energy demand | 0 | not_included_in_FEC
DE | TYNDP2026 | LEV | 2040 | TWh | 324 | Sub_sector | International transport | International shipping | Transport (int. shipping) | Energetic | transport_int_shipping_final_demand_methane | Methane | EU | Energy demand | 0 | not_included_in_FEC
DE | TYNDP2026 | LEV | 2040 | TWh | 325 | Sub_sector | International transport | International shipping | Transport (int. shipping) | Energetic | transport_int_shipping_final_demand_heat | Heat | EU | Energy demand | 0 | not_included_in_FEC
DE | TYNDP2026 | LEV | 2040 | TWh | 326 | Sub_sector | International transport | International shipping | Transport (int. shipping) | Energetic | transport_int_shipping_final_demand_biofuels | Biomass | EU | Energy demand | 0 | not_included_in_FEC
DE | TYNDP2026 | LEV | 2040 | TWh | 327 | Sub_sector | International transport | International shipping | Transport (int. shipping) | Energetic | transport_int_shipping_final_demand_coal | Solids | EU | Energy demand | 0 | not_included_in_FEC
DE | TYNDP2026 | LEV | 2040 | TWh | 328 | Sub_sector | International transport | International shipping | Transport (int. shipping) | Energetic | transport_int_shipping_final_demand_oil | Liquids | EU | Energy demand | 18.2852 | not_included_in_FEC
DE | TYNDP2026 | LEV | 2040 | TWh | 329 | Sub_sector | International transport | International shipping | Transport (int. shipping) | Energetic | transport_int_shipping_final_demand_other | Others | EU | Energy demand | 0 | not_included_in_FEC
DE | TYNDP2026 | LEV | 2040 | TWh | 330 | Sub_sector | International transport | International shipping | Transport (int. shipping) | Energetic | transport_int_shipping_final_demand_ammonia | Ammonia | EU | Energy demand | 0 | not_included_in_FEC
DE | TYNDP2026 | LEV | 2040 | TWh | 332 | Sub_sector | Households | Space heating | Households (heating) | Energetic | households_heating_final_demand_electricity | Electricity | EU | Energy demand | 44.9306 | FEC
DE | TYNDP2026 | LEV | 2040 | TWh | 333 | Sub_sector | Households | Space heating | Households (heating) | Energetic | households_heating_final_demand_hydrogen | Hydrogen | EU | Energy demand | 10.487 | FEC
DE | TYNDP2026 | LEV | 2040 | TWh | 334 | Sub_sector | Households | Space heating | Households (heating) | Energetic | households_heating_final_demand_methane | Methane | EU | Energy demand | 60.257 | FEC
DE | TYNDP2026 | LEV | 2040 | TWh | 335 | Sub_sector | Households | Space heating | Households (heating) | Energetic | households_heating_final_demand_heat | Heat | EU | Energy demand | 27.8228 | FEC
DE | TYNDP2026 | LEV | 2040 | TWh | 336 | Sub_sector | Households | Space heating | Households (heating) | Energetic | households_heating_final_demand_biomass | Biomass | EU | Energy demand | 77.3283 | FEC
DE | TYNDP2026 | LEV | 2040 | TWh | 337 | Sub_sector | Households | Space heating | Households (heating) | Energetic | households_heating_final_demand_coal | Solids | EU | Energy demand | 0 | FEC
DE | TYNDP2026 | LEV | 2040 | TWh | 338 | Sub_sector | Households | Space heating | Households (heating) | Energetic | households_heating_final_demand_oil | Liquids | EU | Energy demand | 6.1739 | FEC
DE | TYNDP2026 | LEV | 2040 | TWh | 339 | Sub_sector | Households | Space heating | Households (heating) | Energetic | households_heating_final_demand_other | Others | EU | Energy demand | 0 | FEC
DE | TYNDP2026 | LEV | 2040 | TWh | 340 | Sub_sector | Households | Space heating | Households (heating) | Energetic | households_heating_final_demand_ammonia | Ammonia | EU | Energy demand | 0 | FEC
DE | TYNDP2026 | LEV | 2040 | TWh | 343 | Sub_sector | Households | Cooling | Households (cooling) | Energetic | households_cooling_final_demand_electricity | Electricity | EU | Energy demand | 1.5008 | FEC
DE | TYNDP2026 | LEV | 2040 | TWh | 344 | Sub_sector | Households | Cooling | Households (cooling) | Energetic | households_cooling_final_demand_hydrogen | Hydrogen | EU | Energy demand | 0 | FEC
DE | TYNDP2026 | LEV | 2040 | TWh | 345 | Sub_sector | Households | Cooling | Households (cooling) | Energetic | households_cooling_final_demand_methane | Methane | EU | Energy demand | 0 | FEC
DE | TYNDP2026 | LEV | 2040 | TWh | 346 | Sub_sector | Households | Cooling | Households (cooling) | Energetic | households_cooling_final_demand_heat | Heat | EU | Energy demand | 0 | FEC
DE | TYNDP2026 | LEV | 2040 | TWh | 347 | Sub_sector | Households | Cooling | Households (cooling) | Energetic | households_cooling_final_demand_biomass | Biomass | EU | Energy demand | 0 | FEC
DE | TYNDP2026 | LEV | 2040 | TWh | 348 | Sub_sector | Households | Cooling | Households (cooling) | Energetic | households_cooling_final_demand_coal | Solids | EU | Energy demand | 0 | FEC
DE | TYNDP2026 | LEV | 2040 | TWh | 349 | Sub_sector | Households | Cooling | Households (cooling) | Energetic | households_cooling_final_demand_oil | Liquids | EU | Energy demand | 0 | FEC
DE | TYNDP2026 | LEV | 2040 | TWh | 350 | Sub_sector | Households | Cooling | Households (cooling) | Energetic | households_cooling_final_demand_other | Others | EU | Energy demand | 0 | FEC
DE | TYNDP2026 | LEV | 2040 | TWh | 351 | Sub_sector | Households | Cooling | Households (cooling) | Energetic | households_cooling_final_demand_ammonia | Ammonia | EU | Energy demand | 0 | FEC
DE | TYNDP2026 | LEV | 2040 | TWh | 354 | Sub_sector | Households | Hot water | Households (hot water) | Energetic | households_hot_water_final_demand_electricity | Electricity | EU | Energy demand | 21.298 | FEC
DE | TYNDP2026 | LEV | 2040 | TWh | 355 | Sub_sector | Households | Hot water | Households (hot water) | Energetic | households_hot_water_final_demand_hydrogen | Hydrogen | EU | Energy demand | 6.8122 | FEC
DE | TYNDP2026 | LEV | 2040 | TWh | 356 | Sub_sector | Households | Hot water | Households (hot water) | Energetic | households_hot_water_final_demand_methane | Methane | EU | Energy demand | 19.9253 | FEC
DE | TYNDP2026 | LEV | 2040 | TWh | 357 | Sub_sector | Households | Hot water | Households (hot water) | Energetic | households_hot_water_final_demand_heat | Heat | EU | Energy demand | 11.9313 | FEC
DE | TYNDP2026 | LEV | 2040 | TWh | 358 | Sub_sector | Households | Hot water | Households (hot water) | Energetic | households_hot_water_final_demand_biomass | Biomass | EU | Energy demand | 18.5922 | FEC
DE | TYNDP2026 | LEV | 2040 | TWh | 359 | Sub_sector | Households | Hot water | Households (hot water) | Energetic | households_hot_water_final_demand_coal | Solids | EU | Energy demand | 0 | FEC
DE | TYNDP2026 | LEV | 2040 | TWh | 360 | Sub_sector | Households | Hot water | Households (hot water) | Energetic | households_hot_water_final_demand_oil | Liquids | EU | Energy demand | 1.0086 | FEC
DE | TYNDP2026 | LEV | 2040 | TWh | 361 | Sub_sector | Households | Hot water | Households (hot water) | Energetic | households_hot_water_final_demand_other | Others | EU | Energy demand | 23.5255 | FEC
DE | TYNDP2026 | LEV | 2040 | TWh | 362 | Sub_sector | Households | Hot water | Households (hot water) | Energetic | households_hot_water_final_demand_ammonia | Ammonia | EU | Energy demand | 0 | FEC
DE | TYNDP2026 | LEV | 2040 | TWh | 365 | Sub_sector | Households | Appliances | Households (appliances) | Energetic | households_appliances_final_demand_electricity | Electricity | EU | Energy demand | 90.3351 | FEC
DE | TYNDP2026 | LEV | 2040 | TWh | 366 | Sub_sector | Households | Appliances | Households (appliances) | Energetic | households_appliances_final_demand_hydrogen | Hydrogen | EU | Energy demand | 0 | FEC
DE | TYNDP2026 | LEV | 2040 | TWh | 367 | Sub_sector | Households | Appliances | Households (appliances) | Energetic | households_appliances_final_demand_methane | Methane | EU | Energy demand | 9.2074 | FEC
DE | TYNDP2026 | LEV | 2040 | TWh | 368 | Sub_sector | Households | Appliances | Households (appliances) | Energetic | households_appliances_final_demand_heat | Heat | EU | Energy demand | 0 | FEC
DE | TYNDP2026 | LEV | 2040 | TWh | 369 | Sub_sector | Households | Appliances | Households (appliances) | Energetic | households_appliances_final_demand_biomass | Biomass | EU | Energy demand | 0 | FEC
DE | TYNDP2026 | LEV | 2040 | TWh | 370 | Sub_sector | Households | Appliances | Households (appliances) | Energetic | households_appliances_final_demand_coal | Solids | EU | Energy demand | 0 | FEC
DE | TYNDP2026 | LEV | 2040 | TWh | 371 | Sub_sector | Households | Appliances | Households (appliances) | Energetic | households_appliances_final_demand_oil | Liquids | EU | Energy demand | 0 | FEC
DE | TYNDP2026 | LEV | 2040 | TWh | 372 | Sub_sector | Households | Appliances | Households (appliances) | Energetic | households_appliances_final_demand_other | Others | EU | Energy demand | 0 | FEC
DE | TYNDP2026 | LEV | 2040 | TWh | 373 | Sub_sector | Households | Appliances | Households (appliances) | Energetic | households_appliances_final_demand_ammonia | Ammonia | EU | Energy demand | 0 | FEC
DE | TYNDP2026 | LEV | 2040 | TWh | 375 | Sub_sector | Buildings | Space heating | Buildings (heat) | Energetic | buildings_heat_final_demand_electricity | Electricity | EU | Energy demand | 14.2936 | FEC
DE | TYNDP2026 | LEV | 2040 | TWh | 376 | Sub_sector | Buildings | Space heating | Buildings (heat) | Energetic | buildings_heat_final_demand_hydrogen | Hydrogen | EU | Energy demand | 4.5267 | FEC
DE | TYNDP2026 | LEV | 2040 | TWh | 377 | Sub_sector | Buildings | Space heating | Buildings (heat) | Energetic | buildings_heat_final_demand_methane | Methane | EU | Energy demand | 19.7551 | FEC
DE | TYNDP2026 | LEV | 2040 | TWh | 378 | Sub_sector | Buildings | Space heating | Buildings (heat) | Energetic | buildings_heat_final_demand_heat | Heat | EU | Energy demand | 12.6098 | FEC
DE | TYNDP2026 | LEV | 2040 | TWh | 379 | Sub_sector | Buildings | Space heating | Buildings (heat) | Energetic | buildings_heat_final_demand_biomass | Biomass | EU | Energy demand | 24.2453 | FEC
DE | TYNDP2026 | LEV | 2040 | TWh | 380 | Sub_sector | Buildings | Space heating | Buildings (heat) | Energetic | buildings_heat_final_demand_coal | Solids | EU | Energy demand | 0 | FEC
DE | TYNDP2026 | LEV | 2040 | TWh | 381 | Sub_sector | Buildings | Space heating | Buildings (heat) | Energetic | buildings_heat_final_demand_oil | Liquids | EU | Energy demand | 1.8523 | FEC
DE | TYNDP2026 | LEV | 2040 | TWh | 382 | Sub_sector | Buildings | Space heating | Buildings (heat) | Energetic | buildings_heat_final_demand_other | Others | EU | Energy demand | 5.8678 | FEC
DE | TYNDP2026 | LEV | 2040 | TWh | 383 | Sub_sector | Buildings | Space heating | Buildings (heat) | Energetic | buildings_heat_final_demand_ammonia | Ammonia | EU | Energy demand | 0 | FEC
DE | TYNDP2026 | LEV | 2040 | TWh | 386 | Sub_sector | Buildings | Cooling | Buildings (cooling) | Energetic | buildings_cooling_final_demand_electricity | Electricity | EU | Energy demand | 6.4071 | FEC
DE | TYNDP2026 | LEV | 2040 | TWh | 387 | Sub_sector | Buildings | Cooling | Buildings (cooling) | Energetic | buildings_cooling_final_demand_hydrogen | Hydrogen | EU | Energy demand | 0 | FEC
DE | TYNDP2026 | LEV | 2040 | TWh | 388 | Sub_sector | Buildings | Cooling | Buildings (cooling) | Energetic | buildings_cooling_final_demand_methane | Methane | EU | Energy demand | 0 | FEC
DE | TYNDP2026 | LEV | 2040 | TWh | 389 | Sub_sector | Buildings | Cooling | Buildings (cooling) | Energetic | buildings_cooling_final_demand_heat | Heat | EU | Energy demand | 0 | FEC
DE | TYNDP2026 | LEV | 2040 | TWh | 390 | Sub_sector | Buildings | Cooling | Buildings (cooling) | Energetic | buildings_cooling_final_demand_biomass | Biomass | EU | Energy demand | 0 | FEC
DE | TYNDP2026 | LEV | 2040 | TWh | 391 | Sub_sector | Buildings | Cooling | Buildings (cooling) | Energetic | buildings_cooling_final_demand_coal | Solids | EU | Energy demand | 0 | FEC
DE | TYNDP2026 | LEV | 2040 | TWh | 392 | Sub_sector | Buildings | Cooling | Buildings (cooling) | Energetic | buildings_cooling_final_demand_oil | Liquids | EU | Energy demand | 0 | FEC
DE | TYNDP2026 | LEV | 2040 | TWh | 393 | Sub_sector | Buildings | Cooling | Buildings (cooling) | Energetic | buildings_cooling_final_demand_other | Others | EU | Energy demand | 0 | FEC
DE | TYNDP2026 | LEV | 2040 | TWh | 394 | Sub_sector | Buildings | Cooling | Buildings (cooling) | Energetic | buildings_cooling_final_demand_ammonia | Ammonia | EU | Energy demand | 0 | FEC
DE | TYNDP2026 | LEV | 2040 | TWh | 397 | Sub_sector | Buildings | Appliances | Buildings (appliances) | Energetic | buildings_appliances_final_demand_electricity | Electricity | EU | Energy demand | 64.0698 | FEC
DE | TYNDP2026 | LEV | 2040 | TWh | 398 | Sub_sector | Buildings | Appliances | Buildings (appliances) | Energetic | buildings_appliances_final_demand_hydrogen | Hydrogen | EU | Energy demand | 0 | FEC
DE | TYNDP2026 | LEV | 2040 | TWh | 399 | Sub_sector | Buildings | Appliances | Buildings (appliances) | Energetic | buildings_appliances_final_demand_methane | Methane | EU | Energy demand | 32.6432 | FEC
DE | TYNDP2026 | LEV | 2040 | TWh | 400 | Sub_sector | Buildings | Appliances | Buildings (appliances) | Energetic | buildings_appliances_final_demand_heat | Heat | EU | Energy demand | 0 | FEC
DE | TYNDP2026 | LEV | 2040 | TWh | 401 | Sub_sector | Buildings | Appliances | Buildings (appliances) | Energetic | buildings_appliances_final_demand_biomass | Biomass | EU | Energy demand | 0 | FEC
DE | TYNDP2026 | LEV | 2040 | TWh | 402 | Sub_sector | Buildings | Appliances | Buildings (appliances) | Energetic | buildings_appliances_final_demand_coal | Solids | EU | Energy demand | 0 | FEC
DE | TYNDP2026 | LEV | 2040 | TWh | 403 | Sub_sector | Buildings | Appliances | Buildings (appliances) | Energetic | buildings_appliances_final_demand_oil | Liquids | EU | Energy demand | 0 | FEC
DE | TYNDP2026 | LEV | 2040 | TWh | 404 | Sub_sector | Buildings | Appliances | Buildings (appliances) | Energetic | buildings_appliances_final_demand_other | Others | EU | Energy demand | 0 | FEC
DE | TYNDP2026 | LEV | 2040 | TWh | 405 | Sub_sector | Buildings | Appliances | Buildings (appliances) | Energetic | buildings_appliances_final_demand_ammonia | Ammonia | EU | Energy demand | 0 | FEC
DE | TYNDP2026 | LEV | 2040 | TWh | 407 | Sub_sector | Buildings | Datacenters | Datacenters & ICT | Energetic | datacentres_final_demand_electricity_energetic | Electricity | EU | Energy demand | 75.7928 | FEC
DE | TYNDP2026 | LEV | 2040 | TWh | 408 | Sub_sector | Buildings | Datacenters | Datacenters & ICT | Energetic | datacentres_final_demand_hydrogen_energetic | Hydrogen | EU | Energy demand | 0 | FEC
DE | TYNDP2026 | LEV | 2040 | TWh | 409 | Sub_sector | Buildings | Datacenters | Datacenters & ICT | Energetic | datacentres_final_demand_methane_energetic | Methane | EU | Energy demand | 0 | FEC
DE | TYNDP2026 | LEV | 2040 | TWh | 410 | Sub_sector | Buildings | Datacenters | Datacenters & ICT | Energetic | datacentres_final_demand_heat_energetic | Heat | EU | Energy demand | 0 | FEC
DE | TYNDP2026 | LEV | 2040 | TWh | 411 | Sub_sector | Buildings | Datacenters | Datacenters & ICT | Energetic | datacentres_final_demand_biomass_energetic | Biomass | EU | Energy demand | 0 | FEC
DE | TYNDP2026 | LEV | 2040 | TWh | 412 | Sub_sector | Buildings | Datacenters | Datacenters & ICT | Energetic | datacentres_final_demand_coal_energetic | Solids | EU | Energy demand | 0 | FEC
DE | TYNDP2026 | LEV | 2040 | TWh | 413 | Sub_sector | Buildings | Datacenters | Datacenters & ICT | Energetic | datacentres_final_demand_oil_energetic | Liquids | EU | Energy demand | 0 | FEC
DE | TYNDP2026 | LEV | 2040 | TWh | 414 | Sub_sector | Buildings | Datacenters | Datacenters & ICT | Energetic | datacentres_final_demand_other_energetic | Others | EU | Energy demand | 0 | FEC
DE | TYNDP2026 | LEV | 2040 | TWh | 415 | Sub_sector | Buildings | Datacenters | Datacenters & ICT | Energetic | datacentres_final_demand_ammonia_energetic | Ammonia | EU | Energy demand | 0 | FEC
DE | TYNDP2026 | LEV | 2040 | TWh | 417 | Sub_sector | Transport | Others_Sector | Others_Sector | Energetic | other_final_demand_electricity_energetic | Electricity | EU | Energy demand | 0 | FEC
DE | TYNDP2026 | LEV | 2040 | TWh | 418 | Sub_sector | Transport | Others_Sector | Others_Sector | Energetic | other_final_demand_hydrogen_energetic | Hydrogen | EU | Energy demand | 0 | FEC
DE | TYNDP2026 | LEV | 2040 | TWh | 419 | Sub_sector | Transport | Pipeline Transport | Others_Sector | Energetic | other_final_demand_methane_energetic | Methane | EU | Energy demand | 2.5386 | FEC
DE | TYNDP2026 | LEV | 2040 | TWh | 420 | Sub_sector | Transport | Others_Sector | Others_Sector | Energetic | other_final_demand_heat_energetic | Heat | EU | Energy demand | 0 | FEC
DE | TYNDP2026 | LEV | 2040 | TWh | 421 | Sub_sector | Transport | Others_Sector | Others_Sector | Energetic | other_final_demand_biomass_energetic | Biomass | EU | Energy demand | 0 | FEC
DE | TYNDP2026 | LEV | 2040 | TWh | 422 | Sub_sector | Transport | Others_Sector | Others_Sector | Energetic | other_final_demand_coal_energetic | Solids | EU | Energy demand | 0 | FEC
DE | TYNDP2026 | LEV | 2040 | TWh | 423 | Sub_sector | Transport | Others_Sector | Others_Sector | Energetic | other_final_demand_oil_energetic | Liquids | EU | Energy demand | 0.75366 | FEC
DE | TYNDP2026 | LEV | 2040 | TWh | 424 | Sub_sector | Others_Sector | Others_Sector | Others_Sector | Non-energetic | other_final_demand_oil_non_energetic | Liquids | EU | Energy demand | 1.2422 | not_included_in_FEC
DE | TYNDP2026 | LEV | 2040 | TWh | 425 | Sub_sector | Transport | Others_Sector | Others_Sector | Energetic | other_final_demand_other_energetic | Others | EU | Energy demand | 0 | FEC
DE | TYNDP2026 | LEV | 2040 | TWh | 426 | Sub_sector | Transport | Others_Sector | Others_Sector | Energetic | other_final_demand_ammonia_energetic | Ammonia | EU | Energy demand | 0 | FEC
DE | TYNDP2026 | LEV | 2040 | TWh | 427 | Sub_sector | Industry | Surplus_Heat_in_Industry | Surplus_Heat_in_Industry | Energetic | final_demand_of_industry_unused_local_production_steam_hot_water | Heat | EU | Energy demand | 0 | FEC
DE | TYNDP2026 | LEV | 2040 | TWh | 429 | Sub_sector | Agriculture | Total | Agriculture | Energetic | agriculture_final_demand_electricity_energetic | Electricity | EU | Energy demand | 5.3477 | FEC
DE | TYNDP2026 | LEV | 2040 | TWh | 430 | Sub_sector | Agriculture | Total | Agriculture | Energetic | agriculture_final_demand_hydrogen_energetic | Hydrogen | EU | Energy demand | 0 | FEC
DE | TYNDP2026 | LEV | 2040 | TWh | 431 | Sub_sector | Agriculture | Total | Agriculture | Energetic | agriculture_final_demand_methane_energetic | Methane | EU | Energy demand | 22.4345 | FEC
DE | TYNDP2026 | LEV | 2040 | TWh | 432 | Sub_sector | Agriculture | Total | Agriculture | Energetic | agriculture_final_demand_heat_energetic | Heat | EU | Energy demand | 0 | FEC
DE | TYNDP2026 | LEV | 2040 | TWh | 433 | Sub_sector | Agriculture | Total | Agriculture | Energetic | agriculture_final_demand_biomass_energetic | Biomass | EU | Energy demand | 3.4351 | FEC
DE | TYNDP2026 | LEV | 2040 | TWh | 434 | Sub_sector | Agriculture | Total | Agriculture | Energetic | agriculture_final_demand_coal_energetic | Solids | EU | Energy demand | 0 | FEC
DE | TYNDP2026 | LEV | 2040 | TWh | 435 | Sub_sector | Agriculture | Total | Agriculture | Energetic | agriculture_final_demand_oil_energetic | Liquids | EU | Energy demand | 0 | FEC
DE | TYNDP2026 | LEV | 2040 | TWh | 436 | Sub_sector | Agriculture | Total | Agriculture | Energetic | agriculture_final_demand_other_energetic | Others | EU | Energy demand | 0 | FEC
DE | TYNDP2026 | LEV | 2040 | TWh | 437 | Sub_sector | Agriculture | Total | Agriculture | Energetic | agriculture_final_demand_ammonia_energetic | Ammonia | EU | Energy demand | 0 | FEC
DE | TYNDP2026 | LEV | 2040 | TWh | 447 | Sub_sector | Buildings | Surplus Energy | Buildings | Energetic | GAP | Electricity | EU | Energy demand | 0 | FEC
DE | TYNDP2026 | LEV | 2040 | TWh | 448 | Sub_sector | Buildings | Surplus Energy | Buildings | Energetic | GAP | Hydrogen | EU | Energy demand | 0 | FEC
DE | TYNDP2026 | LEV | 2040 | TWh | 449 | Sub_sector | Buildings | Surplus Energy | Buildings | Energetic | GAP | Methane | EU | Energy demand | 0 | FEC
DE | TYNDP2026 | LEV | 2040 | TWh | 450 | Sub_sector | Buildings | Surplus Energy | Buildings | Energetic | GAP | Heat | EU | Energy demand | 0 | FEC
DE | TYNDP2026 | LEV | 2040 | TWh | 451 | Sub_sector | Buildings | Surplus Energy | Buildings | Energetic | GAP | Biomass | EU | Energy demand | 0.018148 | FEC
DE | TYNDP2026 | LEV | 2040 | TWh | 452 | Sub_sector | Buildings | Surplus Energy | Buildings | Energetic | GAP | Solids | EU | Energy demand | 0 | FEC
DE | TYNDP2026 | LEV | 2040 | TWh | 453 | Sub_sector | Buildings | Surplus Energy | Buildings | Energetic | GAP | Liquids | EU | Energy demand | 5.7448 | FEC
DE | TYNDP2026 | LEV | 2040 | TWh | 454 | Sub_sector | Buildings | Surplus Energy | Buildings | Energetic | GAP | Others | EU | Energy demand | 0 | FEC
DE | TYNDP2026 | LEV | 2040 | TWh | 455 | Sub_sector | Buildings | Surplus Energy | Buildings | Energetic | GAP | Ammonia | EU | Energy demand | 0 | FEC
DE | TYNDP2026 | LEV | 2040 | TWh | 456 | Sub_sector | Households | Surplus Energy | Households | Energetic | GAP | Electricity | EU | Energy demand | 0 | FEC
DE | TYNDP2026 | LEV | 2040 | TWh | 457 | Sub_sector | Households | Surplus Energy | Households | Energetic | GAP | Hydrogen | EU | Energy demand | 0 | FEC
DE | TYNDP2026 | LEV | 2040 | TWh | 458 | Sub_sector | Households | Surplus Energy | Households | Energetic | GAP | Methane | EU | Energy demand | 0 | FEC
DE | TYNDP2026 | LEV | 2040 | TWh | 459 | Sub_sector | Households | Surplus Energy | Households | Energetic | GAP | Heat | EU | Energy demand | 0 | FEC
DE | TYNDP2026 | LEV | 2040 | TWh | 460 | Sub_sector | Households | Surplus Energy | Households | Energetic | GAP | Biomass | EU | Energy demand | 0 | FEC
DE | TYNDP2026 | LEV | 2040 | TWh | 461 | Sub_sector | Households | Surplus Energy | Households | Energetic | GAP | Solids | EU | Energy demand | 0 | FEC
DE | TYNDP2026 | LEV | 2040 | TWh | 462 | Sub_sector | Households | Surplus Energy | Households | Energetic | GAP | Liquids | EU | Energy demand | 0 | FEC
DE | TYNDP2026 | LEV | 2040 | TWh | 463 | Sub_sector | Households | Surplus Energy | Households | Energetic | GAP | Others | EU | Energy demand | 0 | FEC
DE | TYNDP2026 | LEV | 2040 | TWh | 464 | Sub_sector | Households | Surplus Energy | Households | Energetic | GAP | Ammonia | EU | Energy demand | 0 | FEC
DK | TYNDP2026 | NT | 2030 | TWh | 102 | Sub_sector | Industry | Aluminium | Industry (aluminium) | Energetic | industry_aluminium_demand_electricity_energetic | Electricity | EU | Energy demand | 0 | FEC
DK | TYNDP2026 | NT | 2030 | TWh | 103 | Sub_sector | Industry | Aluminium | Industry (aluminium) | Energetic | industry_aluminium_demand_hydrogen_energetic | Hydrogen | EU | Energy demand | 0 | FEC
DK | TYNDP2026 | NT | 2030 | TWh | 104 | Sub_sector | Industry | Aluminium | Industry (aluminium) | Energetic | industry_aluminium_demand_methane_energetic | Methane | EU | Energy demand | 0 | FEC
DK | TYNDP2026 | NT | 2030 | TWh | 105 | Sub_sector | Industry | Aluminium | Industry (aluminium) | Energetic | industry_aluminium_demand_heat_energetic | Heat | EU | Energy demand | 0 | FEC
DK | TYNDP2026 | NT | 2030 | TWh | 106 | Sub_sector | Industry | Aluminium | Industry (aluminium) | Energetic | industry_aluminium_demand_biomass_energetic | Biomass | EU | Energy demand | 0 | FEC
DK | TYNDP2026 | NT | 2030 | TWh | 107 | Sub_sector | Industry | Aluminium | Industry (aluminium) | Energetic | industry_aluminium_demand_coal_energetic | Solids | EU | Energy demand | 0 | FEC
DK | TYNDP2026 | NT | 2030 | TWh | 108 | Sub_sector | Industry | Aluminium | Industry (aluminium) | Energetic | industry_aluminium_demand_oil_energetic | Liquids | EU | Energy demand | 0 | FEC
DK | TYNDP2026 | NT | 2030 | TWh | 109 | Sub_sector | Industry | Aluminium | Industry (aluminium) | Energetic | industry_aluminium_demand_others_energetic | Others | EU | Energy demand | 0 | FEC
DK | TYNDP2026 | NT | 2030 | TWh | 110 | Sub_sector | Industry | Aluminium | Industry (aluminium) | Energetic | industry_ammonia_demand_others_energetic | Ammonia | EU | Energy demand | 0 | FEC
DK | TYNDP2026 | NT | 2030 | TWh | 112 | Sub_sector | Industry | Chemicals | Industry (chemicals, energetic) | Energetic | industry_chemical_demand_electricity_energetic | Electricity | EU | Energy demand | 0 | FEC
DK | TYNDP2026 | NT | 2030 | TWh | 113 | Sub_sector | Industry | Chemicals | Industry (chemicals, energetic) | Energetic | industry_chemical_demand_hydrogen_energetic | Hydrogen | EU | Energy demand | 0 | FEC
DK | TYNDP2026 | NT | 2030 | TWh | 114 | Sub_sector | Industry | Chemicals | Industry (chemicals, energetic) | Energetic | industry_chemical_demand_methane_energetic | Methane | EU | Energy demand | 0 | FEC
DK | TYNDP2026 | NT | 2030 | TWh | 115 | Sub_sector | Industry | Chemicals | Industry (chemicals, energetic) | Energetic | industry_chemical_demand_heat_energetic | Heat | EU | Energy demand | 0 | FEC
DK | TYNDP2026 | NT | 2030 | TWh | 116 | Sub_sector | Industry | Chemicals | Industry (chemicals, energetic) | Energetic | industry_chemical_demand_biomass_energetic | Biomass | EU | Energy demand | 0 | FEC
DK | TYNDP2026 | NT | 2030 | TWh | 117 | Sub_sector | Industry | Chemicals | Industry (chemicals, energetic) | Energetic | industry_chemical_demand_coal_energetic | Solids | EU | Energy demand | 0 | FEC
DK | TYNDP2026 | NT | 2030 | TWh | 118 | Sub_sector | Industry | Chemicals | Industry (chemicals, energetic) | Energetic | industry_chemical_demand_oil_energetic | Liquids | EU | Energy demand | 0 | FEC
DK | TYNDP2026 | NT | 2030 | TWh | 119 | Sub_sector | Industry | Chemicals | Industry (chemicals, energetic) | Energetic | industry_chemical_demand_others_energetic | Others | EU | Energy demand | 0 | FEC
DK | TYNDP2026 | NT | 2030 | TWh | 120 | Sub_sector | Industry | Chemicals | Industry (chemicals, energetic) | Energetic | industry_chemical_demand_ammonia_energetic | Ammonia | EU | Energy demand | 0 | FEC
DK | TYNDP2026 | NT | 2030 | TWh | 122 | Sub_sector | Industry | Chemicals | Industry (chemicals, non-energetic) | Non-energetic | industry_chemical_demand_electricity_non_energetic | Electricity | EU | Energy demand | 0 | not_included_in_FEC
DK | TYNDP2026 | NT | 2030 | TWh | 123 | Sub_sector | Industry | Chemicals | Industry (chemicals, non-energetic) | Non-energetic | industry_chemical_demand_hydrogen_non_energetic | Hydrogen | EU | Energy demand | 0 | not_included_in_FEC
DK | TYNDP2026 | NT | 2030 | TWh | 124 | Sub_sector | Industry | Chemicals | Industry (chemicals, non-energetic) | Non-energetic | industry_chemical_demand_methane_non_energetic | Methane | EU | Energy demand | 0 | not_included_in_FEC
DK | TYNDP2026 | NT | 2030 | TWh | 125 | Sub_sector | Industry | Chemicals | Industry (chemicals, non-energetic) | Non-energetic | industry_chemical_demand_heat_non_energetic | Heat | EU | Energy demand | 0 | not_included_in_FEC
DK | TYNDP2026 | NT | 2030 | TWh | 126 | Sub_sector | Industry | Chemicals | Industry (chemicals, non-energetic) | Non-energetic | industry_chemical_demand_biomass_non_energetic | Biomass | EU | Energy demand | 0 | not_included_in_FEC
DK | TYNDP2026 | NT | 2030 | TWh | 127 | Sub_sector | Industry | Chemicals | Industry (chemicals, non-energetic) | Non-energetic | industry_chemical_demand_coal_non_energetic | Solids | EU | Energy demand | 0 | not_included_in_FEC
DK | TYNDP2026 | NT | 2030 | TWh | 128 | Sub_sector | Industry | Chemicals | Industry (chemicals, non-energetic) | Non-energetic | industry_chemical_demand_oil_non_energetic | Liquids | EU | Energy demand | 0 | not_included_in_FEC
DK | TYNDP2026 | NT | 2030 | TWh | 129 | Sub_sector | Industry | Chemicals | Industry (chemicals, non-energetic) | Non-energetic | industry_chemical_demand_others_non_energetic | Others | EU | Energy demand | 0 | not_included_in_FEC
DK | TYNDP2026 | NT | 2030 | TWh | 130 | Sub_sector | Industry | Chemicals | Industry (chemicals, non-energetic) | Non-energetic | industry_chemical_demand_ammonia_non_energetic | Ammonia | EU | Energy demand | 0 | not_included_in_FEC
DK | TYNDP2026 | NT | 2030 | TWh | 132 | Sub_sector | Industry | Fertilizers | Industry (fertilizers, energetic) | Energetic | industry_fertilizers_demand_electricity_energetic | Electricity | EU | Energy demand | 0 | FEC
DK | TYNDP2026 | NT | 2030 | TWh | 133 | Sub_sector | Industry | Fertilizers | Industry (fertilizers, energetic) | Energetic | industry_fertilizers_demand_hydrogen_energetic | Hydrogen | EU | Energy demand | 0 | FEC
DK | TYNDP2026 | NT | 2030 | TWh | 134 | Sub_sector | Industry | Fertilizers | Industry (fertilizers, energetic) | Energetic | industry_fertilizers_demand_methane_energetic | Methane | EU | Energy demand | 0 | FEC
DK | TYNDP2026 | NT | 2030 | TWh | 135 | Sub_sector | Industry | Fertilizers | Industry (fertilizers, energetic) | Energetic | industry_fertilizers_demand_heat_energetic | Heat | EU | Energy demand | 0 | FEC
DK | TYNDP2026 | NT | 2030 | TWh | 136 | Sub_sector | Industry | Fertilizers | Industry (fertilizers, energetic) | Energetic | industry_fertilizers_demand_biomass_energetic | Biomass | EU | Energy demand | 0 | FEC
DK | TYNDP2026 | NT | 2030 | TWh | 137 | Sub_sector | Industry | Fertilizers | Industry (fertilizers, energetic) | Energetic | industry_fertilizers_demand_coal_energetic | Solids | EU | Energy demand | 0 | FEC
DK | TYNDP2026 | NT | 2030 | TWh | 138 | Sub_sector | Industry | Fertilizers | Industry (fertilizers, energetic) | Energetic | industry_fertilizers_demand_oil_energetic | Liquids | EU | Energy demand | 0 | FEC
DK | TYNDP2026 | NT | 2030 | TWh | 139 | Sub_sector | Industry | Fertilizers | Industry (fertilizers, energetic) | Energetic | industry_fertilizers_demand_others_energetic | Others | EU | Energy demand | 0 | FEC
DK | TYNDP2026 | NT | 2030 | TWh | 140 | Sub_sector | Industry | Fertilizers | Industry (fertilizers, energetic) | Energetic | industry_fertilizers_demand_ammonia_energetic | Ammonia | EU | Energy demand | 0 | FEC
DK | TYNDP2026 | NT | 2030 | TWh | 142 | Sub_sector | Industry | Fertilizers | Industry (fertilizers, non-energetic) | Non-energetic | industry_fertilizers_demand_electricity_non_energetic | Electricity | EU | Energy demand | 0 | not_included_in_FEC
DK | TYNDP2026 | NT | 2030 | TWh | 143 | Sub_sector | Industry | Fertilizers | Industry (fertilizers, non-energetic) | Non-energetic | industry_fertilizers_demand_hydrogen_non_energetic | Hydrogen | EU | Energy demand | 0 | not_included_in_FEC
DK | TYNDP2026 | NT | 2030 | TWh | 144 | Sub_sector | Industry | Fertilizers | Industry (fertilizers, non-energetic) | Non-energetic | industry_fertilizers_demand_methane_non_energetic | Methane | EU | Energy demand | 0 | not_included_in_FEC
DK | TYNDP2026 | NT | 2030 | TWh | 145 | Sub_sector | Industry | Fertilizers | Industry (fertilizers, non-energetic) | Non-energetic | industry_fertilizers_demand_heat_non_energetic | Heat | EU | Energy demand | 0 | not_included_in_FEC
DK | TYNDP2026 | NT | 2030 | TWh | 146 | Sub_sector | Industry | Fertilizers | Industry (fertilizers, non-energetic) | Non-energetic | industry_fertilizers_demand_biomass_non_energetic | Biomass | EU | Energy demand | 0 | not_included_in_FEC
DK | TYNDP2026 | NT | 2030 | TWh | 147 | Sub_sector | Industry | Fertilizers | Industry (fertilizers, non-energetic) | Non-energetic | industry_fertilizers_demand_coal_non_energetic | Solids | EU | Energy demand | 0 | not_included_in_FEC
DK | TYNDP2026 | NT | 2030 | TWh | 148 | Sub_sector | Industry | Fertilizers | Industry (fertilizers, non-energetic) | Non-energetic | industry_fertilizers_demand_oil_non_energetic | Liquids | EU | Energy demand | 0 | not_included_in_FEC
DK | TYNDP2026 | NT | 2030 | TWh | 149 | Sub_sector | Industry | Fertilizers | Industry (fertilizers, non-energetic) | Non-energetic | industry_fertilizers_demand_others_non_energetic | Others | EU | Energy demand | 0 | not_included_in_FEC
DK | TYNDP2026 | NT | 2030 | TWh | 150 | Sub_sector | Industry | Fertilizers | Industry (fertilizers, non-energetic) | Non-energetic | industry_fertilizers_demand_ammonia_non_energetic | Ammonia | EU | Energy demand | 0 | not_included_in_FEC
DK | TYNDP2026 | NT | 2030 | TWh | 152 | Sub_sector | Industry | Food | Industry (food) | Energetic | industry_food_demand_electricity_energetic | Electricity | EU | Energy demand | 0 | FEC
DK | TYNDP2026 | NT | 2030 | TWh | 153 | Sub_sector | Industry | Food | Industry (food) | Energetic | industry_food_demand_hydrogen_energetic | Hydrogen | EU | Energy demand | 0 | FEC
DK | TYNDP2026 | NT | 2030 | TWh | 154 | Sub_sector | Industry | Food | Industry (food) | Energetic | industry_food_demand_methane_energetic | Methane | EU | Energy demand | 0 | FEC
DK | TYNDP2026 | NT | 2030 | TWh | 155 | Sub_sector | Industry | Food | Industry (food) | Energetic | industry_food_demand_heat_energetic | Heat | EU | Energy demand | 0 | FEC
DK | TYNDP2026 | NT | 2030 | TWh | 156 | Sub_sector | Industry | Food | Industry (food) | Energetic | industry_food_demand_biomass_energetic | Biomass | EU | Energy demand | 0 | FEC
DK | TYNDP2026 | NT | 2030 | TWh | 157 | Sub_sector | Industry | Food | Industry (food) | Energetic | industry_food_demand_coal_energetic | Solids | EU | Energy demand | 0 | FEC
DK | TYNDP2026 | NT | 2030 | TWh | 158 | Sub_sector | Industry | Food | Industry (food) | Energetic | industry_food_demand_oil_energetic | Liquids | EU | Energy demand | 0 | FEC
DK | TYNDP2026 | NT | 2030 | TWh | 159 | Sub_sector | Industry | Food | Industry (food) | Energetic | industry_food_demand_others_energetic | Others | EU | Energy demand | 0 | FEC
DK | TYNDP2026 | NT | 2030 | TWh | 160 | Sub_sector | Industry | Food | Industry (food) | Energetic | industry_food_demand_ammonia_energetic | Ammonia | EU | Energy demand | 0 | FEC
DK | TYNDP2026 | NT | 2030 | TWh | 162 | Sub_sector | Industry | Metals | Industry (metal) | Energetic | industry_metal_demand_electricity_energetic | Electricity | EU | Energy demand | 0 | FEC
DK | TYNDP2026 | NT | 2030 | TWh | 163 | Sub_sector | Industry | Metals | Industry (metal) | Energetic | industry_metal_demand_hydrogen_energetic | Hydrogen | EU | Energy demand | 0 | FEC
DK | TYNDP2026 | NT | 2030 | TWh | 164 | Sub_sector | Industry | Metals | Industry (metal) | Energetic | industry_metal_demand_methane_energetic | Methane | EU | Energy demand | 0 | FEC
DK | TYNDP2026 | NT | 2030 | TWh | 165 | Sub_sector | Industry | Metals | Industry (metal) | Energetic | industry_metal_demand_heat_energetic | Heat | EU | Energy demand | 0 | FEC
DK | TYNDP2026 | NT | 2030 | TWh | 166 | Sub_sector | Industry | Metals | Industry (metal) | Energetic | industry_metal_demand_biomass_energetic | Biomass | EU | Energy demand | 0 | FEC
DK | TYNDP2026 | NT | 2030 | TWh | 167 | Sub_sector | Industry | Metals | Industry (metal) | Energetic | industry_metal_demand_coal_energetic | Solids | EU | Energy demand | 0 | FEC
DK | TYNDP2026 | NT | 2030 | TWh | 168 | Sub_sector | Industry | Metals | Industry (metal) | Energetic | industry_metal_demand_oil_energetic | Liquids | EU | Energy demand | 0 | FEC
DK | TYNDP2026 | NT | 2030 | TWh | 169 | Sub_sector | Industry | Metals | Industry (metal) | Energetic | industry_metal_demand_others_energetic | Others | EU | Energy demand | 0 | FEC
DK | TYNDP2026 | NT | 2030 | TWh | 170 | Sub_sector | Industry | Metals | Industry (metal) | Energetic | industry_metal_demand_ammonia_energetic | Ammonia | EU | Energy demand | 0 | FEC
DK | TYNDP2026 | NT | 2030 | TWh | 172 | Sub_sector | Industry | Others | Industry (other, energetic) | Energetic | industry_other_demand_electricity_energetic | Electricity | EU | Energy demand | 9.8355 | FEC
DK | TYNDP2026 | NT | 2030 | TWh | 173 | Sub_sector | Industry | Others | Industry (other, energetic) | Energetic | industry_other_demand_hydrogen_energetic | Hydrogen | EU | Energy demand | 0 | FEC
DK | TYNDP2026 | NT | 2030 | TWh | 174 | Sub_sector | Industry | Others | Industry (other, energetic) | Energetic | industry_other_demand_methane_energetic | Methane | EU | Energy demand | 6.8771 | FEC
DK | TYNDP2026 | NT | 2030 | TWh | 175 | Sub_sector | Industry | Others | Industry (other, energetic) | Energetic | industry_other_demand_heat_energetic | Heat | EU | Energy demand | 1.5052 | FEC
DK | TYNDP2026 | NT | 2030 | TWh | 176 | Sub_sector | Industry | Others | Industry (other, energetic) | Energetic | industry_other_demand_biomass_energetic | Biomass | EU | Energy demand | 2.6211 | FEC
DK | TYNDP2026 | NT | 2030 | TWh | 177 | Sub_sector | Industry | Others | Industry (other, energetic) | Energetic | industry_other_demand_coal_energetic | Solids | EU | Energy demand | 0.62283 | FEC
DK | TYNDP2026 | NT | 2030 | TWh | 178 | Sub_sector | Industry | Others | Industry (other, energetic) | Energetic | industry_other_demand_oil_energetic | Liquids | EU | Energy demand | 4.4895 | FEC
DK | TYNDP2026 | NT | 2030 | TWh | 179 | Sub_sector | Industry | Others | Industry (other, energetic) | Energetic | industry_other_demand_others_energetic | Others | EU | Energy demand | 0 | FEC
DK | TYNDP2026 | NT | 2030 | TWh | 180 | Sub_sector | Industry | Others | Industry (other, energetic) | Energetic | industry_other_demand_ammonia_energetic | Ammonia | EU | Energy demand | 0 | FEC
DK | TYNDP2026 | NT | 2030 | TWh | 182 | Sub_sector | Industry | Others | Industry (other, non-energetic) | Non-energetic | industry_other_demand_electricity_non_energetic | Electricity | EU | Energy demand | 0 | not_included_in_FEC
DK | TYNDP2026 | NT | 2030 | TWh | 183 | Sub_sector | Industry | Others | Industry (other, non-energetic) | Non-energetic | industry_other_demand_hydrogen_non_energetic | Hydrogen | EU | Energy demand | 0 | not_included_in_FEC
DK | TYNDP2026 | NT | 2030 | TWh | 184 | Sub_sector | Industry | Others | Industry (other, non-energetic) | Non-energetic | industry_other_demand_methane_non_energetic | Methane | EU | Energy demand | 0 | not_included_in_FEC
DK | TYNDP2026 | NT | 2030 | TWh | 185 | Sub_sector | Industry | Others | Industry (other, non-energetic) | Non-energetic | industry_other_demand_heat_non_energetic | Heat | EU | Energy demand | 0 | not_included_in_FEC
DK | TYNDP2026 | NT | 2030 | TWh | 186 | Sub_sector | Industry | Others | Industry (other, non-energetic) | Non-energetic | industry_other_demand_biomass_non_energetic | Biomass | EU | Energy demand | 0 | not_included_in_FEC
DK | TYNDP2026 | NT | 2030 | TWh | 187 | Sub_sector | Industry | Others | Industry (other, non-energetic) | Non-energetic | industry_other_demand_coal_non_energetic | Solids | EU | Energy demand | 0 | not_included_in_FEC
DK | TYNDP2026 | NT | 2030 | TWh | 188 | Sub_sector | Industry | Others | Industry (other, non-energetic) | Non-energetic | industry_other_demand_oil_non_energetic | Liquids | EU | Energy demand | 0 | not_included_in_FEC
DK | TYNDP2026 | NT | 2030 | TWh | 189 | Sub_sector | Industry | Others | Industry (other, non-energetic) | Non-energetic | industry_other_demand_others_non_energetic | Others | EU | Energy demand | 0 | not_included_in_FEC
DK | TYNDP2026 | NT | 2030 | TWh | 190 | Sub_sector | Industry | Others | Industry (other, non-energetic) | Non-energetic | industry_other_demand_ammonia_non_energetic | Ammonia | EU | Energy demand | 0 | not_included_in_FEC
DK | TYNDP2026 | NT | 2030 | TWh | 192 | Sub_sector | Industry | Paper | Industry (paper) | Energetic | industry_paper_demand_electricity_energetic | Electricity | EU | Energy demand | 0 | FEC
DK | TYNDP2026 | NT | 2030 | TWh | 193 | Sub_sector | Industry | Paper | Industry (paper) | Energetic | industry_paper_demand_hydrogen_energetic | Hydrogen | EU | Energy demand | 0 | FEC
DK | TYNDP2026 | NT | 2030 | TWh | 194 | Sub_sector | Industry | Paper | Industry (paper) | Energetic | industry_paper_demand_methane_energetic | Methane | EU | Energy demand | 0 | FEC
DK | TYNDP2026 | NT | 2030 | TWh | 195 | Sub_sector | Industry | Paper | Industry (paper) | Energetic | industry_paper_demand_heat_energetic | Heat | EU | Energy demand | 0 | FEC
DK | TYNDP2026 | NT | 2030 | TWh | 196 | Sub_sector | Industry | Paper | Industry (paper) | Energetic | industry_paper_demand_biomass_energetic | Biomass | EU | Energy demand | 0 | FEC
DK | TYNDP2026 | NT | 2030 | TWh | 197 | Sub_sector | Industry | Paper | Industry (paper) | Energetic | industry_paper_demand_coal_energetic | Solids | EU | Energy demand | 0 | FEC
DK | TYNDP2026 | NT | 2030 | TWh | 198 | Sub_sector | Industry | Paper | Industry (paper) | Energetic | industry_paper_demand_oil_energetic | Liquids | EU | Energy demand | 0 | FEC
DK | TYNDP2026 | NT | 2030 | TWh | 199 | Sub_sector | Industry | Paper | Industry (paper) | Energetic | industry_paper_demand_others_energetic | Others | EU | Energy demand | 0 | FEC
DK | TYNDP2026 | NT | 2030 | TWh | 200 | Sub_sector | Industry | Paper | Industry (paper) | Energetic | industry_paper_demand_ammonia_energetic | Ammonia | EU | Energy demand | 0 | FEC
DK | TYNDP2026 | NT | 2030 | TWh | 202 | Sub_sector | Industry | Refineries | Industry (refineries, energetic) | Energetic | industry_refinery_demand_electricity_energetic | Electricity | EU | Energy demand | 0.37598 | not_included_in_FEC
DK | TYNDP2026 | NT | 2030 | TWh | 203 | Sub_sector | Industry | Refineries | Industry (refineries, energetic) | Energetic | industry_refinery_demand_hydrogen_energetic | Hydrogen | EU | Energy demand | 0.17483 | not_included_in_FEC
DK | TYNDP2026 | NT | 2030 | TWh | 204 | Sub_sector | Industry | Refineries | Industry (refineries, energetic) | Energetic | industry_refinery_demand_methane_energetic | Methane | EU | Energy demand | 0 | not_included_in_FEC
DK | TYNDP2026 | NT | 2030 | TWh | 205 | Sub_sector | Industry | Refineries | Industry (refineries, energetic) | Energetic | industry_refinery_demand_heat_energetic | Heat | EU | Energy demand | 0.0021854 | not_included_in_FEC
DK | TYNDP2026 | NT | 2030 | TWh | 206 | Sub_sector | Industry | Refineries | Industry (refineries, energetic) | Energetic | industry_refinery_demand_biomass_energetic | Biomass | EU | Energy demand | 0 | not_included_in_FEC
DK | TYNDP2026 | NT | 2030 | TWh | 207 | Sub_sector | Industry | Refineries | Industry (refineries, energetic) | Energetic | industry_refinery_demand_coal_energetic | Solids | EU | Energy demand | 0 | not_included_in_FEC
DK | TYNDP2026 | NT | 2030 | TWh | 208 | Sub_sector | Industry | Refineries | Industry (refineries, energetic) | Energetic | industry_refinery_demand_oil_energetic | Liquids | EU | Energy demand | 2.4408 | not_included_in_FEC
DK | TYNDP2026 | NT | 2030 | TWh | 209 | Sub_sector | Industry | Refineries | Industry (refineries, energetic) | Energetic | industry_refinery_demand_others_energetic | Others | EU | Energy demand | 0 | not_included_in_FEC
DK | TYNDP2026 | NT | 2030 | TWh | 210 | Sub_sector | Industry | Refineries | Industry (refineries, energetic) | Energetic | industry_refinery_demand_ammonia_energetic | Ammonia | EU | Energy demand | 0 | not_included_in_FEC
DK | TYNDP2026 | NT | 2030 | TWh | 212 | Sub_sector | Industry | Refineries | Industry (refineries, non-energetic) | Non-energetic | industry_refinery_demand_electricity_non_energetic | Electricity | EU | Energy demand | 0 | not_included_in_FEC
DK | TYNDP2026 | NT | 2030 | TWh | 213 | Sub_sector | Industry | Refineries | Industry (refineries, non-energetic) | Non-energetic | industry_refinery_demand_hydrogen_non_energetic | Hydrogen | EU | Energy demand | 0 | not_included_in_FEC
DK | TYNDP2026 | NT | 2030 | TWh | 214 | Sub_sector | Industry | Refineries | Industry (refineries, non-energetic) | Non-energetic | industry_refinery_demand_methane_non_energetic | Methane | EU | Energy demand | 0 | not_included_in_FEC
DK | TYNDP2026 | NT | 2030 | TWh | 215 | Sub_sector | Industry | Refineries | Industry (refineries, non-energetic) | Non-energetic | industry_refinery_demand_heat_non_energetic | Heat | EU | Energy demand | 0 | not_included_in_FEC
DK | TYNDP2026 | NT | 2030 | TWh | 216 | Sub_sector | Industry | Refineries | Industry (refineries, non-energetic) | Non-energetic | industry_refinery_demand_biomass_non_energetic | Biomass | EU | Energy demand | 0 | not_included_in_FEC
DK | TYNDP2026 | NT | 2030 | TWh | 217 | Sub_sector | Industry | Refineries | Industry (refineries, non-energetic) | Non-energetic | industry_refinery_demand_coal_non_energetic | Solids | EU | Energy demand | 0 | not_included_in_FEC
DK | TYNDP2026 | NT | 2030 | TWh | 218 | Sub_sector | Industry | Refineries | Industry (refineries, non-energetic) | Non-energetic | industry_refinery_demand_oil_non_energetic | Liquids | EU | Energy demand | 0 | not_included_in_FEC
DK | TYNDP2026 | NT | 2030 | TWh | 219 | Sub_sector | Industry | Refineries | Industry (refineries, non-energetic) | Non-energetic | industry_refinery_demand_others_non_energetic | Others | EU | Energy demand | 0 | not_included_in_FEC
DK | TYNDP2026 | NT | 2030 | TWh | 220 | Sub_sector | Industry | Refineries | Industry (refineries, non-energetic) | Non-energetic | industry_refinery_demand_ammonia_non_energetic | Ammonia | EU | Energy demand | 0 | not_included_in_FEC
DK | TYNDP2026 | NT | 2030 | TWh | 222 | Sub_sector | Industry | Steel | Industry (steel) | Energetic | industry_steel_demand_electricity_energetic | Electricity | EU | Energy demand | 0 | FEC
DK | TYNDP2026 | NT | 2030 | TWh | 223 | Sub_sector | Industry | Steel | Industry (steel) | Energetic | industry_steel_demand_hydrogen_energetic | Hydrogen | EU | Energy demand | 0 | FEC
DK | TYNDP2026 | NT | 2030 | TWh | 224 | Sub_sector | Industry | Steel | Industry (steel) | Energetic | industry_steel_demand_methane_energetic | Methane | EU | Energy demand | 0 | FEC
DK | TYNDP2026 | NT | 2030 | TWh | 225 | Sub_sector | Industry | Steel | Industry (steel) | Energetic | industry_steel_demand_heat_energetic | Heat | EU | Energy demand | 0 | FEC
DK | TYNDP2026 | NT | 2030 | TWh | 226 | Sub_sector | Industry | Steel | Industry (steel) | Energetic | industry_steel_demand_biomass_energetic | Biomass | EU | Energy demand | 0 | FEC
DK | TYNDP2026 | NT | 2030 | TWh | 227 | Sub_sector | Industry | Steel | Industry (steel) | Energetic | industry_steel_demand_coal_energetic | Solids | EU | Energy demand | 0 | FEC
DK | TYNDP2026 | NT | 2030 | TWh | 228 | Sub_sector | Industry | Steel | Industry (steel) | Energetic | industry_steel_demand_oil_energetic | Liquids | EU | Energy demand | 0 | FEC
DK | TYNDP2026 | NT | 2030 | TWh | 229 | Sub_sector | Industry | Steel | Industry (steel) | Energetic | industry_steel_demand_others_energetic | Others | EU | Energy demand | 0 | FEC
DK | TYNDP2026 | NT | 2030 | TWh | 230 | Sub_sector | Industry | Steel | Industry (steel) | Energetic | industry_steel_demand_ammonia_energetic | Ammonia | EU | Energy demand | 0 | FEC
DK | TYNDP2026 | NT | 2030 | TWh | 232 | Sub_sector | Transport | Cars | Transport (cars) | Energetic | transport_cars_final_demand_electricity | Electricity | EU | Energy demand | 2.6177 | FEC
DK | TYNDP2026 | NT | 2030 | TWh | 233 | Sub_sector | Transport | Cars | Transport (cars) | Energetic | transport_cars_final_demand_hydrogen | Hydrogen | EU | Energy demand | 0 | FEC
DK | TYNDP2026 | NT | 2030 | TWh | 234 | Sub_sector | Transport | Cars | Transport (cars) | Energetic | transport_cars_final_demand_methane | Methane | EU | Energy demand | 0 | FEC
DK | TYNDP2026 | NT | 2030 | TWh | 235 | Sub_sector | Transport | Cars | Transport (cars) | Energetic | transport_cars_final_demand_heat | Heat | EU | Energy demand | 0 | FEC
DK | TYNDP2026 | NT | 2030 | TWh | 236 | Sub_sector | Transport | Cars | Transport (cars) | Energetic | transport_cars_final_demand_biomass | Biomass | EU | Energy demand | 0 | FEC
DK | TYNDP2026 | NT | 2030 | TWh | 237 | Sub_sector | Transport | Cars | Transport (cars) | Energetic | transport_cars_final_demand_coal | Solids | EU | Energy demand | 0 | FEC
DK | TYNDP2026 | NT | 2030 | TWh | 238 | Sub_sector | Transport | Cars | Transport (cars) | Energetic | transport_cars_final_demand_oil | Liquids | EU | Energy demand | 20.7186 | FEC
DK | TYNDP2026 | NT | 2030 | TWh | 239 | Sub_sector | Transport | Cars | Transport (cars) | Energetic | transport_cars_final_demand_other | Others | EU | Energy demand | 0 | FEC
DK | TYNDP2026 | NT | 2030 | TWh | 240 | Sub_sector | Transport | Cars | Transport (cars) | Energetic | transport_cars_final_demand_ammonia | Ammonia | EU | Energy demand | 0 | FEC
DK | TYNDP2026 | NT | 2030 | TWh | 242 | Sub_sector | Transport | Busses | Transport (busses) | Energetic | transport_busses_final_demand_electricity | Electricity | EU | Energy demand | 0.76537 | FEC
DK | TYNDP2026 | NT | 2030 | TWh | 243 | Sub_sector | Transport | Busses | Transport (busses) | Energetic | transport_busses_final_demand_hydrogen | Hydrogen | EU | Energy demand | 0.0017608 | FEC
DK | TYNDP2026 | NT | 2030 | TWh | 244 | Sub_sector | Transport | Busses | Transport (busses) | Energetic | transport_busses_final_demand_methane | Methane | EU | Energy demand | 0.035738 | FEC
DK | TYNDP2026 | NT | 2030 | TWh | 245 | Sub_sector | Transport | Busses | Transport (busses) | Energetic | transport_busses_final_demand_heat | Heat | EU | Energy demand | 0 | FEC
DK | TYNDP2026 | NT | 2030 | TWh | 246 | Sub_sector | Transport | Busses | Transport (busses) | Energetic | transport_busses_final_demand_biomass | Biomass | EU | Energy demand | 0 | FEC
DK | TYNDP2026 | NT | 2030 | TWh | 247 | Sub_sector | Transport | Busses | Transport (busses) | Energetic | transport_busses_final_demand_coal | Solids | EU | Energy demand | 0 | FEC
DK | TYNDP2026 | NT | 2030 | TWh | 248 | Sub_sector | Transport | Busses | Transport (busses) | Energetic | transport_busses_final_demand_oil | Liquids | EU | Energy demand | 0.8789 | FEC
DK | TYNDP2026 | NT | 2030 | TWh | 249 | Sub_sector | Transport | Busses | Transport (busses) | Energetic | transport_busses_final_demand_other | Others | EU | Energy demand | 0 | FEC
DK | TYNDP2026 | NT | 2030 | TWh | 250 | Sub_sector | Transport | Busses | Transport (busses) | Energetic | transport_busses_final_demand_ammonia | Ammonia | EU | Energy demand | 0 | FEC
DK | TYNDP2026 | NT | 2030 | TWh | 252 | Sub_sector | Transport | Trucks | Transport (trucks) | Energetic | transport_trucks_final_demand_electricity | Electricity | EU | Energy demand | 1.4924 | FEC
DK | TYNDP2026 | NT | 2030 | TWh | 253 | Sub_sector | Transport | Trucks | Transport (trucks) | Energetic | transport_trucks_final_demand_hydrogen | Hydrogen | EU | Energy demand | 0.0047419 | FEC
DK | TYNDP2026 | NT | 2030 | TWh | 254 | Sub_sector | Transport | Trucks | Transport (trucks) | Energetic | transport_trucks_final_demand_methane | Methane | EU | Energy demand | 0.077802 | FEC
DK | TYNDP2026 | NT | 2030 | TWh | 255 | Sub_sector | Transport | Trucks | Transport (trucks) | Energetic | transport_trucks_final_demand_heat | Heat | EU | Energy demand | 0 | FEC
DK | TYNDP2026 | NT | 2030 | TWh | 256 | Sub_sector | Transport | Trucks | Transport (trucks) | Energetic | transport_trucks_final_demand_biomass | Biomass | EU | Energy demand | 0 | FEC
DK | TYNDP2026 | NT | 2030 | TWh | 257 | Sub_sector | Transport | Trucks | Transport (trucks) | Energetic | transport_trucks_final_demand_coal | Solids | EU | Energy demand | 0 | FEC
DK | TYNDP2026 | NT | 2030 | TWh | 258 | Sub_sector | Transport | Trucks | Transport (trucks) | Energetic | transport_trucks_final_demand_oil | Liquids | EU | Energy demand | 3.741 | FEC
DK | TYNDP2026 | NT | 2030 | TWh | 259 | Sub_sector | Transport | Trucks | Transport (trucks) | Energetic | transport_trucks_final_demand_other | Others | EU | Energy demand | 0 | FEC
DK | TYNDP2026 | NT | 2030 | TWh | 260 | Sub_sector | Transport | Trucks | Transport (trucks) | Energetic | transport_trucks_final_demand_ammonia | Ammonia | EU | Energy demand | 0 | FEC
DK | TYNDP2026 | NT | 2030 | TWh | 262 | Sub_sector | Transport | Vans | Transport (vans) | Energetic | transport_vans_final_demand_electricity | Electricity | EU | Energy demand | 0.40123 | FEC
DK | TYNDP2026 | NT | 2030 | TWh | 263 | Sub_sector | Transport | Vans | Transport (vans) | Energetic | transport_vans_final_demand_hydrogen | Hydrogen | EU | Energy demand | 0.0096978 | FEC
DK | TYNDP2026 | NT | 2030 | TWh | 264 | Sub_sector | Transport | Vans | Transport (vans) | Energetic | transport_vans_final_demand_methane | Methane | EU | Energy demand | 0 | FEC
DK | TYNDP2026 | NT | 2030 | TWh | 265 | Sub_sector | Transport | Vans | Transport (vans) | Energetic | transport_vans_final_demand_heat | Heat | EU | Energy demand | 0 | FEC
DK | TYNDP2026 | NT | 2030 | TWh | 266 | Sub_sector | Transport | Vans | Transport (vans) | Energetic | transport_vans_final_demand_biomass | Biomass | EU | Energy demand | 0 | FEC
DK | TYNDP2026 | NT | 2030 | TWh | 267 | Sub_sector | Transport | Vans | Transport (vans) | Energetic | transport_vans_final_demand_coal | Solids | EU | Energy demand | 0 | FEC
DK | TYNDP2026 | NT | 2030 | TWh | 268 | Sub_sector | Transport | Vans | Transport (vans) | Energetic | transport_vans_final_demand_oil | Liquids | EU | Energy demand | 6.0731 | FEC
DK | TYNDP2026 | NT | 2030 | TWh | 269 | Sub_sector | Transport | Vans | Transport (vans) | Energetic | transport_vans_final_demand_other | Others | EU | Energy demand | 0 | FEC
DK | TYNDP2026 | NT | 2030 | TWh | 270 | Sub_sector | Transport | Vans | Transport (vans) | Energetic | transport_vans_final_demand_ammonia | Ammonia | EU | Energy demand | 0 | FEC
DK | TYNDP2026 | NT | 2030 | TWh | 272 | Sub_sector | Transport | Freight trains | Transport (trains) | Energetic | transport_trains_final_demand_electricity | Electricity | EU | Energy demand | 0.65736 | FEC
DK | TYNDP2026 | NT | 2030 | TWh | 273 | Sub_sector | Transport | Freight trains | Transport (trains) | Energetic | transport_trains_final_demand_hydrogen | Hydrogen | EU | Energy demand | 0 | FEC
DK | TYNDP2026 | NT | 2030 | TWh | 274 | Sub_sector | Transport | Freight trains | Transport (trains) | Energetic | transport_trains_final_demand_methane | Methane | EU | Energy demand | 0 | FEC
DK | TYNDP2026 | NT | 2030 | TWh | 275 | Sub_sector | Transport | Freight trains | Transport (trains) | Energetic | transport_trains_final_demand_heat | Heat | EU | Energy demand | 0 | FEC
DK | TYNDP2026 | NT | 2030 | TWh | 276 | Sub_sector | Transport | Freight trains | Transport (trains) | Energetic | transport_trains_final_demand_biomass | Biomass | EU | Energy demand | 0 | FEC
DK | TYNDP2026 | NT | 2030 | TWh | 277 | Sub_sector | Transport | Freight trains | Transport (trains) | Energetic | transport_trains_final_demand_coal | Solids | EU | Energy demand | 0 | FEC
DK | TYNDP2026 | NT | 2030 | TWh | 278 | Sub_sector | Transport | Freight trains | Transport (trains) | Energetic | transport_trains_final_demand_oil | Liquids | EU | Energy demand | 0.28488 | FEC
DK | TYNDP2026 | NT | 2030 | TWh | 279 | Sub_sector | Transport | Freight trains | Transport (trains) | Energetic | transport_trains_final_demand_other | Others | EU | Energy demand | 0 | FEC
DK | TYNDP2026 | NT | 2030 | TWh | 280 | Sub_sector | Transport | Freight trains | Transport (trains) | Energetic | transport_trains_final_demand_ammonia | Ammonia | EU | Energy demand | 0 | FEC
DK | TYNDP2026 | NT | 2030 | TWh | 282 | Sub_sector | Transport | Ships | Transport (ships) | Energetic | transport_ships_final_demand_electricity | Electricity | EU | Energy demand | 0.28007 | FEC
DK | TYNDP2026 | NT | 2030 | TWh | 283 | Sub_sector | Transport | Ships | Transport (ships) | Energetic | transport_ships_final_demand_hydrogen | Hydrogen | EU | Energy demand | 0 | FEC
DK | TYNDP2026 | NT | 2030 | TWh | 284 | Sub_sector | Transport | Ships | Transport (ships) | Energetic | transport_ships_final_demand_methane | Methane | EU | Energy demand | 0 | FEC
DK | TYNDP2026 | NT | 2030 | TWh | 285 | Sub_sector | Transport | Ships | Transport (ships) | Energetic | transport_ships_final_demand_heat | Heat | EU | Energy demand | 0 | FEC
DK | TYNDP2026 | NT | 2030 | TWh | 286 | Sub_sector | Transport | Ships | Transport (ships) | Energetic | transport_ships_final_demand_biomass | Biomass | EU | Energy demand | 0 | FEC
DK | TYNDP2026 | NT | 2030 | TWh | 287 | Sub_sector | Transport | Ships | Transport (ships) | Energetic | transport_ships_final_demand_coal | Solids | EU | Energy demand | 0 | FEC
DK | TYNDP2026 | NT | 2030 | TWh | 288 | Sub_sector | Transport | Ships | Transport (ships) | Energetic | transport_ships_final_demand_oil | Liquids | EU | Energy demand | 0.82802 | FEC
DK | TYNDP2026 | NT | 2030 | TWh | 289 | Sub_sector | Transport | Ships | Transport (ships) | Energetic | transport_ships_final_demand_other | Others | EU | Energy demand | 0 | FEC
DK | TYNDP2026 | NT | 2030 | TWh | 290 | Sub_sector | Transport | Ships | Transport (ships) | Energetic | transport_ships_final_demand_ammonia | Ammonia | EU | Energy demand | 0 | FEC
DK | TYNDP2026 | NT | 2030 | TWh | 292 | Sub_sector | Transport | Planes | Transport (planes) | Energetic | transport_planes_final_demand_electricity | Electricity | EU | Energy demand | 0 | FEC
DK | TYNDP2026 | NT | 2030 | TWh | 293 | Sub_sector | Transport | Planes | Transport (planes) | Energetic | transport_planes_final_demand_hydrogen | Hydrogen | EU | Energy demand | 0 | FEC
DK | TYNDP2026 | NT | 2030 | TWh | 294 | Sub_sector | Transport | Planes | Transport (planes) | Energetic | transport_planes_final_demand_methane | Methane | EU | Energy demand | 0 | FEC
DK | TYNDP2026 | NT | 2030 | TWh | 295 | Sub_sector | Transport | Planes | Transport (planes) | Energetic | transport_planes_final_demand_heat | Heat | EU | Energy demand | 0 | FEC
DK | TYNDP2026 | NT | 2030 | TWh | 296 | Sub_sector | Transport | Planes | Transport (planes) | Energetic | transport_planes_final_demand_biomass | Biomass | EU | Energy demand | 0 | FEC
DK | TYNDP2026 | NT | 2030 | TWh | 297 | Sub_sector | Transport | Planes | Transport (planes) | Energetic | transport_planes_final_demand_coal | Solids | EU | Energy demand | 0 | FEC
DK | TYNDP2026 | NT | 2030 | TWh | 298 | Sub_sector | Transport | Planes | Transport (planes) | Energetic | transport_planes_final_demand_oil | Liquids | EU | Energy demand | 0.3595 | FEC
DK | TYNDP2026 | NT | 2030 | TWh | 299 | Sub_sector | Transport | Planes | Transport (planes) | Energetic | transport_planes_final_demand_other | Others | EU | Energy demand | 0 | FEC
DK | TYNDP2026 | NT | 2030 | TWh | 300 | Sub_sector | Transport | Planes | Transport (planes) | Energetic | transport_planes_final_demand_ammonia | Ammonia | EU | Energy demand | 0 | FEC
DK | TYNDP2026 | NT | 2030 | TWh | 302 | Sub_sector | Transport | Others | Transport (others) | Energetic | transport_other_final_demand_electricity | Electricity | EU | Energy demand | 0.00019647 | FEC
DK | TYNDP2026 | NT | 2030 | TWh | 303 | Sub_sector | Transport | Others | Transport (others) | Energetic | transport_other_final_demand_hydrogen | Hydrogen | EU | Energy demand | 0 | FEC
DK | TYNDP2026 | NT | 2030 | TWh | 304 | Sub_sector | Transport | Others | Transport (others) | Energetic | transport_other_final_demand_methane | Methane | EU | Energy demand | 0 | FEC
DK | TYNDP2026 | NT | 2030 | TWh | 305 | Sub_sector | Transport | Others | Transport (others) | Energetic | transport_other_final_demand_heat | Heat | EU | Energy demand | 0 | FEC
DK | TYNDP2026 | NT | 2030 | TWh | 306 | Sub_sector | Transport | Others | Transport (others) | Energetic | transport_other_final_demand_biomass | Biomass | EU | Energy demand | 0 | FEC
DK | TYNDP2026 | NT | 2030 | TWh | 307 | Sub_sector | Transport | Others | Transport (others) | Energetic | transport_other_final_demand_coal | Solids | EU | Energy demand | 0 | FEC
DK | TYNDP2026 | NT | 2030 | TWh | 308 | Sub_sector | Transport | Others | Transport (others) | Energetic | transport_other_final_demand_oil | Liquids | EU | Energy demand | 0.21874 | FEC
DK | TYNDP2026 | NT | 2030 | TWh | 309 | Sub_sector | Transport | Others | Transport (others) | Energetic | transport_other_final_demand_other | Others | EU | Energy demand | 0 | FEC
DK | TYNDP2026 | NT | 2030 | TWh | 310 | Sub_sector | Transport | Others | Transport (others) | Energetic | transport_other_final_demand_ammonia | Ammonia | EU | Energy demand | 0 | FEC
DK | TYNDP2026 | NT | 2030 | TWh | 312 | Sub_sector | International transport | International aviation | Transport (int. aviation) | Energetic | transport_int_aviation_final_demand_electricity | Electricity | EU | Energy demand | 0 | FEC
DK | TYNDP2026 | NT | 2030 | TWh | 313 | Sub_sector | International transport | International aviation | Transport (int. aviation) | Energetic | transport_int_aviation_final_demand_hydrogen | Hydrogen | EU | Energy demand | 0 | FEC
DK | TYNDP2026 | NT | 2030 | TWh | 314 | Sub_sector | International transport | International aviation | Transport (int. aviation) | Energetic | transport_int_aviation_final_demand_methane | Methane | EU | Energy demand | 0 | FEC
DK | TYNDP2026 | NT | 2030 | TWh | 315 | Sub_sector | International transport | International aviation | Transport (int. aviation) | Energetic | transport_int_aviation_final_demand_heat | Heat | EU | Energy demand | 0 | FEC
DK | TYNDP2026 | NT | 2030 | TWh | 316 | Sub_sector | International transport | International aviation | Transport (int. aviation) | Energetic | transport_int_aviation_final_demand_biofuels | Biomass | EU | Energy demand | 0 | FEC
DK | TYNDP2026 | NT | 2030 | TWh | 317 | Sub_sector | International transport | International aviation | Transport (int. aviation) | Energetic | transport_int_aviation_final_demand_coal | Solids | EU | Energy demand | 0 | FEC
DK | TYNDP2026 | NT | 2030 | TWh | 318 | Sub_sector | International transport | International aviation | Transport (int. aviation) | Energetic | transport_int_aviation_final_demand_oil | Liquids | EU | Energy demand | 11.2551 | FEC
DK | TYNDP2026 | NT | 2030 | TWh | 319 | Sub_sector | International transport | International aviation | Transport (int. aviation) | Energetic | transport_int_aviation_final_demand_other | Others | EU | Energy demand | 0 | FEC
DK | TYNDP2026 | NT | 2030 | TWh | 320 | Sub_sector | International transport | International aviation | Transport (int. aviation) | Energetic | transport_int_aviation_final_demand_ammonia | Ammonia | EU | Energy demand | 0 | FEC
DK | TYNDP2026 | NT | 2030 | TWh | 322 | Sub_sector | International transport | International shipping | Transport (int. shipping) | Energetic | transport_int_shipping_final_demand_electricity | Electricity | EU | Energy demand | 0 | not_included_in_FEC
DK | TYNDP2026 | NT | 2030 | TWh | 323 | Sub_sector | International transport | International shipping | Transport (int. shipping) | Energetic | transport_int_shipping_final_demand_hydrogen | Hydrogen | EU | Energy demand | 0 | not_included_in_FEC
DK | TYNDP2026 | NT | 2030 | TWh | 324 | Sub_sector | International transport | International shipping | Transport (int. shipping) | Energetic | transport_int_shipping_final_demand_methane | Methane | EU | Energy demand | 0.24995 | not_included_in_FEC
DK | TYNDP2026 | NT | 2030 | TWh | 325 | Sub_sector | International transport | International shipping | Transport (int. shipping) | Energetic | transport_int_shipping_final_demand_heat | Heat | EU | Energy demand | 0 | not_included_in_FEC
DK | TYNDP2026 | NT | 2030 | TWh | 326 | Sub_sector | International transport | International shipping | Transport (int. shipping) | Energetic | transport_int_shipping_final_demand_biofuels | Biomass | EU | Energy demand | 0 | not_included_in_FEC
DK | TYNDP2026 | NT | 2030 | TWh | 327 | Sub_sector | International transport | International shipping | Transport (int. shipping) | Energetic | transport_int_shipping_final_demand_coal | Solids | EU | Energy demand | 0 | not_included_in_FEC
DK | TYNDP2026 | NT | 2030 | TWh | 328 | Sub_sector | International transport | International shipping | Transport (int. shipping) | Energetic | transport_int_shipping_final_demand_oil | Liquids | EU | Energy demand | 8.0816 | not_included_in_FEC
DK | TYNDP2026 | NT | 2030 | TWh | 329 | Sub_sector | International transport | International shipping | Transport (int. shipping) | Energetic | transport_int_shipping_final_demand_other | Others | EU | Energy demand | 0 | not_included_in_FEC
DK | TYNDP2026 | NT | 2030 | TWh | 330 | Sub_sector | International transport | International shipping | Transport (int. shipping) | Energetic | transport_int_shipping_final_demand_ammonia | Ammonia | EU | Energy demand | 0 | not_included_in_FEC
DK | TYNDP2026 | NT | 2030 | TWh | 332 | Sub_sector | Households | Space heating | Households (heating) | Energetic | households_heating_final_demand_electricity | Electricity | EU | Energy demand | 1.7051 | FEC
DK | TYNDP2026 | NT | 2030 | TWh | 333 | Sub_sector | Households | Space heating | Households (heating) | Energetic | households_heating_final_demand_hydrogen | Hydrogen | EU | Energy demand | 0 | FEC
DK | TYNDP2026 | NT | 2030 | TWh | 334 | Sub_sector | Households | Space heating | Households (heating) | Energetic | households_heating_final_demand_methane | Methane | EU | Energy demand | 1.1619 | FEC
DK | TYNDP2026 | NT | 2030 | TWh | 335 | Sub_sector | Households | Space heating | Households (heating) | Energetic | households_heating_final_demand_heat | Heat | EU | Energy demand | 14.2192 | FEC
DK | TYNDP2026 | NT | 2030 | TWh | 336 | Sub_sector | Households | Space heating | Households (heating) | Energetic | households_heating_final_demand_biomass | Biomass | EU | Energy demand | 4.4852 | FEC
DK | TYNDP2026 | NT | 2030 | TWh | 337 | Sub_sector | Households | Space heating | Households (heating) | Energetic | households_heating_final_demand_coal | Solids | EU | Energy demand | 0 | FEC
DK | TYNDP2026 | NT | 2030 | TWh | 338 | Sub_sector | Households | Space heating | Households (heating) | Energetic | households_heating_final_demand_oil | Liquids | EU | Energy demand | 0.518 | FEC
DK | TYNDP2026 | NT | 2030 | TWh | 339 | Sub_sector | Households | Space heating | Households (heating) | Energetic | households_heating_final_demand_other | Others | EU | Energy demand | 0 | FEC
DK | TYNDP2026 | NT | 2030 | TWh | 340 | Sub_sector | Households | Space heating | Households (heating) | Energetic | households_heating_final_demand_ammonia | Ammonia | EU | Energy demand | 0 | FEC
DK | TYNDP2026 | NT | 2030 | TWh | 343 | Sub_sector | Households | Cooling | Households (cooling) | Energetic | households_cooling_final_demand_electricity | Electricity | EU | Energy demand | 0 | FEC
DK | TYNDP2026 | NT | 2030 | TWh | 344 | Sub_sector | Households | Cooling | Households (cooling) | Energetic | households_cooling_final_demand_hydrogen | Hydrogen | EU | Energy demand | 0 | FEC
DK | TYNDP2026 | NT | 2030 | TWh | 345 | Sub_sector | Households | Cooling | Households (cooling) | Energetic | households_cooling_final_demand_methane | Methane | EU | Energy demand | 0 | FEC
DK | TYNDP2026 | NT | 2030 | TWh | 346 | Sub_sector | Households | Cooling | Households (cooling) | Energetic | households_cooling_final_demand_heat | Heat | EU | Energy demand | 0 | FEC
DK | TYNDP2026 | NT | 2030 | TWh | 347 | Sub_sector | Households | Cooling | Households (cooling) | Energetic | households_cooling_final_demand_biomass | Biomass | EU | Energy demand | 0 | FEC
DK | TYNDP2026 | NT | 2030 | TWh | 348 | Sub_sector | Households | Cooling | Households (cooling) | Energetic | households_cooling_final_demand_coal | Solids | EU | Energy demand | 0 | FEC
DK | TYNDP2026 | NT | 2030 | TWh | 349 | Sub_sector | Households | Cooling | Households (cooling) | Energetic | households_cooling_final_demand_oil | Liquids | EU | Energy demand | 0 | FEC
DK | TYNDP2026 | NT | 2030 | TWh | 350 | Sub_sector | Households | Cooling | Households (cooling) | Energetic | households_cooling_final_demand_other | Others | EU | Energy demand | 0 | FEC
DK | TYNDP2026 | NT | 2030 | TWh | 351 | Sub_sector | Households | Cooling | Households (cooling) | Energetic | households_cooling_final_demand_ammonia | Ammonia | EU | Energy demand | 0 | FEC
DK | TYNDP2026 | NT | 2030 | TWh | 354 | Sub_sector | Households | Hot water | Households (hot water) | Energetic | households_hot_water_final_demand_electricity | Electricity | EU | Energy demand | 1.0971 | FEC
DK | TYNDP2026 | NT | 2030 | TWh | 355 | Sub_sector | Households | Hot water | Households (hot water) | Energetic | households_hot_water_final_demand_hydrogen | Hydrogen | EU | Energy demand | 0 | FEC
DK | TYNDP2026 | NT | 2030 | TWh | 356 | Sub_sector | Households | Hot water | Households (hot water) | Energetic | households_hot_water_final_demand_methane | Methane | EU | Energy demand | 0.64705 | FEC
DK | TYNDP2026 | NT | 2030 | TWh | 357 | Sub_sector | Households | Hot water | Households (hot water) | Energetic | households_hot_water_final_demand_heat | Heat | EU | Energy demand | 6.6606 | FEC
DK | TYNDP2026 | NT | 2030 | TWh | 358 | Sub_sector | Households | Hot water | Households (hot water) | Energetic | households_hot_water_final_demand_biomass | Biomass | EU | Energy demand | 2.101 | FEC
DK | TYNDP2026 | NT | 2030 | TWh | 359 | Sub_sector | Households | Hot water | Households (hot water) | Energetic | households_hot_water_final_demand_coal | Solids | EU | Energy demand | 0 | FEC
DK | TYNDP2026 | NT | 2030 | TWh | 360 | Sub_sector | Households | Hot water | Households (hot water) | Energetic | households_hot_water_final_demand_oil | Liquids | EU | Energy demand | 0.24265 | FEC
DK | TYNDP2026 | NT | 2030 | TWh | 361 | Sub_sector | Households | Hot water | Households (hot water) | Energetic | households_hot_water_final_demand_other | Others | EU | Energy demand | 0 | FEC
DK | TYNDP2026 | NT | 2030 | TWh | 362 | Sub_sector | Households | Hot water | Households (hot water) | Energetic | households_hot_water_final_demand_ammonia | Ammonia | EU | Energy demand | 0 | FEC
DK | TYNDP2026 | NT | 2030 | TWh | 365 | Sub_sector | Households | Appliances | Households (appliances) | Energetic | households_appliances_final_demand_electricity | Electricity | EU | Energy demand | 8.6005 | FEC
DK | TYNDP2026 | NT | 2030 | TWh | 366 | Sub_sector | Households | Appliances | Households (appliances) | Energetic | households_appliances_final_demand_hydrogen | Hydrogen | EU | Energy demand | 0 | FEC
DK | TYNDP2026 | NT | 2030 | TWh | 367 | Sub_sector | Households | Appliances | Households (appliances) | Energetic | households_appliances_final_demand_methane | Methane | EU | Energy demand | 0.026251 | FEC
DK | TYNDP2026 | NT | 2030 | TWh | 368 | Sub_sector | Households | Appliances | Households (appliances) | Energetic | households_appliances_final_demand_heat | Heat | EU | Energy demand | 0 | FEC
DK | TYNDP2026 | NT | 2030 | TWh | 369 | Sub_sector | Households | Appliances | Households (appliances) | Energetic | households_appliances_final_demand_biomass | Biomass | EU | Energy demand | 0 | FEC
DK | TYNDP2026 | NT | 2030 | TWh | 370 | Sub_sector | Households | Appliances | Households (appliances) | Energetic | households_appliances_final_demand_coal | Solids | EU | Energy demand | 0 | FEC
DK | TYNDP2026 | NT | 2030 | TWh | 371 | Sub_sector | Households | Appliances | Households (appliances) | Energetic | households_appliances_final_demand_oil | Liquids | EU | Energy demand | 0 | FEC
DK | TYNDP2026 | NT | 2030 | TWh | 372 | Sub_sector | Households | Appliances | Households (appliances) | Energetic | households_appliances_final_demand_other | Others | EU | Energy demand | 0 | FEC
DK | TYNDP2026 | NT | 2030 | TWh | 373 | Sub_sector | Households | Appliances | Households (appliances) | Energetic | households_appliances_final_demand_ammonia | Ammonia | EU | Energy demand | 0 | FEC
DK | TYNDP2026 | NT | 2030 | TWh | 375 | Sub_sector | Buildings | Space heating | Buildings (heat) | Energetic | buildings_heat_final_demand_electricity | Electricity | EU | Energy demand | 0.33579 | FEC
DK | TYNDP2026 | NT | 2030 | TWh | 376 | Sub_sector | Buildings | Space heating | Buildings (heat) | Energetic | buildings_heat_final_demand_hydrogen | Hydrogen | EU | Energy demand | 0 | FEC
DK | TYNDP2026 | NT | 2030 | TWh | 377 | Sub_sector | Buildings | Space heating | Buildings (heat) | Energetic | buildings_heat_final_demand_methane | Methane | EU | Energy demand | 0.96559 | FEC
DK | TYNDP2026 | NT | 2030 | TWh | 378 | Sub_sector | Buildings | Space heating | Buildings (heat) | Energetic | buildings_heat_final_demand_heat | Heat | EU | Energy demand | 10.1502 | FEC
DK | TYNDP2026 | NT | 2030 | TWh | 379 | Sub_sector | Buildings | Space heating | Buildings (heat) | Energetic | buildings_heat_final_demand_biomass | Biomass | EU | Energy demand | 0.34126 | FEC
DK | TYNDP2026 | NT | 2030 | TWh | 380 | Sub_sector | Buildings | Space heating | Buildings (heat) | Energetic | buildings_heat_final_demand_coal | Solids | EU | Energy demand | 0 | FEC
DK | TYNDP2026 | NT | 2030 | TWh | 381 | Sub_sector | Buildings | Space heating | Buildings (heat) | Energetic | buildings_heat_final_demand_oil | Liquids | EU | Energy demand | 0.16461 | FEC
DK | TYNDP2026 | NT | 2030 | TWh | 382 | Sub_sector | Buildings | Space heating | Buildings (heat) | Energetic | buildings_heat_final_demand_other | Others | EU | Energy demand | 0 | FEC
DK | TYNDP2026 | NT | 2030 | TWh | 383 | Sub_sector | Buildings | Space heating | Buildings (heat) | Energetic | buildings_heat_final_demand_ammonia | Ammonia | EU | Energy demand | 0 | FEC
DK | TYNDP2026 | NT | 2030 | TWh | 386 | Sub_sector | Buildings | Cooling | Buildings (cooling) | Energetic | buildings_cooling_final_demand_electricity | Electricity | EU | Energy demand | 0.46543 | FEC
DK | TYNDP2026 | NT | 2030 | TWh | 387 | Sub_sector | Buildings | Cooling | Buildings (cooling) | Energetic | buildings_cooling_final_demand_hydrogen | Hydrogen | EU | Energy demand | 0 | FEC
DK | TYNDP2026 | NT | 2030 | TWh | 388 | Sub_sector | Buildings | Cooling | Buildings (cooling) | Energetic | buildings_cooling_final_demand_methane | Methane | EU | Energy demand | 0.0019762 | FEC
DK | TYNDP2026 | NT | 2030 | TWh | 389 | Sub_sector | Buildings | Cooling | Buildings (cooling) | Energetic | buildings_cooling_final_demand_heat | Heat | EU | Energy demand | 0 | FEC
DK | TYNDP2026 | NT | 2030 | TWh | 390 | Sub_sector | Buildings | Cooling | Buildings (cooling) | Energetic | buildings_cooling_final_demand_biomass | Biomass | EU | Energy demand | 0 | FEC
DK | TYNDP2026 | NT | 2030 | TWh | 391 | Sub_sector | Buildings | Cooling | Buildings (cooling) | Energetic | buildings_cooling_final_demand_coal | Solids | EU | Energy demand | 0 | FEC
DK | TYNDP2026 | NT | 2030 | TWh | 392 | Sub_sector | Buildings | Cooling | Buildings (cooling) | Energetic | buildings_cooling_final_demand_oil | Liquids | EU | Energy demand | 0 | FEC
DK | TYNDP2026 | NT | 2030 | TWh | 393 | Sub_sector | Buildings | Cooling | Buildings (cooling) | Energetic | buildings_cooling_final_demand_other | Others | EU | Energy demand | 0 | FEC
DK | TYNDP2026 | NT | 2030 | TWh | 394 | Sub_sector | Buildings | Cooling | Buildings (cooling) | Energetic | buildings_cooling_final_demand_ammonia | Ammonia | EU | Energy demand | 0 | FEC
DK | TYNDP2026 | NT | 2030 | TWh | 397 | Sub_sector | Buildings | Appliances | Buildings (appliances) | Energetic | buildings_appliances_final_demand_electricity | Electricity | EU | Energy demand | 8.6608 | FEC
DK | TYNDP2026 | NT | 2030 | TWh | 398 | Sub_sector | Buildings | Appliances | Buildings (appliances) | Energetic | buildings_appliances_final_demand_hydrogen | Hydrogen | EU | Energy demand | 0 | FEC
DK | TYNDP2026 | NT | 2030 | TWh | 399 | Sub_sector | Buildings | Appliances | Buildings (appliances) | Energetic | buildings_appliances_final_demand_methane | Methane | EU | Energy demand | 0.60402 | FEC
DK | TYNDP2026 | NT | 2030 | TWh | 400 | Sub_sector | Buildings | Appliances | Buildings (appliances) | Energetic | buildings_appliances_final_demand_heat | Heat | EU | Energy demand | 0 | FEC
DK | TYNDP2026 | NT | 2030 | TWh | 401 | Sub_sector | Buildings | Appliances | Buildings (appliances) | Energetic | buildings_appliances_final_demand_biomass | Biomass | EU | Energy demand | 0 | FEC
DK | TYNDP2026 | NT | 2030 | TWh | 402 | Sub_sector | Buildings | Appliances | Buildings (appliances) | Energetic | buildings_appliances_final_demand_coal | Solids | EU | Energy demand | 0 | FEC
DK | TYNDP2026 | NT | 2030 | TWh | 403 | Sub_sector | Buildings | Appliances | Buildings (appliances) | Energetic | buildings_appliances_final_demand_oil | Liquids | EU | Energy demand | 0 | FEC
DK | TYNDP2026 | NT | 2030 | TWh | 404 | Sub_sector | Buildings | Appliances | Buildings (appliances) | Energetic | buildings_appliances_final_demand_other | Others | EU | Energy demand | 0 | FEC
DK | TYNDP2026 | NT | 2030 | TWh | 405 | Sub_sector | Buildings | Appliances | Buildings (appliances) | Energetic | buildings_appliances_final_demand_ammonia | Ammonia | EU | Energy demand | 0 | FEC
DK | TYNDP2026 | NT | 2030 | TWh | 407 | Sub_sector | Buildings | Datacenters | Datacenters & ICT | Energetic | datacentres_final_demand_electricity_energetic | Electricity | EU | Energy demand | 17.1071 | FEC
DK | TYNDP2026 | NT | 2030 | TWh | 408 | Sub_sector | Buildings | Datacenters | Datacenters & ICT | Energetic | datacentres_final_demand_hydrogen_energetic | Hydrogen | EU | Energy demand | 0 | FEC
DK | TYNDP2026 | NT | 2030 | TWh | 409 | Sub_sector | Buildings | Datacenters | Datacenters & ICT | Energetic | datacentres_final_demand_methane_energetic | Methane | EU | Energy demand | 0 | FEC
DK | TYNDP2026 | NT | 2030 | TWh | 410 | Sub_sector | Buildings | Datacenters | Datacenters & ICT | Energetic | datacentres_final_demand_heat_energetic | Heat | EU | Energy demand | 0 | FEC
DK | TYNDP2026 | NT | 2030 | TWh | 411 | Sub_sector | Buildings | Datacenters | Datacenters & ICT | Energetic | datacentres_final_demand_biomass_energetic | Biomass | EU | Energy demand | 0 | FEC
DK | TYNDP2026 | NT | 2030 | TWh | 412 | Sub_sector | Buildings | Datacenters | Datacenters & ICT | Energetic | datacentres_final_demand_coal_energetic | Solids | EU | Energy demand | 0 | FEC
DK | TYNDP2026 | NT | 2030 | TWh | 413 | Sub_sector | Buildings | Datacenters | Datacenters & ICT | Energetic | datacentres_final_demand_oil_energetic | Liquids | EU | Energy demand | 0 | FEC
DK | TYNDP2026 | NT | 2030 | TWh | 414 | Sub_sector | Buildings | Datacenters | Datacenters & ICT | Energetic | datacentres_final_demand_other_energetic | Others | EU | Energy demand | 0 | FEC
DK | TYNDP2026 | NT | 2030 | TWh | 415 | Sub_sector | Buildings | Datacenters | Datacenters & ICT | Energetic | datacentres_final_demand_ammonia_energetic | Ammonia | EU | Energy demand | 0 | FEC
DK | TYNDP2026 | NT | 2030 | TWh | 417 | Sub_sector | Transport | Others_Sector | Others_Sector | Energetic | other_final_demand_electricity_energetic | Electricity | EU | Energy demand | 0 | FEC
DK | TYNDP2026 | NT | 2030 | TWh | 418 | Sub_sector | Transport | Others_Sector | Others_Sector | Energetic | other_final_demand_hydrogen_energetic | Hydrogen | EU | Energy demand | 0 | FEC
DK | TYNDP2026 | NT | 2030 | TWh | 419 | Sub_sector | Transport | Pipeline Transport | Others_Sector | Energetic | other_final_demand_methane_energetic | Methane | EU | Energy demand | 0.074634 | FEC
DK | TYNDP2026 | NT | 2030 | TWh | 420 | Sub_sector | Transport | Others_Sector | Others_Sector | Energetic | other_final_demand_heat_energetic | Heat | EU | Energy demand | 0 | FEC
DK | TYNDP2026 | NT | 2030 | TWh | 421 | Sub_sector | Transport | Others_Sector | Others_Sector | Energetic | other_final_demand_biomass_energetic | Biomass | EU | Energy demand | 0 | FEC
DK | TYNDP2026 | NT | 2030 | TWh | 422 | Sub_sector | Transport | Others_Sector | Others_Sector | Energetic | other_final_demand_coal_energetic | Solids | EU | Energy demand | 0 | FEC
DK | TYNDP2026 | NT | 2030 | TWh | 423 | Sub_sector | Transport | Others_Sector | Others_Sector | Energetic | other_final_demand_oil_energetic | Liquids | EU | Energy demand | 0.56866 | FEC
DK | TYNDP2026 | NT | 2030 | TWh | 424 | Sub_sector | Others_Sector | Others_Sector | Others_Sector | Non-energetic | other_final_demand_oil_non_energetic | Liquids | EU | Energy demand | 0.65863 | not_included_in_FEC
DK | TYNDP2026 | NT | 2030 | TWh | 425 | Sub_sector | Transport | Others_Sector | Others_Sector | Energetic | other_final_demand_other_energetic | Others | EU | Energy demand | 0 | FEC
DK | TYNDP2026 | NT | 2030 | TWh | 426 | Sub_sector | Transport | Others_Sector | Others_Sector | Energetic | other_final_demand_ammonia_energetic | Ammonia | EU | Energy demand | 0 | FEC
DK | TYNDP2026 | NT | 2030 | TWh | 427 | Sub_sector | Industry | Surplus_Heat_in_Industry | Surplus_Heat_in_Industry | Energetic | final_demand_of_industry_unused_local_production_steam_hot_water | Heat | EU | Energy demand | 0 | FEC
DK | TYNDP2026 | NT | 2030 | TWh | 429 | Sub_sector | Agriculture | Total | Agriculture | Energetic | agriculture_final_demand_electricity_energetic | Electricity | EU | Energy demand | 1.7977 | FEC
DK | TYNDP2026 | NT | 2030 | TWh | 430 | Sub_sector | Agriculture | Total | Agriculture | Energetic | agriculture_final_demand_hydrogen_energetic | Hydrogen | EU | Energy demand | 0 | FEC
DK | TYNDP2026 | NT | 2030 | TWh | 431 | Sub_sector | Agriculture | Total | Agriculture | Energetic | agriculture_final_demand_methane_energetic | Methane | EU | Energy demand | 0.07025 | FEC
DK | TYNDP2026 | NT | 2030 | TWh | 432 | Sub_sector | Agriculture | Total | Agriculture | Energetic | agriculture_final_demand_heat_energetic | Heat | EU | Energy demand | 0.45311 | FEC
DK | TYNDP2026 | NT | 2030 | TWh | 433 | Sub_sector | Agriculture | Total | Agriculture | Energetic | agriculture_final_demand_biomass_energetic | Biomass | EU | Energy demand | 0.69251 | FEC
DK | TYNDP2026 | NT | 2030 | TWh | 434 | Sub_sector | Agriculture | Total | Agriculture | Energetic | agriculture_final_demand_coal_energetic | Solids | EU | Energy demand | 0 | FEC
DK | TYNDP2026 | NT | 2030 | TWh | 435 | Sub_sector | Agriculture | Total | Agriculture | Energetic | agriculture_final_demand_oil_energetic | Liquids | EU | Energy demand | 2.2046 | FEC
DK | TYNDP2026 | NT | 2030 | TWh | 436 | Sub_sector | Agriculture | Total | Agriculture | Energetic | agriculture_final_demand_other_energetic | Others | EU | Energy demand | 0 | FEC
DK | TYNDP2026 | NT | 2030 | TWh | 437 | Sub_sector | Agriculture | Total | Agriculture | Energetic | agriculture_final_demand_ammonia_energetic | Ammonia | EU | Energy demand | 0 | FEC
DK | TYNDP2026 | NT | 2030 | TWh | 447 | Sub_sector | Buildings | Surplus Energy | Buildings | Energetic | GAP | Electricity | EU | Energy demand | 0 | FEC
DK | TYNDP2026 | NT | 2030 | TWh | 448 | Sub_sector | Buildings | Surplus Energy | Buildings | Energetic | GAP | Hydrogen | EU | Energy demand | 0 | FEC
DK | TYNDP2026 | NT | 2030 | TWh | 449 | Sub_sector | Buildings | Surplus Energy | Buildings | Energetic | GAP | Methane | EU | Energy demand | 0 | FEC
DK | TYNDP2026 | NT | 2030 | TWh | 450 | Sub_sector | Buildings | Surplus Energy | Buildings | Energetic | GAP | Heat | EU | Energy demand | 0 | FEC
DK | TYNDP2026 | NT | 2030 | TWh | 451 | Sub_sector | Buildings | Surplus Energy | Buildings | Energetic | GAP | Biomass | EU | Energy demand | 0.041415 | FEC
DK | TYNDP2026 | NT | 2030 | TWh | 452 | Sub_sector | Buildings | Surplus Energy | Buildings | Energetic | GAP | Solids | EU | Energy demand | 0 | FEC
DK | TYNDP2026 | NT | 2030 | TWh | 453 | Sub_sector | Buildings | Surplus Energy | Buildings | Energetic | GAP | Liquids | EU | Energy demand | 0.044458 | FEC
DK | TYNDP2026 | NT | 2030 | TWh | 454 | Sub_sector | Buildings | Surplus Energy | Buildings | Energetic | GAP | Others | EU | Energy demand | 0 | FEC
DK | TYNDP2026 | NT | 2030 | TWh | 455 | Sub_sector | Buildings | Surplus Energy | Buildings | Energetic | GAP | Ammonia | EU | Energy demand | 0 | FEC
DK | TYNDP2026 | NT | 2030 | TWh | 456 | Sub_sector | Households | Surplus Energy | Households | Energetic | GAP | Electricity | EU | Energy demand | 0 | FEC
DK | TYNDP2026 | NT | 2030 | TWh | 457 | Sub_sector | Households | Surplus Energy | Households | Energetic | GAP | Hydrogen | EU | Energy demand | 0 | FEC
DK | TYNDP2026 | NT | 2030 | TWh | 458 | Sub_sector | Households | Surplus Energy | Households | Energetic | GAP | Methane | EU | Energy demand | 0 | FEC
DK | TYNDP2026 | NT | 2030 | TWh | 459 | Sub_sector | Households | Surplus Energy | Households | Energetic | GAP | Heat | EU | Energy demand | 0 | FEC
DK | TYNDP2026 | NT | 2030 | TWh | 460 | Sub_sector | Households | Surplus Energy | Households | Energetic | GAP | Biomass | EU | Energy demand | 0 | FEC
DK | TYNDP2026 | NT | 2030 | TWh | 461 | Sub_sector | Households | Surplus Energy | Households | Energetic | GAP | Solids | EU | Energy demand | 0 | FEC
DK | TYNDP2026 | NT | 2030 | TWh | 462 | Sub_sector | Households | Surplus Energy | Households | Energetic | GAP | Liquids | EU | Energy demand | 0 | FEC
DK | TYNDP2026 | NT | 2030 | TWh | 463 | Sub_sector | Households | Surplus Energy | Households | Energetic | GAP | Others | EU | Energy demand | 0 | FEC
DK | TYNDP2026 | NT | 2030 | TWh | 464 | Sub_sector | Households | Surplus Energy | Households | Energetic | GAP | Ammonia | EU | Energy demand | 0 | FEC
DK | TYNDP2026 | NT | 2035 | TWh | 102 | Sub_sector | Industry | Aluminium | Industry (aluminium) | Energetic | industry_aluminium_demand_electricity_energetic | Electricity | EU | Energy demand | 0 | FEC
DK | TYNDP2026 | NT | 2035 | TWh | 103 | Sub_sector | Industry | Aluminium | Industry (aluminium) | Energetic | industry_aluminium_demand_hydrogen_energetic | Hydrogen | EU | Energy demand | 0 | FEC
DK | TYNDP2026 | NT | 2035 | TWh | 104 | Sub_sector | Industry | Aluminium | Industry (aluminium) | Energetic | industry_aluminium_demand_methane_energetic | Methane | EU | Energy demand | 0 | FEC
DK | TYNDP2026 | NT | 2035 | TWh | 105 | Sub_sector | Industry | Aluminium | Industry (aluminium) | Energetic | industry_aluminium_demand_heat_energetic | Heat | EU | Energy demand | 0 | FEC
DK | TYNDP2026 | NT | 2035 | TWh | 106 | Sub_sector | Industry | Aluminium | Industry (aluminium) | Energetic | industry_aluminium_demand_biomass_energetic | Biomass | EU | Energy demand | 0 | FEC
DK | TYNDP2026 | NT | 2035 | TWh | 107 | Sub_sector | Industry | Aluminium | Industry (aluminium) | Energetic | industry_aluminium_demand_coal_energetic | Solids | EU | Energy demand | 0 | FEC
DK | TYNDP2026 | NT | 2035 | TWh | 108 | Sub_sector | Industry | Aluminium | Industry (aluminium) | Energetic | industry_aluminium_demand_oil_energetic | Liquids | EU | Energy demand | 0 | FEC
DK | TYNDP2026 | NT | 2035 | TWh | 109 | Sub_sector | Industry | Aluminium | Industry (aluminium) | Energetic | industry_aluminium_demand_others_energetic | Others | EU | Energy demand | 0 | FEC
DK | TYNDP2026 | NT | 2035 | TWh | 110 | Sub_sector | Industry | Aluminium | Industry (aluminium) | Energetic | industry_ammonia_demand_others_energetic | Ammonia | EU | Energy demand | 0 | FEC
DK | TYNDP2026 | NT | 2035 | TWh | 112 | Sub_sector | Industry | Chemicals | Industry (chemicals, energetic) | Energetic | industry_chemical_demand_electricity_energetic | Electricity | EU | Energy demand | 0 | FEC
DK | TYNDP2026 | NT | 2035 | TWh | 113 | Sub_sector | Industry | Chemicals | Industry (chemicals, energetic) | Energetic | industry_chemical_demand_hydrogen_energetic | Hydrogen | EU | Energy demand | 0 | FEC
DK | TYNDP2026 | NT | 2035 | TWh | 114 | Sub_sector | Industry | Chemicals | Industry (chemicals, energetic) | Energetic | industry_chemical_demand_methane_energetic | Methane | EU | Energy demand | 0 | FEC
DK | TYNDP2026 | NT | 2035 | TWh | 115 | Sub_sector | Industry | Chemicals | Industry (chemicals, energetic) | Energetic | industry_chemical_demand_heat_energetic | Heat | EU | Energy demand | 0 | FEC
DK | TYNDP2026 | NT | 2035 | TWh | 116 | Sub_sector | Industry | Chemicals | Industry (chemicals, energetic) | Energetic | industry_chemical_demand_biomass_energetic | Biomass | EU | Energy demand | 0 | FEC
DK | TYNDP2026 | NT | 2035 | TWh | 117 | Sub_sector | Industry | Chemicals | Industry (chemicals, energetic) | Energetic | industry_chemical_demand_coal_energetic | Solids | EU | Energy demand | 0 | FEC
DK | TYNDP2026 | NT | 2035 | TWh | 118 | Sub_sector | Industry | Chemicals | Industry (chemicals, energetic) | Energetic | industry_chemical_demand_oil_energetic | Liquids | EU | Energy demand | 0 | FEC
DK | TYNDP2026 | NT | 2035 | TWh | 119 | Sub_sector | Industry | Chemicals | Industry (chemicals, energetic) | Energetic | industry_chemical_demand_others_energetic | Others | EU | Energy demand | 0 | FEC
DK | TYNDP2026 | NT | 2035 | TWh | 120 | Sub_sector | Industry | Chemicals | Industry (chemicals, energetic) | Energetic | industry_chemical_demand_ammonia_energetic | Ammonia | EU | Energy demand | 0 | FEC
DK | TYNDP2026 | NT | 2035 | TWh | 122 | Sub_sector | Industry | Chemicals | Industry (chemicals, non-energetic) | Non-energetic | industry_chemical_demand_electricity_non_energetic | Electricity | EU | Energy demand | 0 | not_included_in_FEC
DK | TYNDP2026 | NT | 2035 | TWh | 123 | Sub_sector | Industry | Chemicals | Industry (chemicals, non-energetic) | Non-energetic | industry_chemical_demand_hydrogen_non_energetic | Hydrogen | EU | Energy demand | 0 | not_included_in_FEC
DK | TYNDP2026 | NT | 2035 | TWh | 124 | Sub_sector | Industry | Chemicals | Industry (chemicals, non-energetic) | Non-energetic | industry_chemical_demand_methane_non_energetic | Methane | EU | Energy demand | 0 | not_included_in_FEC
DK | TYNDP2026 | NT | 2035 | TWh | 125 | Sub_sector | Industry | Chemicals | Industry (chemicals, non-energetic) | Non-energetic | industry_chemical_demand_heat_non_energetic | Heat | EU | Energy demand | 0 | not_included_in_FEC
DK | TYNDP2026 | NT | 2035 | TWh | 126 | Sub_sector | Industry | Chemicals | Industry (chemicals, non-energetic) | Non-energetic | industry_chemical_demand_biomass_non_energetic | Biomass | EU | Energy demand | 0 | not_included_in_FEC
DK | TYNDP2026 | NT | 2035 | TWh | 127 | Sub_sector | Industry | Chemicals | Industry (chemicals, non-energetic) | Non-energetic | industry_chemical_demand_coal_non_energetic | Solids | EU | Energy demand | 0 | not_included_in_FEC
DK | TYNDP2026 | NT | 2035 | TWh | 128 | Sub_sector | Industry | Chemicals | Industry (chemicals, non-energetic) | Non-energetic | industry_chemical_demand_oil_non_energetic | Liquids | EU | Energy demand | 0 | not_included_in_FEC
DK | TYNDP2026 | NT | 2035 | TWh | 129 | Sub_sector | Industry | Chemicals | Industry (chemicals, non-energetic) | Non-energetic | industry_chemical_demand_others_non_energetic | Others | EU | Energy demand | 0 | not_included_in_FEC
DK | TYNDP2026 | NT | 2035 | TWh | 130 | Sub_sector | Industry | Chemicals | Industry (chemicals, non-energetic) | Non-energetic | industry_chemical_demand_ammonia_non_energetic | Ammonia | EU | Energy demand | 0 | not_included_in_FEC
DK | TYNDP2026 | NT | 2035 | TWh | 132 | Sub_sector | Industry | Fertilizers | Industry (fertilizers, energetic) | Energetic | industry_fertilizers_demand_electricity_energetic | Electricity | EU | Energy demand | 0 | FEC
DK | TYNDP2026 | NT | 2035 | TWh | 133 | Sub_sector | Industry | Fertilizers | Industry (fertilizers, energetic) | Energetic | industry_fertilizers_demand_hydrogen_energetic | Hydrogen | EU | Energy demand | 0 | FEC
DK | TYNDP2026 | NT | 2035 | TWh | 134 | Sub_sector | Industry | Fertilizers | Industry (fertilizers, energetic) | Energetic | industry_fertilizers_demand_methane_energetic | Methane | EU | Energy demand | 0 | FEC
DK | TYNDP2026 | NT | 2035 | TWh | 135 | Sub_sector | Industry | Fertilizers | Industry (fertilizers, energetic) | Energetic | industry_fertilizers_demand_heat_energetic | Heat | EU | Energy demand | 0 | FEC
DK | TYNDP2026 | NT | 2035 | TWh | 136 | Sub_sector | Industry | Fertilizers | Industry (fertilizers, energetic) | Energetic | industry_fertilizers_demand_biomass_energetic | Biomass | EU | Energy demand | 0 | FEC
DK | TYNDP2026 | NT | 2035 | TWh | 137 | Sub_sector | Industry | Fertilizers | Industry (fertilizers, energetic) | Energetic | industry_fertilizers_demand_coal_energetic | Solids | EU | Energy demand | 0 | FEC
DK | TYNDP2026 | NT | 2035 | TWh | 138 | Sub_sector | Industry | Fertilizers | Industry (fertilizers, energetic) | Energetic | industry_fertilizers_demand_oil_energetic | Liquids | EU | Energy demand | 0 | FEC
DK | TYNDP2026 | NT | 2035 | TWh | 139 | Sub_sector | Industry | Fertilizers | Industry (fertilizers, energetic) | Energetic | industry_fertilizers_demand_others_energetic | Others | EU | Energy demand | 0 | FEC
DK | TYNDP2026 | NT | 2035 | TWh | 140 | Sub_sector | Industry | Fertilizers | Industry (fertilizers, energetic) | Energetic | industry_fertilizers_demand_ammonia_energetic | Ammonia | EU | Energy demand | 0 | FEC
DK | TYNDP2026 | NT | 2035 | TWh | 142 | Sub_sector | Industry | Fertilizers | Industry (fertilizers, non-energetic) | Non-energetic | industry_fertilizers_demand_electricity_non_energetic | Electricity | EU | Energy demand | 0 | not_included_in_FEC
DK | TYNDP2026 | NT | 2035 | TWh | 143 | Sub_sector | Industry | Fertilizers | Industry (fertilizers, non-energetic) | Non-energetic | industry_fertilizers_demand_hydrogen_non_energetic | Hydrogen | EU | Energy demand | 0 | not_included_in_FEC
DK | TYNDP2026 | NT | 2035 | TWh | 144 | Sub_sector | Industry | Fertilizers | Industry (fertilizers, non-energetic) | Non-energetic | industry_fertilizers_demand_methane_non_energetic | Methane | EU | Energy demand | 0 | not_included_in_FEC
DK | TYNDP2026 | NT | 2035 | TWh | 145 | Sub_sector | Industry | Fertilizers | Industry (fertilizers, non-energetic) | Non-energetic | industry_fertilizers_demand_heat_non_energetic | Heat | EU | Energy demand | 0 | not_included_in_FEC
DK | TYNDP2026 | NT | 2035 | TWh | 146 | Sub_sector | Industry | Fertilizers | Industry (fertilizers, non-energetic) | Non-energetic | industry_fertilizers_demand_biomass_non_energetic | Biomass | EU | Energy demand | 0 | not_included_in_FEC
DK | TYNDP2026 | NT | 2035 | TWh | 147 | Sub_sector | Industry | Fertilizers | Industry (fertilizers, non-energetic) | Non-energetic | industry_fertilizers_demand_coal_non_energetic | Solids | EU | Energy demand | 0 | not_included_in_FEC
DK | TYNDP2026 | NT | 2035 | TWh | 148 | Sub_sector | Industry | Fertilizers | Industry (fertilizers, non-energetic) | Non-energetic | industry_fertilizers_demand_oil_non_energetic | Liquids | EU | Energy demand | 0 | not_included_in_FEC
DK | TYNDP2026 | NT | 2035 | TWh | 149 | Sub_sector | Industry | Fertilizers | Industry (fertilizers, non-energetic) | Non-energetic | industry_fertilizers_demand_others_non_energetic | Others | EU | Energy demand | 0 | not_included_in_FEC
DK | TYNDP2026 | NT | 2035 | TWh | 150 | Sub_sector | Industry | Fertilizers | Industry (fertilizers, non-energetic) | Non-energetic | industry_fertilizers_demand_ammonia_non_energetic | Ammonia | EU | Energy demand | 0 | not_included_in_FEC
DK | TYNDP2026 | NT | 2035 | TWh | 152 | Sub_sector | Industry | Food | Industry (food) | Energetic | industry_food_demand_electricity_energetic | Electricity | EU | Energy demand | 0 | FEC
DK | TYNDP2026 | NT | 2035 | TWh | 153 | Sub_sector | Industry | Food | Industry (food) | Energetic | industry_food_demand_hydrogen_energetic | Hydrogen | EU | Energy demand | 0 | FEC
DK | TYNDP2026 | NT | 2035 | TWh | 154 | Sub_sector | Industry | Food | Industry (food) | Energetic | industry_food_demand_methane_energetic | Methane | EU | Energy demand | 0 | FEC
DK | TYNDP2026 | NT | 2035 | TWh | 155 | Sub_sector | Industry | Food | Industry (food) | Energetic | industry_food_demand_heat_energetic | Heat | EU | Energy demand | 0 | FEC
DK | TYNDP2026 | NT | 2035 | TWh | 156 | Sub_sector | Industry | Food | Industry (food) | Energetic | industry_food_demand_biomass_energetic | Biomass | EU | Energy demand | 0 | FEC
DK | TYNDP2026 | NT | 2035 | TWh | 157 | Sub_sector | Industry | Food | Industry (food) | Energetic | industry_food_demand_coal_energetic | Solids | EU | Energy demand | 0 | FEC
DK | TYNDP2026 | NT | 2035 | TWh | 158 | Sub_sector | Industry | Food | Industry (food) | Energetic | industry_food_demand_oil_energetic | Liquids | EU | Energy demand | 0 | FEC
DK | TYNDP2026 | NT | 2035 | TWh | 159 | Sub_sector | Industry | Food | Industry (food) | Energetic | industry_food_demand_others_energetic | Others | EU | Energy demand | 0 | FEC
DK | TYNDP2026 | NT | 2035 | TWh | 160 | Sub_sector | Industry | Food | Industry (food) | Energetic | industry_food_demand_ammonia_energetic | Ammonia | EU | Energy demand | 0 | FEC
DK | TYNDP2026 | NT | 2035 | TWh | 162 | Sub_sector | Industry | Metals | Industry (metal) | Energetic | industry_metal_demand_electricity_energetic | Electricity | EU | Energy demand | 0 | FEC
DK | TYNDP2026 | NT | 2035 | TWh | 163 | Sub_sector | Industry | Metals | Industry (metal) | Energetic | industry_metal_demand_hydrogen_energetic | Hydrogen | EU | Energy demand | 0 | FEC
DK | TYNDP2026 | NT | 2035 | TWh | 164 | Sub_sector | Industry | Metals | Industry (metal) | Energetic | industry_metal_demand_methane_energetic | Methane | EU | Energy demand | 0 | FEC
DK | TYNDP2026 | NT | 2035 | TWh | 165 | Sub_sector | Industry | Metals | Industry (metal) | Energetic | industry_metal_demand_heat_energetic | Heat | EU | Energy demand | 0 | FEC
DK | TYNDP2026 | NT | 2035 | TWh | 166 | Sub_sector | Industry | Metals | Industry (metal) | Energetic | industry_metal_demand_biomass_energetic | Biomass | EU | Energy demand | 0 | FEC
DK | TYNDP2026 | NT | 2035 | TWh | 167 | Sub_sector | Industry | Metals | Industry (metal) | Energetic | industry_metal_demand_coal_energetic | Solids | EU | Energy demand | 0 | FEC
DK | TYNDP2026 | NT | 2035 | TWh | 168 | Sub_sector | Industry | Metals | Industry (metal) | Energetic | industry_metal_demand_oil_energetic | Liquids | EU | Energy demand | 0 | FEC
DK | TYNDP2026 | NT | 2035 | TWh | 169 | Sub_sector | Industry | Metals | Industry (metal) | Energetic | industry_metal_demand_others_energetic | Others | EU | Energy demand | 0 | FEC
DK | TYNDP2026 | NT | 2035 | TWh | 170 | Sub_sector | Industry | Metals | Industry (metal) | Energetic | industry_metal_demand_ammonia_energetic | Ammonia | EU | Energy demand | 0 | FEC
DK | TYNDP2026 | NT | 2035 | TWh | 172 | Sub_sector | Industry | Others | Industry (other, energetic) | Energetic | industry_other_demand_electricity_energetic | Electricity | EU | Energy demand | 10.6222 | FEC
DK | TYNDP2026 | NT | 2035 | TWh | 173 | Sub_sector | Industry | Others | Industry (other, energetic) | Energetic | industry_other_demand_hydrogen_energetic | Hydrogen | EU | Energy demand | 0 | FEC
DK | TYNDP2026 | NT | 2035 | TWh | 174 | Sub_sector | Industry | Others | Industry (other, energetic) | Energetic | industry_other_demand_methane_energetic | Methane | EU | Energy demand | 7.4797 | FEC
DK | TYNDP2026 | NT | 2035 | TWh | 175 | Sub_sector | Industry | Others | Industry (other, energetic) | Energetic | industry_other_demand_heat_energetic | Heat | EU | Energy demand | 1.6622 | FEC
DK | TYNDP2026 | NT | 2035 | TWh | 176 | Sub_sector | Industry | Others | Industry (other, energetic) | Energetic | industry_other_demand_biomass_energetic | Biomass | EU | Energy demand | 2.727 | FEC
DK | TYNDP2026 | NT | 2035 | TWh | 177 | Sub_sector | Industry | Others | Industry (other, energetic) | Energetic | industry_other_demand_coal_energetic | Solids | EU | Energy demand | 0.23374 | FEC
DK | TYNDP2026 | NT | 2035 | TWh | 178 | Sub_sector | Industry | Others | Industry (other, energetic) | Energetic | industry_other_demand_oil_energetic | Liquids | EU | Energy demand | 3.2464 | FEC
DK | TYNDP2026 | NT | 2035 | TWh | 179 | Sub_sector | Industry | Others | Industry (other, energetic) | Energetic | industry_other_demand_others_energetic | Others | EU | Energy demand | 0 | FEC
DK | TYNDP2026 | NT | 2035 | TWh | 180 | Sub_sector | Industry | Others | Industry (other, energetic) | Energetic | industry_other_demand_ammonia_energetic | Ammonia | EU | Energy demand | 0 | FEC
DK | TYNDP2026 | NT | 2035 | TWh | 182 | Sub_sector | Industry | Others | Industry (other, non-energetic) | Non-energetic | industry_other_demand_electricity_non_energetic | Electricity | EU | Energy demand | 0 | not_included_in_FEC
DK | TYNDP2026 | NT | 2035 | TWh | 183 | Sub_sector | Industry | Others | Industry (other, non-energetic) | Non-energetic | industry_other_demand_hydrogen_non_energetic | Hydrogen | EU | Energy demand | 0 | not_included_in_FEC
DK | TYNDP2026 | NT | 2035 | TWh | 184 | Sub_sector | Industry | Others | Industry (other, non-energetic) | Non-energetic | industry_other_demand_methane_non_energetic | Methane | EU | Energy demand | 0 | not_included_in_FEC
DK | TYNDP2026 | NT | 2035 | TWh | 185 | Sub_sector | Industry | Others | Industry (other, non-energetic) | Non-energetic | industry_other_demand_heat_non_energetic | Heat | EU | Energy demand | 0 | not_included_in_FEC
DK | TYNDP2026 | NT | 2035 | TWh | 186 | Sub_sector | Industry | Others | Industry (other, non-energetic) | Non-energetic | industry_other_demand_biomass_non_energetic | Biomass | EU | Energy demand | 0 | not_included_in_FEC
DK | TYNDP2026 | NT | 2035 | TWh | 187 | Sub_sector | Industry | Others | Industry (other, non-energetic) | Non-energetic | industry_other_demand_coal_non_energetic | Solids | EU | Energy demand | 0 | not_included_in_FEC
DK | TYNDP2026 | NT | 2035 | TWh | 188 | Sub_sector | Industry | Others | Industry (other, non-energetic) | Non-energetic | industry_other_demand_oil_non_energetic | Liquids | EU | Energy demand | 0 | not_included_in_FEC
DK | TYNDP2026 | NT | 2035 | TWh | 189 | Sub_sector | Industry | Others | Industry (other, non-energetic) | Non-energetic | industry_other_demand_others_non_energetic | Others | EU | Energy demand | 0 | not_included_in_FEC
DK | TYNDP2026 | NT | 2035 | TWh | 190 | Sub_sector | Industry | Others | Industry (other, non-energetic) | Non-energetic | industry_other_demand_ammonia_non_energetic | Ammonia | EU | Energy demand | 0 | not_included_in_FEC
DK | TYNDP2026 | NT | 2035 | TWh | 192 | Sub_sector | Industry | Paper | Industry (paper) | Energetic | industry_paper_demand_electricity_energetic | Electricity | EU | Energy demand | 0 | FEC
DK | TYNDP2026 | NT | 2035 | TWh | 193 | Sub_sector | Industry | Paper | Industry (paper) | Energetic | industry_paper_demand_hydrogen_energetic | Hydrogen | EU | Energy demand | 0 | FEC
DK | TYNDP2026 | NT | 2035 | TWh | 194 | Sub_sector | Industry | Paper | Industry (paper) | Energetic | industry_paper_demand_methane_energetic | Methane | EU | Energy demand | 0 | FEC
DK | TYNDP2026 | NT | 2035 | TWh | 195 | Sub_sector | Industry | Paper | Industry (paper) | Energetic | industry_paper_demand_heat_energetic | Heat | EU | Energy demand | 0 | FEC
DK | TYNDP2026 | NT | 2035 | TWh | 196 | Sub_sector | Industry | Paper | Industry (paper) | Energetic | industry_paper_demand_biomass_energetic | Biomass | EU | Energy demand | 0 | FEC
DK | TYNDP2026 | NT | 2035 | TWh | 197 | Sub_sector | Industry | Paper | Industry (paper) | Energetic | industry_paper_demand_coal_energetic | Solids | EU | Energy demand | 0 | FEC
DK | TYNDP2026 | NT | 2035 | TWh | 198 | Sub_sector | Industry | Paper | Industry (paper) | Energetic | industry_paper_demand_oil_energetic | Liquids | EU | Energy demand | 0 | FEC
DK | TYNDP2026 | NT | 2035 | TWh | 199 | Sub_sector | Industry | Paper | Industry (paper) | Energetic | industry_paper_demand_others_energetic | Others | EU | Energy demand | 0 | FEC
DK | TYNDP2026 | NT | 2035 | TWh | 200 | Sub_sector | Industry | Paper | Industry (paper) | Energetic | industry_paper_demand_ammonia_energetic | Ammonia | EU | Energy demand | 0 | FEC
DK | TYNDP2026 | NT | 2035 | TWh | 202 | Sub_sector | Industry | Refineries | Industry (refineries, energetic) | Energetic | industry_refinery_demand_electricity_energetic | Electricity | EU | Energy demand | 0.37598 | not_included_in_FEC
DK | TYNDP2026 | NT | 2035 | TWh | 203 | Sub_sector | Industry | Refineries | Industry (refineries, energetic) | Energetic | industry_refinery_demand_hydrogen_energetic | Hydrogen | EU | Energy demand | 0.17483 | not_included_in_FEC
DK | TYNDP2026 | NT | 2035 | TWh | 204 | Sub_sector | Industry | Refineries | Industry (refineries, energetic) | Energetic | industry_refinery_demand_methane_energetic | Methane | EU | Energy demand | 0 | not_included_in_FEC
DK | TYNDP2026 | NT | 2035 | TWh | 205 | Sub_sector | Industry | Refineries | Industry (refineries, energetic) | Energetic | industry_refinery_demand_heat_energetic | Heat | EU | Energy demand | 0.0021854 | not_included_in_FEC
DK | TYNDP2026 | NT | 2035 | TWh | 206 | Sub_sector | Industry | Refineries | Industry (refineries, energetic) | Energetic | industry_refinery_demand_biomass_energetic | Biomass | EU | Energy demand | 0 | not_included_in_FEC
DK | TYNDP2026 | NT | 2035 | TWh | 207 | Sub_sector | Industry | Refineries | Industry (refineries, energetic) | Energetic | industry_refinery_demand_coal_energetic | Solids | EU | Energy demand | 0 | not_included_in_FEC
DK | TYNDP2026 | NT | 2035 | TWh | 208 | Sub_sector | Industry | Refineries | Industry (refineries, energetic) | Energetic | industry_refinery_demand_oil_energetic | Liquids | EU | Energy demand | 2.4408 | not_included_in_FEC
DK | TYNDP2026 | NT | 2035 | TWh | 209 | Sub_sector | Industry | Refineries | Industry (refineries, energetic) | Energetic | industry_refinery_demand_others_energetic | Others | EU | Energy demand | 0 | not_included_in_FEC
DK | TYNDP2026 | NT | 2035 | TWh | 210 | Sub_sector | Industry | Refineries | Industry (refineries, energetic) | Energetic | industry_refinery_demand_ammonia_energetic | Ammonia | EU | Energy demand | 0 | not_included_in_FEC
DK | TYNDP2026 | NT | 2035 | TWh | 212 | Sub_sector | Industry | Refineries | Industry (refineries, non-energetic) | Non-energetic | industry_refinery_demand_electricity_non_energetic | Electricity | EU | Energy demand | 0 | not_included_in_FEC
DK | TYNDP2026 | NT | 2035 | TWh | 213 | Sub_sector | Industry | Refineries | Industry (refineries, non-energetic) | Non-energetic | industry_refinery_demand_hydrogen_non_energetic | Hydrogen | EU | Energy demand | 0 | not_included_in_FEC
DK | TYNDP2026 | NT | 2035 | TWh | 214 | Sub_sector | Industry | Refineries | Industry (refineries, non-energetic) | Non-energetic | industry_refinery_demand_methane_non_energetic | Methane | EU | Energy demand | 0 | not_included_in_FEC
DK | TYNDP2026 | NT | 2035 | TWh | 215 | Sub_sector | Industry | Refineries | Industry (refineries, non-energetic) | Non-energetic | industry_refinery_demand_heat_non_energetic | Heat | EU | Energy demand | 0 | not_included_in_FEC
DK | TYNDP2026 | NT | 2035 | TWh | 216 | Sub_sector | Industry | Refineries | Industry (refineries, non-energetic) | Non-energetic | industry_refinery_demand_biomass_non_energetic | Biomass | EU | Energy demand | 0 | not_included_in_FEC
DK | TYNDP2026 | NT | 2035 | TWh | 217 | Sub_sector | Industry | Refineries | Industry (refineries, non-energetic) | Non-energetic | industry_refinery_demand_coal_non_energetic | Solids | EU | Energy demand | 0 | not_included_in_FEC
DK | TYNDP2026 | NT | 2035 | TWh | 218 | Sub_sector | Industry | Refineries | Industry (refineries, non-energetic) | Non-energetic | industry_refinery_demand_oil_non_energetic | Liquids | EU | Energy demand | 0 | not_included_in_FEC
DK | TYNDP2026 | NT | 2035 | TWh | 219 | Sub_sector | Industry | Refineries | Industry (refineries, non-energetic) | Non-energetic | industry_refinery_demand_others_non_energetic | Others | EU | Energy demand | 0 | not_included_in_FEC
DK | TYNDP2026 | NT | 2035 | TWh | 220 | Sub_sector | Industry | Refineries | Industry (refineries, non-energetic) | Non-energetic | industry_refinery_demand_ammonia_non_energetic | Ammonia | EU | Energy demand | 0 | not_included_in_FEC
DK | TYNDP2026 | NT | 2035 | TWh | 222 | Sub_sector | Industry | Steel | Industry (steel) | Energetic | industry_steel_demand_electricity_energetic | Electricity | EU | Energy demand | 0 | FEC
DK | TYNDP2026 | NT | 2035 | TWh | 223 | Sub_sector | Industry | Steel | Industry (steel) | Energetic | industry_steel_demand_hydrogen_energetic | Hydrogen | EU | Energy demand | 0 | FEC
DK | TYNDP2026 | NT | 2035 | TWh | 224 | Sub_sector | Industry | Steel | Industry (steel) | Energetic | industry_steel_demand_methane_energetic | Methane | EU | Energy demand | 0 | FEC
DK | TYNDP2026 | NT | 2035 | TWh | 225 | Sub_sector | Industry | Steel | Industry (steel) | Energetic | industry_steel_demand_heat_energetic | Heat | EU | Energy demand | 0 | FEC
DK | TYNDP2026 | NT | 2035 | TWh | 226 | Sub_sector | Industry | Steel | Industry (steel) | Energetic | industry_steel_demand_biomass_energetic | Biomass | EU | Energy demand | 0 | FEC
DK | TYNDP2026 | NT | 2035 | TWh | 227 | Sub_sector | Industry | Steel | Industry (steel) | Energetic | industry_steel_demand_coal_energetic | Solids | EU | Energy demand | 0 | FEC
DK | TYNDP2026 | NT | 2035 | TWh | 228 | Sub_sector | Industry | Steel | Industry (steel) | Energetic | industry_steel_demand_oil_energetic | Liquids | EU | Energy demand | 0 | FEC
DK | TYNDP2026 | NT | 2035 | TWh | 229 | Sub_sector | Industry | Steel | Industry (steel) | Energetic | industry_steel_demand_others_energetic | Others | EU | Energy demand | 0 | FEC
DK | TYNDP2026 | NT | 2035 | TWh | 230 | Sub_sector | Industry | Steel | Industry (steel) | Energetic | industry_steel_demand_ammonia_energetic | Ammonia | EU | Energy demand | 0 | FEC
DK | TYNDP2026 | NT | 2035 | TWh | 232 | Sub_sector | Transport | Cars | Transport (cars) | Energetic | transport_cars_final_demand_electricity | Electricity | EU | Energy demand | 4.1345 | FEC
DK | TYNDP2026 | NT | 2035 | TWh | 233 | Sub_sector | Transport | Cars | Transport (cars) | Energetic | transport_cars_final_demand_hydrogen | Hydrogen | EU | Energy demand | 0 | FEC
DK | TYNDP2026 | NT | 2035 | TWh | 234 | Sub_sector | Transport | Cars | Transport (cars) | Energetic | transport_cars_final_demand_methane | Methane | EU | Energy demand | 0 | FEC
DK | TYNDP2026 | NT | 2035 | TWh | 235 | Sub_sector | Transport | Cars | Transport (cars) | Energetic | transport_cars_final_demand_heat | Heat | EU | Energy demand | 0 | FEC
DK | TYNDP2026 | NT | 2035 | TWh | 236 | Sub_sector | Transport | Cars | Transport (cars) | Energetic | transport_cars_final_demand_biomass | Biomass | EU | Energy demand | 0 | FEC
DK | TYNDP2026 | NT | 2035 | TWh | 237 | Sub_sector | Transport | Cars | Transport (cars) | Energetic | transport_cars_final_demand_coal | Solids | EU | Energy demand | 0 | FEC
DK | TYNDP2026 | NT | 2035 | TWh | 238 | Sub_sector | Transport | Cars | Transport (cars) | Energetic | transport_cars_final_demand_oil | Liquids | EU | Energy demand | 15.553 | FEC
DK | TYNDP2026 | NT | 2035 | TWh | 239 | Sub_sector | Transport | Cars | Transport (cars) | Energetic | transport_cars_final_demand_other | Others | EU | Energy demand | 0 | FEC
DK | TYNDP2026 | NT | 2035 | TWh | 240 | Sub_sector | Transport | Cars | Transport (cars) | Energetic | transport_cars_final_demand_ammonia | Ammonia | EU | Energy demand | 0 | FEC
DK | TYNDP2026 | NT | 2035 | TWh | 242 | Sub_sector | Transport | Busses | Transport (busses) | Energetic | transport_busses_final_demand_electricity | Electricity | EU | Energy demand | 1.037 | FEC
DK | TYNDP2026 | NT | 2035 | TWh | 243 | Sub_sector | Transport | Busses | Transport (busses) | Energetic | transport_busses_final_demand_hydrogen | Hydrogen | EU | Energy demand | 0.0036687 | FEC
DK | TYNDP2026 | NT | 2035 | TWh | 244 | Sub_sector | Transport | Busses | Transport (busses) | Energetic | transport_busses_final_demand_methane | Methane | EU | Energy demand | 0.024697 | FEC
DK | TYNDP2026 | NT | 2035 | TWh | 245 | Sub_sector | Transport | Busses | Transport (busses) | Energetic | transport_busses_final_demand_heat | Heat | EU | Energy demand | 0 | FEC
DK | TYNDP2026 | NT | 2035 | TWh | 246 | Sub_sector | Transport | Busses | Transport (busses) | Energetic | transport_busses_final_demand_biomass | Biomass | EU | Energy demand | 0 | FEC
DK | TYNDP2026 | NT | 2035 | TWh | 247 | Sub_sector | Transport | Busses | Transport (busses) | Energetic | transport_busses_final_demand_coal | Solids | EU | Energy demand | 0 | FEC
DK | TYNDP2026 | NT | 2035 | TWh | 248 | Sub_sector | Transport | Busses | Transport (busses) | Energetic | transport_busses_final_demand_oil | Liquids | EU | Energy demand | 0.38417 | FEC
DK | TYNDP2026 | NT | 2035 | TWh | 249 | Sub_sector | Transport | Busses | Transport (busses) | Energetic | transport_busses_final_demand_other | Others | EU | Energy demand | 0 | FEC
DK | TYNDP2026 | NT | 2035 | TWh | 250 | Sub_sector | Transport | Busses | Transport (busses) | Energetic | transport_busses_final_demand_ammonia | Ammonia | EU | Energy demand | 0 | FEC
DK | TYNDP2026 | NT | 2035 | TWh | 252 | Sub_sector | Transport | Trucks | Transport (trucks) | Energetic | transport_trucks_final_demand_electricity | Electricity | EU | Energy demand | 3.0391 | FEC
DK | TYNDP2026 | NT | 2035 | TWh | 253 | Sub_sector | Transport | Trucks | Transport (trucks) | Energetic | transport_trucks_final_demand_hydrogen | Hydrogen | EU | Energy demand | 0.2911 | FEC
DK | TYNDP2026 | NT | 2035 | TWh | 254 | Sub_sector | Transport | Trucks | Transport (trucks) | Energetic | transport_trucks_final_demand_methane | Methane | EU | Energy demand | 0.10297 | FEC
DK | TYNDP2026 | NT | 2035 | TWh | 255 | Sub_sector | Transport | Trucks | Transport (trucks) | Energetic | transport_trucks_final_demand_heat | Heat | EU | Energy demand | 0 | FEC
DK | TYNDP2026 | NT | 2035 | TWh | 256 | Sub_sector | Transport | Trucks | Transport (trucks) | Energetic | transport_trucks_final_demand_biomass | Biomass | EU | Energy demand | 0 | FEC
DK | TYNDP2026 | NT | 2035 | TWh | 257 | Sub_sector | Transport | Trucks | Transport (trucks) | Energetic | transport_trucks_final_demand_coal | Solids | EU | Energy demand | 0 | FEC
DK | TYNDP2026 | NT | 2035 | TWh | 258 | Sub_sector | Transport | Trucks | Transport (trucks) | Energetic | transport_trucks_final_demand_oil | Liquids | EU | Energy demand | 2.0356 | FEC
DK | TYNDP2026 | NT | 2035 | TWh | 259 | Sub_sector | Transport | Trucks | Transport (trucks) | Energetic | transport_trucks_final_demand_other | Others | EU | Energy demand | 0 | FEC
DK | TYNDP2026 | NT | 2035 | TWh | 260 | Sub_sector | Transport | Trucks | Transport (trucks) | Energetic | transport_trucks_final_demand_ammonia | Ammonia | EU | Energy demand | 0 | FEC
DK | TYNDP2026 | NT | 2035 | TWh | 262 | Sub_sector | Transport | Vans | Transport (vans) | Energetic | transport_vans_final_demand_electricity | Electricity | EU | Energy demand | 1.0174 | FEC
DK | TYNDP2026 | NT | 2035 | TWh | 263 | Sub_sector | Transport | Vans | Transport (vans) | Energetic | transport_vans_final_demand_hydrogen | Hydrogen | EU | Energy demand | 0.034153 | FEC
DK | TYNDP2026 | NT | 2035 | TWh | 264 | Sub_sector | Transport | Vans | Transport (vans) | Energetic | transport_vans_final_demand_methane | Methane | EU | Energy demand | 0 | FEC
DK | TYNDP2026 | NT | 2035 | TWh | 265 | Sub_sector | Transport | Vans | Transport (vans) | Energetic | transport_vans_final_demand_heat | Heat | EU | Energy demand | 0 | FEC
DK | TYNDP2026 | NT | 2035 | TWh | 266 | Sub_sector | Transport | Vans | Transport (vans) | Energetic | transport_vans_final_demand_biomass | Biomass | EU | Energy demand | 0 | FEC
DK | TYNDP2026 | NT | 2035 | TWh | 267 | Sub_sector | Transport | Vans | Transport (vans) | Energetic | transport_vans_final_demand_coal | Solids | EU | Energy demand | 0 | FEC
DK | TYNDP2026 | NT | 2035 | TWh | 268 | Sub_sector | Transport | Vans | Transport (vans) | Energetic | transport_vans_final_demand_oil | Liquids | EU | Energy demand | 3.8475 | FEC
DK | TYNDP2026 | NT | 2035 | TWh | 269 | Sub_sector | Transport | Vans | Transport (vans) | Energetic | transport_vans_final_demand_other | Others | EU | Energy demand | 0 | FEC
DK | TYNDP2026 | NT | 2035 | TWh | 270 | Sub_sector | Transport | Vans | Transport (vans) | Energetic | transport_vans_final_demand_ammonia | Ammonia | EU | Energy demand | 0 | FEC
DK | TYNDP2026 | NT | 2035 | TWh | 272 | Sub_sector | Transport | Freight trains | Transport (trains) | Energetic | transport_trains_final_demand_electricity | Electricity | EU | Energy demand | 0.83487 | FEC
DK | TYNDP2026 | NT | 2035 | TWh | 273 | Sub_sector | Transport | Freight trains | Transport (trains) | Energetic | transport_trains_final_demand_hydrogen | Hydrogen | EU | Energy demand | 0 | FEC
DK | TYNDP2026 | NT | 2035 | TWh | 274 | Sub_sector | Transport | Freight trains | Transport (trains) | Energetic | transport_trains_final_demand_methane | Methane | EU | Energy demand | 0 | FEC
DK | TYNDP2026 | NT | 2035 | TWh | 275 | Sub_sector | Transport | Freight trains | Transport (trains) | Energetic | transport_trains_final_demand_heat | Heat | EU | Energy demand | 0 | FEC
DK | TYNDP2026 | NT | 2035 | TWh | 276 | Sub_sector | Transport | Freight trains | Transport (trains) | Energetic | transport_trains_final_demand_biomass | Biomass | EU | Energy demand | 0 | FEC
DK | TYNDP2026 | NT | 2035 | TWh | 277 | Sub_sector | Transport | Freight trains | Transport (trains) | Energetic | transport_trains_final_demand_coal | Solids | EU | Energy demand | 0 | FEC
DK | TYNDP2026 | NT | 2035 | TWh | 278 | Sub_sector | Transport | Freight trains | Transport (trains) | Energetic | transport_trains_final_demand_oil | Liquids | EU | Energy demand | 0.064373 | FEC
DK | TYNDP2026 | NT | 2035 | TWh | 279 | Sub_sector | Transport | Freight trains | Transport (trains) | Energetic | transport_trains_final_demand_other | Others | EU | Energy demand | 0 | FEC
DK | TYNDP2026 | NT | 2035 | TWh | 280 | Sub_sector | Transport | Freight trains | Transport (trains) | Energetic | transport_trains_final_demand_ammonia | Ammonia | EU | Energy demand | 0 | FEC
DK | TYNDP2026 | NT | 2035 | TWh | 282 | Sub_sector | Transport | Ships | Transport (ships) | Energetic | transport_ships_final_demand_electricity | Electricity | EU | Energy demand | 0.27718 | FEC
DK | TYNDP2026 | NT | 2035 | TWh | 283 | Sub_sector | Transport | Ships | Transport (ships) | Energetic | transport_ships_final_demand_hydrogen | Hydrogen | EU | Energy demand | 0 | FEC
DK | TYNDP2026 | NT | 2035 | TWh | 284 | Sub_sector | Transport | Ships | Transport (ships) | Energetic | transport_ships_final_demand_methane | Methane | EU | Energy demand | 0 | FEC
DK | TYNDP2026 | NT | 2035 | TWh | 285 | Sub_sector | Transport | Ships | Transport (ships) | Energetic | transport_ships_final_demand_heat | Heat | EU | Energy demand | 0 | FEC
DK | TYNDP2026 | NT | 2035 | TWh | 286 | Sub_sector | Transport | Ships | Transport (ships) | Energetic | transport_ships_final_demand_biomass | Biomass | EU | Energy demand | 0 | FEC
DK | TYNDP2026 | NT | 2035 | TWh | 287 | Sub_sector | Transport | Ships | Transport (ships) | Energetic | transport_ships_final_demand_coal | Solids | EU | Energy demand | 0 | FEC
DK | TYNDP2026 | NT | 2035 | TWh | 288 | Sub_sector | Transport | Ships | Transport (ships) | Energetic | transport_ships_final_demand_oil | Liquids | EU | Energy demand | 0.81947 | FEC
DK | TYNDP2026 | NT | 2035 | TWh | 289 | Sub_sector | Transport | Ships | Transport (ships) | Energetic | transport_ships_final_demand_other | Others | EU | Energy demand | 0 | FEC
DK | TYNDP2026 | NT | 2035 | TWh | 290 | Sub_sector | Transport | Ships | Transport (ships) | Energetic | transport_ships_final_demand_ammonia | Ammonia | EU | Energy demand | 0 | FEC
DK | TYNDP2026 | NT | 2035 | TWh | 292 | Sub_sector | Transport | Planes | Transport (planes) | Energetic | transport_planes_final_demand_electricity | Electricity | EU | Energy demand | 0.028615 | FEC
DK | TYNDP2026 | NT | 2035 | TWh | 293 | Sub_sector | Transport | Planes | Transport (planes) | Energetic | transport_planes_final_demand_hydrogen | Hydrogen | EU | Energy demand | 0 | FEC
DK | TYNDP2026 | NT | 2035 | TWh | 294 | Sub_sector | Transport | Planes | Transport (planes) | Energetic | transport_planes_final_demand_methane | Methane | EU | Energy demand | 0 | FEC
DK | TYNDP2026 | NT | 2035 | TWh | 295 | Sub_sector | Transport | Planes | Transport (planes) | Energetic | transport_planes_final_demand_heat | Heat | EU | Energy demand | 0 | FEC
DK | TYNDP2026 | NT | 2035 | TWh | 296 | Sub_sector | Transport | Planes | Transport (planes) | Energetic | transport_planes_final_demand_biomass | Biomass | EU | Energy demand | 0 | FEC
DK | TYNDP2026 | NT | 2035 | TWh | 297 | Sub_sector | Transport | Planes | Transport (planes) | Energetic | transport_planes_final_demand_coal | Solids | EU | Energy demand | 0 | FEC
DK | TYNDP2026 | NT | 2035 | TWh | 298 | Sub_sector | Transport | Planes | Transport (planes) | Energetic | transport_planes_final_demand_oil | Liquids | EU | Energy demand | 0.35688 | FEC
DK | TYNDP2026 | NT | 2035 | TWh | 299 | Sub_sector | Transport | Planes | Transport (planes) | Energetic | transport_planes_final_demand_other | Others | EU | Energy demand | 0 | FEC
DK | TYNDP2026 | NT | 2035 | TWh | 300 | Sub_sector | Transport | Planes | Transport (planes) | Energetic | transport_planes_final_demand_ammonia | Ammonia | EU | Energy demand | 0 | FEC
DK | TYNDP2026 | NT | 2035 | TWh | 302 | Sub_sector | Transport | Others | Transport (others) | Energetic | transport_other_final_demand_electricity | Electricity | EU | Energy demand | 0.00043848 | FEC
DK | TYNDP2026 | NT | 2035 | TWh | 303 | Sub_sector | Transport | Others | Transport (others) | Energetic | transport_other_final_demand_hydrogen | Hydrogen | EU | Energy demand | 0 | FEC
DK | TYNDP2026 | NT | 2035 | TWh | 304 | Sub_sector | Transport | Others | Transport (others) | Energetic | transport_other_final_demand_methane | Methane | EU | Energy demand | 0 | FEC
DK | TYNDP2026 | NT | 2035 | TWh | 305 | Sub_sector | Transport | Others | Transport (others) | Energetic | transport_other_final_demand_heat | Heat | EU | Energy demand | 0 | FEC
DK | TYNDP2026 | NT | 2035 | TWh | 306 | Sub_sector | Transport | Others | Transport (others) | Energetic | transport_other_final_demand_biomass | Biomass | EU | Energy demand | 0 | FEC
DK | TYNDP2026 | NT | 2035 | TWh | 307 | Sub_sector | Transport | Others | Transport (others) | Energetic | transport_other_final_demand_coal | Solids | EU | Energy demand | 0 | FEC
DK | TYNDP2026 | NT | 2035 | TWh | 308 | Sub_sector | Transport | Others | Transport (others) | Energetic | transport_other_final_demand_oil | Liquids | EU | Energy demand | 0.21615 | FEC
DK | TYNDP2026 | NT | 2035 | TWh | 309 | Sub_sector | Transport | Others | Transport (others) | Energetic | transport_other_final_demand_other | Others | EU | Energy demand | 0 | FEC
DK | TYNDP2026 | NT | 2035 | TWh | 310 | Sub_sector | Transport | Others | Transport (others) | Energetic | transport_other_final_demand_ammonia | Ammonia | EU | Energy demand | 0 | FEC
DK | TYNDP2026 | NT | 2035 | TWh | 312 | Sub_sector | International transport | International aviation | Transport (int. aviation) | Energetic | transport_int_aviation_final_demand_electricity | Electricity | EU | Energy demand | 0 | FEC
DK | TYNDP2026 | NT | 2035 | TWh | 313 | Sub_sector | International transport | International aviation | Transport (int. aviation) | Energetic | transport_int_aviation_final_demand_hydrogen | Hydrogen | EU | Energy demand | 0 | FEC
DK | TYNDP2026 | NT | 2035 | TWh | 314 | Sub_sector | International transport | International aviation | Transport (int. aviation) | Energetic | transport_int_aviation_final_demand_methane | Methane | EU | Energy demand | 0 | FEC
DK | TYNDP2026 | NT | 2035 | TWh | 315 | Sub_sector | International transport | International aviation | Transport (int. aviation) | Energetic | transport_int_aviation_final_demand_heat | Heat | EU | Energy demand | 0 | FEC
DK | TYNDP2026 | NT | 2035 | TWh | 316 | Sub_sector | International transport | International aviation | Transport (int. aviation) | Energetic | transport_int_aviation_final_demand_biofuels | Biomass | EU | Energy demand | 0 | FEC
DK | TYNDP2026 | NT | 2035 | TWh | 317 | Sub_sector | International transport | International aviation | Transport (int. aviation) | Energetic | transport_int_aviation_final_demand_coal | Solids | EU | Energy demand | 0 | FEC
DK | TYNDP2026 | NT | 2035 | TWh | 318 | Sub_sector | International transport | International aviation | Transport (int. aviation) | Energetic | transport_int_aviation_final_demand_oil | Liquids | EU | Energy demand | 11.3721 | FEC
DK | TYNDP2026 | NT | 2035 | TWh | 319 | Sub_sector | International transport | International aviation | Transport (int. aviation) | Energetic | transport_int_aviation_final_demand_other | Others | EU | Energy demand | 0 | FEC
DK | TYNDP2026 | NT | 2035 | TWh | 320 | Sub_sector | International transport | International aviation | Transport (int. aviation) | Energetic | transport_int_aviation_final_demand_ammonia | Ammonia | EU | Energy demand | 0 | FEC
DK | TYNDP2026 | NT | 2035 | TWh | 322 | Sub_sector | International transport | International shipping | Transport (int. shipping) | Energetic | transport_int_shipping_final_demand_electricity | Electricity | EU | Energy demand | 0 | not_included_in_FEC
DK | TYNDP2026 | NT | 2035 | TWh | 323 | Sub_sector | International transport | International shipping | Transport (int. shipping) | Energetic | transport_int_shipping_final_demand_hydrogen | Hydrogen | EU | Energy demand | 0 | not_included_in_FEC
DK | TYNDP2026 | NT | 2035 | TWh | 324 | Sub_sector | International transport | International shipping | Transport (int. shipping) | Energetic | transport_int_shipping_final_demand_methane | Methane | EU | Energy demand | 0.25018 | not_included_in_FEC
DK | TYNDP2026 | NT | 2035 | TWh | 325 | Sub_sector | International transport | International shipping | Transport (int. shipping) | Energetic | transport_int_shipping_final_demand_heat | Heat | EU | Energy demand | 0 | not_included_in_FEC
DK | TYNDP2026 | NT | 2035 | TWh | 326 | Sub_sector | International transport | International shipping | Transport (int. shipping) | Energetic | transport_int_shipping_final_demand_biofuels | Biomass | EU | Energy demand | 0 | not_included_in_FEC
DK | TYNDP2026 | NT | 2035 | TWh | 327 | Sub_sector | International transport | International shipping | Transport (int. shipping) | Energetic | transport_int_shipping_final_demand_coal | Solids | EU | Energy demand | 0 | not_included_in_FEC
DK | TYNDP2026 | NT | 2035 | TWh | 328 | Sub_sector | International transport | International shipping | Transport (int. shipping) | Energetic | transport_int_shipping_final_demand_oil | Liquids | EU | Energy demand | 8.0893 | not_included_in_FEC
DK | TYNDP2026 | NT | 2035 | TWh | 329 | Sub_sector | International transport | International shipping | Transport (int. shipping) | Energetic | transport_int_shipping_final_demand_other | Others | EU | Energy demand | 0 | not_included_in_FEC
DK | TYNDP2026 | NT | 2035 | TWh | 330 | Sub_sector | International transport | International shipping | Transport (int. shipping) | Energetic | transport_int_shipping_final_demand_ammonia | Ammonia | EU | Energy demand | 0 | not_included_in_FEC
DK | TYNDP2026 | NT | 2035 | TWh | 332 | Sub_sector | Households | Space heating | Households (heating) | Energetic | households_heating_final_demand_electricity | Electricity | EU | Energy demand | 1.6289 | FEC
DK | TYNDP2026 | NT | 2035 | TWh | 333 | Sub_sector | Households | Space heating | Households (heating) | Energetic | households_heating_final_demand_hydrogen | Hydrogen | EU | Energy demand | 0 | FEC
DK | TYNDP2026 | NT | 2035 | TWh | 334 | Sub_sector | Households | Space heating | Households (heating) | Energetic | households_heating_final_demand_methane | Methane | EU | Energy demand | 0.49182 | FEC
DK | TYNDP2026 | NT | 2035 | TWh | 335 | Sub_sector | Households | Space heating | Households (heating) | Energetic | households_heating_final_demand_heat | Heat | EU | Energy demand | 14.0082 | FEC
DK | TYNDP2026 | NT | 2035 | TWh | 336 | Sub_sector | Households | Space heating | Households (heating) | Energetic | households_heating_final_demand_biomass | Biomass | EU | Energy demand | 3.5144 | FEC
DK | TYNDP2026 | NT | 2035 | TWh | 337 | Sub_sector | Households | Space heating | Households (heating) | Energetic | households_heating_final_demand_coal | Solids | EU | Energy demand | 0 | FEC
DK | TYNDP2026 | NT | 2035 | TWh | 338 | Sub_sector | Households | Space heating | Households (heating) | Energetic | households_heating_final_demand_oil | Liquids | EU | Energy demand | 0.3243 | FEC
DK | TYNDP2026 | NT | 2035 | TWh | 339 | Sub_sector | Households | Space heating | Households (heating) | Energetic | households_heating_final_demand_other | Others | EU | Energy demand | 0 | FEC
DK | TYNDP2026 | NT | 2035 | TWh | 340 | Sub_sector | Households | Space heating | Households (heating) | Energetic | households_heating_final_demand_ammonia | Ammonia | EU | Energy demand | 0 | FEC
DK | TYNDP2026 | NT | 2035 | TWh | 343 | Sub_sector | Households | Cooling | Households (cooling) | Energetic | households_cooling_final_demand_electricity | Electricity | EU | Energy demand | 0 | FEC
DK | TYNDP2026 | NT | 2035 | TWh | 344 | Sub_sector | Households | Cooling | Households (cooling) | Energetic | households_cooling_final_demand_hydrogen | Hydrogen | EU | Energy demand | 0 | FEC
DK | TYNDP2026 | NT | 2035 | TWh | 345 | Sub_sector | Households | Cooling | Households (cooling) | Energetic | households_cooling_final_demand_methane | Methane | EU | Energy demand | 0 | FEC
DK | TYNDP2026 | NT | 2035 | TWh | 346 | Sub_sector | Households | Cooling | Households (cooling) | Energetic | households_cooling_final_demand_heat | Heat | EU | Energy demand | 0 | FEC
DK | TYNDP2026 | NT | 2035 | TWh | 347 | Sub_sector | Households | Cooling | Households (cooling) | Energetic | households_cooling_final_demand_biomass | Biomass | EU | Energy demand | 0 | FEC
DK | TYNDP2026 | NT | 2035 | TWh | 348 | Sub_sector | Households | Cooling | Households (cooling) | Energetic | households_cooling_final_demand_coal | Solids | EU | Energy demand | 0 | FEC
DK | TYNDP2026 | NT | 2035 | TWh | 349 | Sub_sector | Households | Cooling | Households (cooling) | Energetic | households_cooling_final_demand_oil | Liquids | EU | Energy demand | 0 | FEC
DK | TYNDP2026 | NT | 2035 | TWh | 350 | Sub_sector | Households | Cooling | Households (cooling) | Energetic | households_cooling_final_demand_other | Others | EU | Energy demand | 0 | FEC
DK | TYNDP2026 | NT | 2035 | TWh | 351 | Sub_sector | Households | Cooling | Households (cooling) | Energetic | households_cooling_final_demand_ammonia | Ammonia | EU | Energy demand | 0 | FEC
DK | TYNDP2026 | NT | 2035 | TWh | 354 | Sub_sector | Households | Hot water | Households (hot water) | Energetic | households_hot_water_final_demand_electricity | Electricity | EU | Energy demand | 1.2368 | FEC
DK | TYNDP2026 | NT | 2035 | TWh | 355 | Sub_sector | Households | Hot water | Households (hot water) | Energetic | households_hot_water_final_demand_hydrogen | Hydrogen | EU | Energy demand | 0 | FEC
DK | TYNDP2026 | NT | 2035 | TWh | 356 | Sub_sector | Households | Hot water | Households (hot water) | Energetic | households_hot_water_final_demand_methane | Methane | EU | Energy demand | 0.2878 | FEC
DK | TYNDP2026 | NT | 2035 | TWh | 357 | Sub_sector | Households | Hot water | Households (hot water) | Energetic | households_hot_water_final_demand_heat | Heat | EU | Energy demand | 6.895 | FEC
DK | TYNDP2026 | NT | 2035 | TWh | 358 | Sub_sector | Households | Hot water | Households (hot water) | Energetic | households_hot_water_final_demand_biomass | Biomass | EU | Energy demand | 1.7298 | FEC
DK | TYNDP2026 | NT | 2035 | TWh | 359 | Sub_sector | Households | Hot water | Households (hot water) | Energetic | households_hot_water_final_demand_coal | Solids | EU | Energy demand | 0 | FEC
DK | TYNDP2026 | NT | 2035 | TWh | 360 | Sub_sector | Households | Hot water | Households (hot water) | Energetic | households_hot_water_final_demand_oil | Liquids | EU | Energy demand | 0.15962 | FEC
DK | TYNDP2026 | NT | 2035 | TWh | 361 | Sub_sector | Households | Hot water | Households (hot water) | Energetic | households_hot_water_final_demand_other | Others | EU | Energy demand | 0 | FEC
DK | TYNDP2026 | NT | 2035 | TWh | 362 | Sub_sector | Households | Hot water | Households (hot water) | Energetic | households_hot_water_final_demand_ammonia | Ammonia | EU | Energy demand | 0 | FEC
DK | TYNDP2026 | NT | 2035 | TWh | 365 | Sub_sector | Households | Appliances | Households (appliances) | Energetic | households_appliances_final_demand_electricity | Electricity | EU | Energy demand | 8.2435 | FEC
DK | TYNDP2026 | NT | 2035 | TWh | 366 | Sub_sector | Households | Appliances | Households (appliances) | Energetic | households_appliances_final_demand_hydrogen | Hydrogen | EU | Energy demand | 0 | FEC
DK | TYNDP2026 | NT | 2035 | TWh | 367 | Sub_sector | Households | Appliances | Households (appliances) | Energetic | households_appliances_final_demand_methane | Methane | EU | Energy demand | 0.026689 | FEC
DK | TYNDP2026 | NT | 2035 | TWh | 368 | Sub_sector | Households | Appliances | Households (appliances) | Energetic | households_appliances_final_demand_heat | Heat | EU | Energy demand | 0 | FEC
DK | TYNDP2026 | NT | 2035 | TWh | 369 | Sub_sector | Households | Appliances | Households (appliances) | Energetic | households_appliances_final_demand_biomass | Biomass | EU | Energy demand | 0 | FEC
DK | TYNDP2026 | NT | 2035 | TWh | 370 | Sub_sector | Households | Appliances | Households (appliances) | Energetic | households_appliances_final_demand_coal | Solids | EU | Energy demand | 0 | FEC
DK | TYNDP2026 | NT | 2035 | TWh | 371 | Sub_sector | Households | Appliances | Households (appliances) | Energetic | households_appliances_final_demand_oil | Liquids | EU | Energy demand | 0 | FEC
DK | TYNDP2026 | NT | 2035 | TWh | 372 | Sub_sector | Households | Appliances | Households (appliances) | Energetic | households_appliances_final_demand_other | Others | EU | Energy demand | 0 | FEC
DK | TYNDP2026 | NT | 2035 | TWh | 373 | Sub_sector | Households | Appliances | Households (appliances) | Energetic | households_appliances_final_demand_ammonia | Ammonia | EU | Energy demand | 0 | FEC
DK | TYNDP2026 | NT | 2035 | TWh | 375 | Sub_sector | Buildings | Space heating | Buildings (heat) | Energetic | buildings_heat_final_demand_electricity | Electricity | EU | Energy demand | 0.52122 | FEC
DK | TYNDP2026 | NT | 2035 | TWh | 376 | Sub_sector | Buildings | Space heating | Buildings (heat) | Energetic | buildings_heat_final_demand_hydrogen | Hydrogen | EU | Energy demand | 0 | FEC
DK | TYNDP2026 | NT | 2035 | TWh | 377 | Sub_sector | Buildings | Space heating | Buildings (heat) | Energetic | buildings_heat_final_demand_methane | Methane | EU | Energy demand | 0.45404 | FEC
DK | TYNDP2026 | NT | 2035 | TWh | 378 | Sub_sector | Buildings | Space heating | Buildings (heat) | Energetic | buildings_heat_final_demand_heat | Heat | EU | Energy demand | 10.5928 | FEC
DK | TYNDP2026 | NT | 2035 | TWh | 379 | Sub_sector | Buildings | Space heating | Buildings (heat) | Energetic | buildings_heat_final_demand_biomass | Biomass | EU | Energy demand | 0.17565 | FEC
DK | TYNDP2026 | NT | 2035 | TWh | 380 | Sub_sector | Buildings | Space heating | Buildings (heat) | Energetic | buildings_heat_final_demand_coal | Solids | EU | Energy demand | 0 | FEC
DK | TYNDP2026 | NT | 2035 | TWh | 381 | Sub_sector | Buildings | Space heating | Buildings (heat) | Energetic | buildings_heat_final_demand_oil | Liquids | EU | Energy demand | 0.10783 | FEC
DK | TYNDP2026 | NT | 2035 | TWh | 382 | Sub_sector | Buildings | Space heating | Buildings (heat) | Energetic | buildings_heat_final_demand_other | Others | EU | Energy demand | 0 | FEC
DK | TYNDP2026 | NT | 2035 | TWh | 383 | Sub_sector | Buildings | Space heating | Buildings (heat) | Energetic | buildings_heat_final_demand_ammonia | Ammonia | EU | Energy demand | 0 | FEC
DK | TYNDP2026 | NT | 2035 | TWh | 386 | Sub_sector | Buildings | Cooling | Buildings (cooling) | Energetic | buildings_cooling_final_demand_electricity | Electricity | EU | Energy demand | 0.46543 | FEC
DK | TYNDP2026 | NT | 2035 | TWh | 387 | Sub_sector | Buildings | Cooling | Buildings (cooling) | Energetic | buildings_cooling_final_demand_hydrogen | Hydrogen | EU | Energy demand | 0 | FEC
DK | TYNDP2026 | NT | 2035 | TWh | 388 | Sub_sector | Buildings | Cooling | Buildings (cooling) | Energetic | buildings_cooling_final_demand_methane | Methane | EU | Energy demand | 0.0019762 | FEC
DK | TYNDP2026 | NT | 2035 | TWh | 389 | Sub_sector | Buildings | Cooling | Buildings (cooling) | Energetic | buildings_cooling_final_demand_heat | Heat | EU | Energy demand | 0 | FEC
DK | TYNDP2026 | NT | 2035 | TWh | 390 | Sub_sector | Buildings | Cooling | Buildings (cooling) | Energetic | buildings_cooling_final_demand_biomass | Biomass | EU | Energy demand | 0 | FEC
DK | TYNDP2026 | NT | 2035 | TWh | 391 | Sub_sector | Buildings | Cooling | Buildings (cooling) | Energetic | buildings_cooling_final_demand_coal | Solids | EU | Energy demand | 0 | FEC
DK | TYNDP2026 | NT | 2035 | TWh | 392 | Sub_sector | Buildings | Cooling | Buildings (cooling) | Energetic | buildings_cooling_final_demand_oil | Liquids | EU | Energy demand | 0 | FEC
DK | TYNDP2026 | NT | 2035 | TWh | 393 | Sub_sector | Buildings | Cooling | Buildings (cooling) | Energetic | buildings_cooling_final_demand_other | Others | EU | Energy demand | 0 | FEC
DK | TYNDP2026 | NT | 2035 | TWh | 394 | Sub_sector | Buildings | Cooling | Buildings (cooling) | Energetic | buildings_cooling_final_demand_ammonia | Ammonia | EU | Energy demand | 0 | FEC
DK | TYNDP2026 | NT | 2035 | TWh | 397 | Sub_sector | Buildings | Appliances | Buildings (appliances) | Energetic | buildings_appliances_final_demand_electricity | Electricity | EU | Energy demand | 9.1389 | FEC
DK | TYNDP2026 | NT | 2035 | TWh | 398 | Sub_sector | Buildings | Appliances | Buildings (appliances) | Energetic | buildings_appliances_final_demand_hydrogen | Hydrogen | EU | Energy demand | 0 | FEC
DK | TYNDP2026 | NT | 2035 | TWh | 399 | Sub_sector | Buildings | Appliances | Buildings (appliances) | Energetic | buildings_appliances_final_demand_methane | Methane | EU | Energy demand | 0.63736 | FEC
DK | TYNDP2026 | NT | 2035 | TWh | 400 | Sub_sector | Buildings | Appliances | Buildings (appliances) | Energetic | buildings_appliances_final_demand_heat | Heat | EU | Energy demand | 0 | FEC
DK | TYNDP2026 | NT | 2035 | TWh | 401 | Sub_sector | Buildings | Appliances | Buildings (appliances) | Energetic | buildings_appliances_final_demand_biomass | Biomass | EU | Energy demand | 0 | FEC
DK | TYNDP2026 | NT | 2035 | TWh | 402 | Sub_sector | Buildings | Appliances | Buildings (appliances) | Energetic | buildings_appliances_final_demand_coal | Solids | EU | Energy demand | 0 | FEC
DK | TYNDP2026 | NT | 2035 | TWh | 403 | Sub_sector | Buildings | Appliances | Buildings (appliances) | Energetic | buildings_appliances_final_demand_oil | Liquids | EU | Energy demand | 0 | FEC
DK | TYNDP2026 | NT | 2035 | TWh | 404 | Sub_sector | Buildings | Appliances | Buildings (appliances) | Energetic | buildings_appliances_final_demand_other | Others | EU | Energy demand | 0 | FEC
DK | TYNDP2026 | NT | 2035 | TWh | 405 | Sub_sector | Buildings | Appliances | Buildings (appliances) | Energetic | buildings_appliances_final_demand_ammonia | Ammonia | EU | Energy demand | 0 | FEC
DK | TYNDP2026 | NT | 2035 | TWh | 407 | Sub_sector | Buildings | Datacenters | Datacenters & ICT | Energetic | datacentres_final_demand_electricity_energetic | Electricity | EU | Energy demand | 25.6421 | FEC
DK | TYNDP2026 | NT | 2035 | TWh | 408 | Sub_sector | Buildings | Datacenters | Datacenters & ICT | Energetic | datacentres_final_demand_hydrogen_energetic | Hydrogen | EU | Energy demand | 0 | FEC
DK | TYNDP2026 | NT | 2035 | TWh | 409 | Sub_sector | Buildings | Datacenters | Datacenters & ICT | Energetic | datacentres_final_demand_methane_energetic | Methane | EU | Energy demand | 0 | FEC
DK | TYNDP2026 | NT | 2035 | TWh | 410 | Sub_sector | Buildings | Datacenters | Datacenters & ICT | Energetic | datacentres_final_demand_heat_energetic | Heat | EU | Energy demand | 0 | FEC
DK | TYNDP2026 | NT | 2035 | TWh | 411 | Sub_sector | Buildings | Datacenters | Datacenters & ICT | Energetic | datacentres_final_demand_biomass_energetic | Biomass | EU | Energy demand | 0 | FEC
DK | TYNDP2026 | NT | 2035 | TWh | 412 | Sub_sector | Buildings | Datacenters | Datacenters & ICT | Energetic | datacentres_final_demand_coal_energetic | Solids | EU | Energy demand | 0 | FEC
DK | TYNDP2026 | NT | 2035 | TWh | 413 | Sub_sector | Buildings | Datacenters | Datacenters & ICT | Energetic | datacentres_final_demand_oil_energetic | Liquids | EU | Energy demand | 0 | FEC
DK | TYNDP2026 | NT | 2035 | TWh | 414 | Sub_sector | Buildings | Datacenters | Datacenters & ICT | Energetic | datacentres_final_demand_other_energetic | Others | EU | Energy demand | 0 | FEC
DK | TYNDP2026 | NT | 2035 | TWh | 415 | Sub_sector | Buildings | Datacenters | Datacenters & ICT | Energetic | datacentres_final_demand_ammonia_energetic | Ammonia | EU | Energy demand | 0 | FEC
DK | TYNDP2026 | NT | 2035 | TWh | 417 | Sub_sector | Transport | Others_Sector | Others_Sector | Energetic | other_final_demand_electricity_energetic | Electricity | EU | Energy demand | 0 | FEC
DK | TYNDP2026 | NT | 2035 | TWh | 418 | Sub_sector | Transport | Others_Sector | Others_Sector | Energetic | other_final_demand_hydrogen_energetic | Hydrogen | EU | Energy demand | 0 | FEC
DK | TYNDP2026 | NT | 2035 | TWh | 419 | Sub_sector | Transport | Pipeline Transport | Others_Sector | Energetic | other_final_demand_methane_energetic | Methane | EU | Energy demand | 0.074811 | FEC
DK | TYNDP2026 | NT | 2035 | TWh | 420 | Sub_sector | Transport | Others_Sector | Others_Sector | Energetic | other_final_demand_heat_energetic | Heat | EU | Energy demand | 0 | FEC
DK | TYNDP2026 | NT | 2035 | TWh | 421 | Sub_sector | Transport | Others_Sector | Others_Sector | Energetic | other_final_demand_biomass_energetic | Biomass | EU | Energy demand | 0 | FEC
DK | TYNDP2026 | NT | 2035 | TWh | 422 | Sub_sector | Transport | Others_Sector | Others_Sector | Energetic | other_final_demand_coal_energetic | Solids | EU | Energy demand | 0 | FEC
DK | TYNDP2026 | NT | 2035 | TWh | 423 | Sub_sector | Transport | Others_Sector | Others_Sector | Energetic | other_final_demand_oil_energetic | Liquids | EU | Energy demand | 0.57001 | FEC
DK | TYNDP2026 | NT | 2035 | TWh | 424 | Sub_sector | Others_Sector | Others_Sector | Others_Sector | Non-energetic | other_final_demand_oil_non_energetic | Liquids | EU | Energy demand | 0.6602 | not_included_in_FEC
DK | TYNDP2026 | NT | 2035 | TWh | 425 | Sub_sector | Transport | Others_Sector | Others_Sector | Energetic | other_final_demand_other_energetic | Others | EU | Energy demand | 0 | FEC
DK | TYNDP2026 | NT | 2035 | TWh | 426 | Sub_sector | Transport | Others_Sector | Others_Sector | Energetic | other_final_demand_ammonia_energetic | Ammonia | EU | Energy demand | 0 | FEC
DK | TYNDP2026 | NT | 2035 | TWh | 427 | Sub_sector | Industry | Surplus_Heat_in_Industry | Surplus_Heat_in_Industry | Energetic | final_demand_of_industry_unused_local_production_steam_hot_water | Heat | EU | Energy demand | 0 | FEC
DK | TYNDP2026 | NT | 2035 | TWh | 429 | Sub_sector | Agriculture | Total | Agriculture | Energetic | agriculture_final_demand_electricity_energetic | Electricity | EU | Energy demand | 1.8287 | FEC
DK | TYNDP2026 | NT | 2035 | TWh | 430 | Sub_sector | Agriculture | Total | Agriculture | Energetic | agriculture_final_demand_hydrogen_energetic | Hydrogen | EU | Energy demand | 0 | FEC
DK | TYNDP2026 | NT | 2035 | TWh | 431 | Sub_sector | Agriculture | Total | Agriculture | Energetic | agriculture_final_demand_methane_energetic | Methane | EU | Energy demand | 0.030646 | FEC
DK | TYNDP2026 | NT | 2035 | TWh | 432 | Sub_sector | Agriculture | Total | Agriculture | Energetic | agriculture_final_demand_heat_energetic | Heat | EU | Energy demand | 0.47502 | FEC
DK | TYNDP2026 | NT | 2035 | TWh | 433 | Sub_sector | Agriculture | Total | Agriculture | Energetic | agriculture_final_demand_biomass_energetic | Biomass | EU | Energy demand | 0.67268 | FEC
DK | TYNDP2026 | NT | 2035 | TWh | 434 | Sub_sector | Agriculture | Total | Agriculture | Energetic | agriculture_final_demand_coal_energetic | Solids | EU | Energy demand | 0 | FEC
DK | TYNDP2026 | NT | 2035 | TWh | 435 | Sub_sector | Agriculture | Total | Agriculture | Energetic | agriculture_final_demand_oil_energetic | Liquids | EU | Energy demand | 1.7836 | FEC
DK | TYNDP2026 | NT | 2035 | TWh | 436 | Sub_sector | Agriculture | Total | Agriculture | Energetic | agriculture_final_demand_other_energetic | Others | EU | Energy demand | 0 | FEC
DK | TYNDP2026 | NT | 2035 | TWh | 437 | Sub_sector | Agriculture | Total | Agriculture | Energetic | agriculture_final_demand_ammonia_energetic | Ammonia | EU | Energy demand | 0 | FEC
DK | TYNDP2026 | NT | 2035 | TWh | 447 | Sub_sector | Buildings | Surplus Energy | Buildings | Energetic | GAP | Electricity | EU | Energy demand | 0 | FEC
DK | TYNDP2026 | NT | 2035 | TWh | 448 | Sub_sector | Buildings | Surplus Energy | Buildings | Energetic | GAP | Hydrogen | EU | Energy demand | 0 | FEC
DK | TYNDP2026 | NT | 2035 | TWh | 449 | Sub_sector | Buildings | Surplus Energy | Buildings | Energetic | GAP | Methane | EU | Energy demand | 0 | FEC
DK | TYNDP2026 | NT | 2035 | TWh | 450 | Sub_sector | Buildings | Surplus Energy | Buildings | Energetic | GAP | Heat | EU | Energy demand | 0 | FEC
DK | TYNDP2026 | NT | 2035 | TWh | 451 | Sub_sector | Buildings | Surplus Energy | Buildings | Energetic | GAP | Biomass | EU | Energy demand | 0.043701 | FEC
DK | TYNDP2026 | NT | 2035 | TWh | 452 | Sub_sector | Buildings | Surplus Energy | Buildings | Energetic | GAP | Solids | EU | Energy demand | 0 | FEC
DK | TYNDP2026 | NT | 2035 | TWh | 453 | Sub_sector | Buildings | Surplus Energy | Buildings | Energetic | GAP | Liquids | EU | Energy demand | 0.046912 | FEC
DK | TYNDP2026 | NT | 2035 | TWh | 454 | Sub_sector | Buildings | Surplus Energy | Buildings | Energetic | GAP | Others | EU | Energy demand | 0 | FEC
DK | TYNDP2026 | NT | 2035 | TWh | 455 | Sub_sector | Buildings | Surplus Energy | Buildings | Energetic | GAP | Ammonia | EU | Energy demand | 0 | FEC
DK | TYNDP2026 | NT | 2035 | TWh | 456 | Sub_sector | Households | Surplus Energy | Households | Energetic | GAP | Electricity | EU | Energy demand | 0 | FEC
DK | TYNDP2026 | NT | 2035 | TWh | 457 | Sub_sector | Households | Surplus Energy | Households | Energetic | GAP | Hydrogen | EU | Energy demand | 0 | FEC
DK | TYNDP2026 | NT | 2035 | TWh | 458 | Sub_sector | Households | Surplus Energy | Households | Energetic | GAP | Methane | EU | Energy demand | 0 | FEC
DK | TYNDP2026 | NT | 2035 | TWh | 459 | Sub_sector | Households | Surplus Energy | Households | Energetic | GAP | Heat | EU | Energy demand | 0 | FEC
DK | TYNDP2026 | NT | 2035 | TWh | 460 | Sub_sector | Households | Surplus Energy | Households | Energetic | GAP | Biomass | EU | Energy demand | 0 | FEC
DK | TYNDP2026 | NT | 2035 | TWh | 461 | Sub_sector | Households | Surplus Energy | Households | Energetic | GAP | Solids | EU | Energy demand | 0 | FEC
DK | TYNDP2026 | NT | 2035 | TWh | 462 | Sub_sector | Households | Surplus Energy | Households | Energetic | GAP | Liquids | EU | Energy demand | 0 | FEC
DK | TYNDP2026 | NT | 2035 | TWh | 463 | Sub_sector | Households | Surplus Energy | Households | Energetic | GAP | Others | EU | Energy demand | 0 | FEC
DK | TYNDP2026 | NT | 2035 | TWh | 464 | Sub_sector | Households | Surplus Energy | Households | Energetic | GAP | Ammonia | EU | Energy demand | 0 | FEC
DK | TYNDP2026 | NT | 2040 | TWh | 102 | Sub_sector | Industry | Aluminium | Industry (aluminium) | Energetic | industry_aluminium_demand_electricity_energetic | Electricity | EU | Energy demand | 0 | FEC
DK | TYNDP2026 | NT | 2040 | TWh | 103 | Sub_sector | Industry | Aluminium | Industry (aluminium) | Energetic | industry_aluminium_demand_hydrogen_energetic | Hydrogen | EU | Energy demand | 0 | FEC
DK | TYNDP2026 | NT | 2040 | TWh | 104 | Sub_sector | Industry | Aluminium | Industry (aluminium) | Energetic | industry_aluminium_demand_methane_energetic | Methane | EU | Energy demand | 0 | FEC
DK | TYNDP2026 | NT | 2040 | TWh | 105 | Sub_sector | Industry | Aluminium | Industry (aluminium) | Energetic | industry_aluminium_demand_heat_energetic | Heat | EU | Energy demand | 0 | FEC
DK | TYNDP2026 | NT | 2040 | TWh | 106 | Sub_sector | Industry | Aluminium | Industry (aluminium) | Energetic | industry_aluminium_demand_biomass_energetic | Biomass | EU | Energy demand | 0 | FEC
DK | TYNDP2026 | NT | 2040 | TWh | 107 | Sub_sector | Industry | Aluminium | Industry (aluminium) | Energetic | industry_aluminium_demand_coal_energetic | Solids | EU | Energy demand | 0 | FEC
DK | TYNDP2026 | NT | 2040 | TWh | 108 | Sub_sector | Industry | Aluminium | Industry (aluminium) | Energetic | industry_aluminium_demand_oil_energetic | Liquids | EU | Energy demand | 0 | FEC
DK | TYNDP2026 | NT | 2040 | TWh | 109 | Sub_sector | Industry | Aluminium | Industry (aluminium) | Energetic | industry_aluminium_demand_others_energetic | Others | EU | Energy demand | 0 | FEC
DK | TYNDP2026 | NT | 2040 | TWh | 110 | Sub_sector | Industry | Aluminium | Industry (aluminium) | Energetic | industry_ammonia_demand_others_energetic | Ammonia | EU | Energy demand | 0 | FEC
DK | TYNDP2026 | NT | 2040 | TWh | 112 | Sub_sector | Industry | Chemicals | Industry (chemicals, energetic) | Energetic | industry_chemical_demand_electricity_energetic | Electricity | EU | Energy demand | 0 | FEC
DK | TYNDP2026 | NT | 2040 | TWh | 113 | Sub_sector | Industry | Chemicals | Industry (chemicals, energetic) | Energetic | industry_chemical_demand_hydrogen_energetic | Hydrogen | EU | Energy demand | 0 | FEC
DK | TYNDP2026 | NT | 2040 | TWh | 114 | Sub_sector | Industry | Chemicals | Industry (chemicals, energetic) | Energetic | industry_chemical_demand_methane_energetic | Methane | EU | Energy demand | 0 | FEC
DK | TYNDP2026 | NT | 2040 | TWh | 115 | Sub_sector | Industry | Chemicals | Industry (chemicals, energetic) | Energetic | industry_chemical_demand_heat_energetic | Heat | EU | Energy demand | 0 | FEC
DK | TYNDP2026 | NT | 2040 | TWh | 116 | Sub_sector | Industry | Chemicals | Industry (chemicals, energetic) | Energetic | industry_chemical_demand_biomass_energetic | Biomass | EU | Energy demand | 0 | FEC
DK | TYNDP2026 | NT | 2040 | TWh | 117 | Sub_sector | Industry | Chemicals | Industry (chemicals, energetic) | Energetic | industry_chemical_demand_coal_energetic | Solids | EU | Energy demand | 0 | FEC
DK | TYNDP2026 | NT | 2040 | TWh | 118 | Sub_sector | Industry | Chemicals | Industry (chemicals, energetic) | Energetic | industry_chemical_demand_oil_energetic | Liquids | EU | Energy demand | 0 | FEC
DK | TYNDP2026 | NT | 2040 | TWh | 119 | Sub_sector | Industry | Chemicals | Industry (chemicals, energetic) | Energetic | industry_chemical_demand_others_energetic | Others | EU | Energy demand | 0 | FEC
DK | TYNDP2026 | NT | 2040 | TWh | 120 | Sub_sector | Industry | Chemicals | Industry (chemicals, energetic) | Energetic | industry_chemical_demand_ammonia_energetic | Ammonia | EU | Energy demand | 0 | FEC
DK | TYNDP2026 | NT | 2040 | TWh | 122 | Sub_sector | Industry | Chemicals | Industry (chemicals, non-energetic) | Non-energetic | industry_chemical_demand_electricity_non_energetic | Electricity | EU | Energy demand | 0 | not_included_in_FEC
DK | TYNDP2026 | NT | 2040 | TWh | 123 | Sub_sector | Industry | Chemicals | Industry (chemicals, non-energetic) | Non-energetic | industry_chemical_demand_hydrogen_non_energetic | Hydrogen | EU | Energy demand | 0 | not_included_in_FEC
DK | TYNDP2026 | NT | 2040 | TWh | 124 | Sub_sector | Industry | Chemicals | Industry (chemicals, non-energetic) | Non-energetic | industry_chemical_demand_methane_non_energetic | Methane | EU | Energy demand | 0 | not_included_in_FEC
DK | TYNDP2026 | NT | 2040 | TWh | 125 | Sub_sector | Industry | Chemicals | Industry (chemicals, non-energetic) | Non-energetic | industry_chemical_demand_heat_non_energetic | Heat | EU | Energy demand | 0 | not_included_in_FEC
DK | TYNDP2026 | NT | 2040 | TWh | 126 | Sub_sector | Industry | Chemicals | Industry (chemicals, non-energetic) | Non-energetic | industry_chemical_demand_biomass_non_energetic | Biomass | EU | Energy demand | 0 | not_included_in_FEC
DK | TYNDP2026 | NT | 2040 | TWh | 127 | Sub_sector | Industry | Chemicals | Industry (chemicals, non-energetic) | Non-energetic | industry_chemical_demand_coal_non_energetic | Solids | EU | Energy demand | 0 | not_included_in_FEC
DK | TYNDP2026 | NT | 2040 | TWh | 128 | Sub_sector | Industry | Chemicals | Industry (chemicals, non-energetic) | Non-energetic | industry_chemical_demand_oil_non_energetic | Liquids | EU | Energy demand | 0 | not_included_in_FEC
DK | TYNDP2026 | NT | 2040 | TWh | 129 | Sub_sector | Industry | Chemicals | Industry (chemicals, non-energetic) | Non-energetic | industry_chemical_demand_others_non_energetic | Others | EU | Energy demand | 0 | not_included_in_FEC
DK | TYNDP2026 | NT | 2040 | TWh | 130 | Sub_sector | Industry | Chemicals | Industry (chemicals, non-energetic) | Non-energetic | industry_chemical_demand_ammonia_non_energetic | Ammonia | EU | Energy demand | 0 | not_included_in_FEC
DK | TYNDP2026 | NT | 2040 | TWh | 132 | Sub_sector | Industry | Fertilizers | Industry (fertilizers, energetic) | Energetic | industry_fertilizers_demand_electricity_energetic | Electricity | EU | Energy demand | 0 | FEC
DK | TYNDP2026 | NT | 2040 | TWh | 133 | Sub_sector | Industry | Fertilizers | Industry (fertilizers, energetic) | Energetic | industry_fertilizers_demand_hydrogen_energetic | Hydrogen | EU | Energy demand | 0 | FEC
DK | TYNDP2026 | NT | 2040 | TWh | 134 | Sub_sector | Industry | Fertilizers | Industry (fertilizers, energetic) | Energetic | industry_fertilizers_demand_methane_energetic | Methane | EU | Energy demand | 0 | FEC
DK | TYNDP2026 | NT | 2040 | TWh | 135 | Sub_sector | Industry | Fertilizers | Industry (fertilizers, energetic) | Energetic | industry_fertilizers_demand_heat_energetic | Heat | EU | Energy demand | 0 | FEC
DK | TYNDP2026 | NT | 2040 | TWh | 136 | Sub_sector | Industry | Fertilizers | Industry (fertilizers, energetic) | Energetic | industry_fertilizers_demand_biomass_energetic | Biomass | EU | Energy demand | 0 | FEC
DK | TYNDP2026 | NT | 2040 | TWh | 137 | Sub_sector | Industry | Fertilizers | Industry (fertilizers, energetic) | Energetic | industry_fertilizers_demand_coal_energetic | Solids | EU | Energy demand | 0 | FEC
DK | TYNDP2026 | NT | 2040 | TWh | 138 | Sub_sector | Industry | Fertilizers | Industry (fertilizers, energetic) | Energetic | industry_fertilizers_demand_oil_energetic | Liquids | EU | Energy demand | 0 | FEC
DK | TYNDP2026 | NT | 2040 | TWh | 139 | Sub_sector | Industry | Fertilizers | Industry (fertilizers, energetic) | Energetic | industry_fertilizers_demand_others_energetic | Others | EU | Energy demand | 0 | FEC
DK | TYNDP2026 | NT | 2040 | TWh | 140 | Sub_sector | Industry | Fertilizers | Industry (fertilizers, energetic) | Energetic | industry_fertilizers_demand_ammonia_energetic | Ammonia | EU | Energy demand | 0 | FEC
DK | TYNDP2026 | NT | 2040 | TWh | 142 | Sub_sector | Industry | Fertilizers | Industry (fertilizers, non-energetic) | Non-energetic | industry_fertilizers_demand_electricity_non_energetic | Electricity | EU | Energy demand | 0 | not_included_in_FEC
DK | TYNDP2026 | NT | 2040 | TWh | 143 | Sub_sector | Industry | Fertilizers | Industry (fertilizers, non-energetic) | Non-energetic | industry_fertilizers_demand_hydrogen_non_energetic | Hydrogen | EU | Energy demand | 0 | not_included_in_FEC
DK | TYNDP2026 | NT | 2040 | TWh | 144 | Sub_sector | Industry | Fertilizers | Industry (fertilizers, non-energetic) | Non-energetic | industry_fertilizers_demand_methane_non_energetic | Methane | EU | Energy demand | 0 | not_included_in_FEC
DK | TYNDP2026 | NT | 2040 | TWh | 145 | Sub_sector | Industry | Fertilizers | Industry (fertilizers, non-energetic) | Non-energetic | industry_fertilizers_demand_heat_non_energetic | Heat | EU | Energy demand | 0 | not_included_in_FEC
DK | TYNDP2026 | NT | 2040 | TWh | 146 | Sub_sector | Industry | Fertilizers | Industry (fertilizers, non-energetic) | Non-energetic | industry_fertilizers_demand_biomass_non_energetic | Biomass | EU | Energy demand | 0 | not_included_in_FEC
DK | TYNDP2026 | NT | 2040 | TWh | 147 | Sub_sector | Industry | Fertilizers | Industry (fertilizers, non-energetic) | Non-energetic | industry_fertilizers_demand_coal_non_energetic | Solids | EU | Energy demand | 0 | not_included_in_FEC
DK | TYNDP2026 | NT | 2040 | TWh | 148 | Sub_sector | Industry | Fertilizers | Industry (fertilizers, non-energetic) | Non-energetic | industry_fertilizers_demand_oil_non_energetic | Liquids | EU | Energy demand | 0 | not_included_in_FEC
DK | TYNDP2026 | NT | 2040 | TWh | 149 | Sub_sector | Industry | Fertilizers | Industry (fertilizers, non-energetic) | Non-energetic | industry_fertilizers_demand_others_non_energetic | Others | EU | Energy demand | 0 | not_included_in_FEC
DK | TYNDP2026 | NT | 2040 | TWh | 150 | Sub_sector | Industry | Fertilizers | Industry (fertilizers, non-energetic) | Non-energetic | industry_fertilizers_demand_ammonia_non_energetic | Ammonia | EU | Energy demand | 0 | not_included_in_FEC
DK | TYNDP2026 | NT | 2040 | TWh | 152 | Sub_sector | Industry | Food | Industry (food) | Energetic | industry_food_demand_electricity_energetic | Electricity | EU | Energy demand | 0 | FEC
DK | TYNDP2026 | NT | 2040 | TWh | 153 | Sub_sector | Industry | Food | Industry (food) | Energetic | industry_food_demand_hydrogen_energetic | Hydrogen | EU | Energy demand | 0 | FEC
DK | TYNDP2026 | NT | 2040 | TWh | 154 | Sub_sector | Industry | Food | Industry (food) | Energetic | industry_food_demand_methane_energetic | Methane | EU | Energy demand | 0 | FEC
DK | TYNDP2026 | NT | 2040 | TWh | 155 | Sub_sector | Industry | Food | Industry (food) | Energetic | industry_food_demand_heat_energetic | Heat | EU | Energy demand | 0 | FEC
DK | TYNDP2026 | NT | 2040 | TWh | 156 | Sub_sector | Industry | Food | Industry (food) | Energetic | industry_food_demand_biomass_energetic | Biomass | EU | Energy demand | 0 | FEC
DK | TYNDP2026 | NT | 2040 | TWh | 157 | Sub_sector | Industry | Food | Industry (food) | Energetic | industry_food_demand_coal_energetic | Solids | EU | Energy demand | 0 | FEC
DK | TYNDP2026 | NT | 2040 | TWh | 158 | Sub_sector | Industry | Food | Industry (food) | Energetic | industry_food_demand_oil_energetic | Liquids | EU | Energy demand | 0 | FEC
DK | TYNDP2026 | NT | 2040 | TWh | 159 | Sub_sector | Industry | Food | Industry (food) | Energetic | industry_food_demand_others_energetic | Others | EU | Energy demand | 0 | FEC
DK | TYNDP2026 | NT | 2040 | TWh | 160 | Sub_sector | Industry | Food | Industry (food) | Energetic | industry_food_demand_ammonia_energetic | Ammonia | EU | Energy demand | 0 | FEC
DK | TYNDP2026 | NT | 2040 | TWh | 162 | Sub_sector | Industry | Metals | Industry (metal) | Energetic | industry_metal_demand_electricity_energetic | Electricity | EU | Energy demand | 0 | FEC
DK | TYNDP2026 | NT | 2040 | TWh | 163 | Sub_sector | Industry | Metals | Industry (metal) | Energetic | industry_metal_demand_hydrogen_energetic | Hydrogen | EU | Energy demand | 0 | FEC
DK | TYNDP2026 | NT | 2040 | TWh | 164 | Sub_sector | Industry | Metals | Industry (metal) | Energetic | industry_metal_demand_methane_energetic | Methane | EU | Energy demand | 0 | FEC
DK | TYNDP2026 | NT | 2040 | TWh | 165 | Sub_sector | Industry | Metals | Industry (metal) | Energetic | industry_metal_demand_heat_energetic | Heat | EU | Energy demand | 0 | FEC
DK | TYNDP2026 | NT | 2040 | TWh | 166 | Sub_sector | Industry | Metals | Industry (metal) | Energetic | industry_metal_demand_biomass_energetic | Biomass | EU | Energy demand | 0 | FEC
DK | TYNDP2026 | NT | 2040 | TWh | 167 | Sub_sector | Industry | Metals | Industry (metal) | Energetic | industry_metal_demand_coal_energetic | Solids | EU | Energy demand | 0 | FEC
DK | TYNDP2026 | NT | 2040 | TWh | 168 | Sub_sector | Industry | Metals | Industry (metal) | Energetic | industry_metal_demand_oil_energetic | Liquids | EU | Energy demand | 0 | FEC
DK | TYNDP2026 | NT | 2040 | TWh | 169 | Sub_sector | Industry | Metals | Industry (metal) | Energetic | industry_metal_demand_others_energetic | Others | EU | Energy demand | 0 | FEC
DK | TYNDP2026 | NT | 2040 | TWh | 170 | Sub_sector | Industry | Metals | Industry (metal) | Energetic | industry_metal_demand_ammonia_energetic | Ammonia | EU | Energy demand | 0 | FEC
DK | TYNDP2026 | NT | 2040 | TWh | 172 | Sub_sector | Industry | Others | Industry (other, energetic) | Energetic | industry_other_demand_electricity_energetic | Electricity | EU | Energy demand | 11.5549 | FEC
DK | TYNDP2026 | NT | 2040 | TWh | 173 | Sub_sector | Industry | Others | Industry (other, energetic) | Energetic | industry_other_demand_hydrogen_energetic | Hydrogen | EU | Energy demand | 0 | FEC
DK | TYNDP2026 | NT | 2040 | TWh | 174 | Sub_sector | Industry | Others | Industry (other, energetic) | Energetic | industry_other_demand_methane_energetic | Methane | EU | Energy demand | 7.8284 | FEC
DK | TYNDP2026 | NT | 2040 | TWh | 175 | Sub_sector | Industry | Others | Industry (other, energetic) | Energetic | industry_other_demand_heat_energetic | Heat | EU | Energy demand | 1.7962 | FEC
DK | TYNDP2026 | NT | 2040 | TWh | 176 | Sub_sector | Industry | Others | Industry (other, energetic) | Energetic | industry_other_demand_biomass_energetic | Biomass | EU | Energy demand | 2.815 | FEC
DK | TYNDP2026 | NT | 2040 | TWh | 177 | Sub_sector | Industry | Others | Industry (other, energetic) | Energetic | industry_other_demand_coal_energetic | Solids | EU | Energy demand | 0.10724 | FEC
DK | TYNDP2026 | NT | 2040 | TWh | 178 | Sub_sector | Industry | Others | Industry (other, energetic) | Energetic | industry_other_demand_oil_energetic | Liquids | EU | Energy demand | 2.7078 | FEC
DK | TYNDP2026 | NT | 2040 | TWh | 179 | Sub_sector | Industry | Others | Industry (other, energetic) | Energetic | industry_other_demand_others_energetic | Others | EU | Energy demand | 0 | FEC
DK | TYNDP2026 | NT | 2040 | TWh | 180 | Sub_sector | Industry | Others | Industry (other, energetic) | Energetic | industry_other_demand_ammonia_energetic | Ammonia | EU | Energy demand | 0 | FEC
DK | TYNDP2026 | NT | 2040 | TWh | 182 | Sub_sector | Industry | Others | Industry (other, non-energetic) | Non-energetic | industry_other_demand_electricity_non_energetic | Electricity | EU | Energy demand | 0 | not_included_in_FEC
DK | TYNDP2026 | NT | 2040 | TWh | 183 | Sub_sector | Industry | Others | Industry (other, non-energetic) | Non-energetic | industry_other_demand_hydrogen_non_energetic | Hydrogen | EU | Energy demand | 0 | not_included_in_FEC
DK | TYNDP2026 | NT | 2040 | TWh | 184 | Sub_sector | Industry | Others | Industry (other, non-energetic) | Non-energetic | industry_other_demand_methane_non_energetic | Methane | EU | Energy demand | 0 | not_included_in_FEC
DK | TYNDP2026 | NT | 2040 | TWh | 185 | Sub_sector | Industry | Others | Industry (other, non-energetic) | Non-energetic | industry_other_demand_heat_non_energetic | Heat | EU | Energy demand | 0 | not_included_in_FEC
DK | TYNDP2026 | NT | 2040 | TWh | 186 | Sub_sector | Industry | Others | Industry (other, non-energetic) | Non-energetic | industry_other_demand_biomass_non_energetic | Biomass | EU | Energy demand | 0 | not_included_in_FEC
DK | TYNDP2026 | NT | 2040 | TWh | 187 | Sub_sector | Industry | Others | Industry (other, non-energetic) | Non-energetic | industry_other_demand_coal_non_energetic | Solids | EU | Energy demand | 0 | not_included_in_FEC
DK | TYNDP2026 | NT | 2040 | TWh | 188 | Sub_sector | Industry | Others | Industry (other, non-energetic) | Non-energetic | industry_other_demand_oil_non_energetic | Liquids | EU | Energy demand | 0 | not_included_in_FEC
DK | TYNDP2026 | NT | 2040 | TWh | 189 | Sub_sector | Industry | Others | Industry (other, non-energetic) | Non-energetic | industry_other_demand_others_non_energetic | Others | EU | Energy demand | 0 | not_included_in_FEC
DK | TYNDP2026 | NT | 2040 | TWh | 190 | Sub_sector | Industry | Others | Industry (other, non-energetic) | Non-energetic | industry_other_demand_ammonia_non_energetic | Ammonia | EU | Energy demand | 0 | not_included_in_FEC
DK | TYNDP2026 | NT | 2040 | TWh | 192 | Sub_sector | Industry | Paper | Industry (paper) | Energetic | industry_paper_demand_electricity_energetic | Electricity | EU | Energy demand | 0 | FEC
DK | TYNDP2026 | NT | 2040 | TWh | 193 | Sub_sector | Industry | Paper | Industry (paper) | Energetic | industry_paper_demand_hydrogen_energetic | Hydrogen | EU | Energy demand | 0 | FEC
DK | TYNDP2026 | NT | 2040 | TWh | 194 | Sub_sector | Industry | Paper | Industry (paper) | Energetic | industry_paper_demand_methane_energetic | Methane | EU | Energy demand | 0 | FEC
DK | TYNDP2026 | NT | 2040 | TWh | 195 | Sub_sector | Industry | Paper | Industry (paper) | Energetic | industry_paper_demand_heat_energetic | Heat | EU | Energy demand | 0 | FEC
DK | TYNDP2026 | NT | 2040 | TWh | 196 | Sub_sector | Industry | Paper | Industry (paper) | Energetic | industry_paper_demand_biomass_energetic | Biomass | EU | Energy demand | 0 | FEC
DK | TYNDP2026 | NT | 2040 | TWh | 197 | Sub_sector | Industry | Paper | Industry (paper) | Energetic | industry_paper_demand_coal_energetic | Solids | EU | Energy demand | 0 | FEC
DK | TYNDP2026 | NT | 2040 | TWh | 198 | Sub_sector | Industry | Paper | Industry (paper) | Energetic | industry_paper_demand_oil_energetic | Liquids | EU | Energy demand | 0 | FEC
DK | TYNDP2026 | NT | 2040 | TWh | 199 | Sub_sector | Industry | Paper | Industry (paper) | Energetic | industry_paper_demand_others_energetic | Others | EU | Energy demand | 0 | FEC
DK | TYNDP2026 | NT | 2040 | TWh | 200 | Sub_sector | Industry | Paper | Industry (paper) | Energetic | industry_paper_demand_ammonia_energetic | Ammonia | EU | Energy demand | 0 | FEC
DK | TYNDP2026 | NT | 2040 | TWh | 202 | Sub_sector | Industry | Refineries | Industry (refineries, energetic) | Energetic | industry_refinery_demand_electricity_energetic | Electricity | EU | Energy demand | 0.37598 | not_included_in_FEC
DK | TYNDP2026 | NT | 2040 | TWh | 203 | Sub_sector | Industry | Refineries | Industry (refineries, energetic) | Energetic | industry_refinery_demand_hydrogen_energetic | Hydrogen | EU | Energy demand | 0.17483 | not_included_in_FEC
DK | TYNDP2026 | NT | 2040 | TWh | 204 | Sub_sector | Industry | Refineries | Industry (refineries, energetic) | Energetic | industry_refinery_demand_methane_energetic | Methane | EU | Energy demand | 0 | not_included_in_FEC
DK | TYNDP2026 | NT | 2040 | TWh | 205 | Sub_sector | Industry | Refineries | Industry (refineries, energetic) | Energetic | industry_refinery_demand_heat_energetic | Heat | EU | Energy demand | 0.0021854 | not_included_in_FEC
DK | TYNDP2026 | NT | 2040 | TWh | 206 | Sub_sector | Industry | Refineries | Industry (refineries, energetic) | Energetic | industry_refinery_demand_biomass_energetic | Biomass | EU | Energy demand | 0 | not_included_in_FEC
DK | TYNDP2026 | NT | 2040 | TWh | 207 | Sub_sector | Industry | Refineries | Industry (refineries, energetic) | Energetic | industry_refinery_demand_coal_energetic | Solids | EU | Energy demand | 0 | not_included_in_FEC
DK | TYNDP2026 | NT | 2040 | TWh | 208 | Sub_sector | Industry | Refineries | Industry (refineries, energetic) | Energetic | industry_refinery_demand_oil_energetic | Liquids | EU | Energy demand | 2.4408 | not_included_in_FEC
DK | TYNDP2026 | NT | 2040 | TWh | 209 | Sub_sector | Industry | Refineries | Industry (refineries, energetic) | Energetic | industry_refinery_demand_others_energetic | Others | EU | Energy demand | 0 | not_included_in_FEC
DK | TYNDP2026 | NT | 2040 | TWh | 210 | Sub_sector | Industry | Refineries | Industry (refineries, energetic) | Energetic | industry_refinery_demand_ammonia_energetic | Ammonia | EU | Energy demand | 0 | not_included_in_FEC
DK | TYNDP2026 | NT | 2040 | TWh | 212 | Sub_sector | Industry | Refineries | Industry (refineries, non-energetic) | Non-energetic | industry_refinery_demand_electricity_non_energetic | Electricity | EU | Energy demand | 0 | not_included_in_FEC
DK | TYNDP2026 | NT | 2040 | TWh | 213 | Sub_sector | Industry | Refineries | Industry (refineries, non-energetic) | Non-energetic | industry_refinery_demand_hydrogen_non_energetic | Hydrogen | EU | Energy demand | 0 | not_included_in_FEC
DK | TYNDP2026 | NT | 2040 | TWh | 214 | Sub_sector | Industry | Refineries | Industry (refineries, non-energetic) | Non-energetic | industry_refinery_demand_methane_non_energetic | Methane | EU | Energy demand | 0 | not_included_in_FEC
DK | TYNDP2026 | NT | 2040 | TWh | 215 | Sub_sector | Industry | Refineries | Industry (refineries, non-energetic) | Non-energetic | industry_refinery_demand_heat_non_energetic | Heat | EU | Energy demand | 0 | not_included_in_FEC
DK | TYNDP2026 | NT | 2040 | TWh | 216 | Sub_sector | Industry | Refineries | Industry (refineries, non-energetic) | Non-energetic | industry_refinery_demand_biomass_non_energetic | Biomass | EU | Energy demand | 0 | not_included_in_FEC
DK | TYNDP2026 | NT | 2040 | TWh | 217 | Sub_sector | Industry | Refineries | Industry (refineries, non-energetic) | Non-energetic | industry_refinery_demand_coal_non_energetic | Solids | EU | Energy demand | 0 | not_included_in_FEC
DK | TYNDP2026 | NT | 2040 | TWh | 218 | Sub_sector | Industry | Refineries | Industry (refineries, non-energetic) | Non-energetic | industry_refinery_demand_oil_non_energetic | Liquids | EU | Energy demand | 0 | not_included_in_FEC
DK | TYNDP2026 | NT | 2040 | TWh | 219 | Sub_sector | Industry | Refineries | Industry (refineries, non-energetic) | Non-energetic | industry_refinery_demand_others_non_energetic | Others | EU | Energy demand | 0 | not_included_in_FEC
DK | TYNDP2026 | NT | 2040 | TWh | 220 | Sub_sector | Industry | Refineries | Industry (refineries, non-energetic) | Non-energetic | industry_refinery_demand_ammonia_non_energetic | Ammonia | EU | Energy demand | 0 | not_included_in_FEC
DK | TYNDP2026 | NT | 2040 | TWh | 222 | Sub_sector | Industry | Steel | Industry (steel) | Energetic | industry_steel_demand_electricity_energetic | Electricity | EU | Energy demand | 0 | FEC
DK | TYNDP2026 | NT | 2040 | TWh | 223 | Sub_sector | Industry | Steel | Industry (steel) | Energetic | industry_steel_demand_hydrogen_energetic | Hydrogen | EU | Energy demand | 0 | FEC
DK | TYNDP2026 | NT | 2040 | TWh | 224 | Sub_sector | Industry | Steel | Industry (steel) | Energetic | industry_steel_demand_methane_energetic | Methane | EU | Energy demand | 0 | FEC
DK | TYNDP2026 | NT | 2040 | TWh | 225 | Sub_sector | Industry | Steel | Industry (steel) | Energetic | industry_steel_demand_heat_energetic | Heat | EU | Energy demand | 0 | FEC
DK | TYNDP2026 | NT | 2040 | TWh | 226 | Sub_sector | Industry | Steel | Industry (steel) | Energetic | industry_steel_demand_biomass_energetic | Biomass | EU | Energy demand | 0 | FEC
DK | TYNDP2026 | NT | 2040 | TWh | 227 | Sub_sector | Industry | Steel | Industry (steel) | Energetic | industry_steel_demand_coal_energetic | Solids | EU | Energy demand | 0 | FEC
DK | TYNDP2026 | NT | 2040 | TWh | 228 | Sub_sector | Industry | Steel | Industry (steel) | Energetic | industry_steel_demand_oil_energetic | Liquids | EU | Energy demand | 0 | FEC
DK | TYNDP2026 | NT | 2040 | TWh | 229 | Sub_sector | Industry | Steel | Industry (steel) | Energetic | industry_steel_demand_others_energetic | Others | EU | Energy demand | 0 | FEC
DK | TYNDP2026 | NT | 2040 | TWh | 230 | Sub_sector | Industry | Steel | Industry (steel) | Energetic | industry_steel_demand_ammonia_energetic | Ammonia | EU | Energy demand | 0 | FEC
DK | TYNDP2026 | NT | 2040 | TWh | 232 | Sub_sector | Transport | Cars | Transport (cars) | Energetic | transport_cars_final_demand_electricity | Electricity | EU | Energy demand | 5.9706 | FEC
DK | TYNDP2026 | NT | 2040 | TWh | 233 | Sub_sector | Transport | Cars | Transport (cars) | Energetic | transport_cars_final_demand_hydrogen | Hydrogen | EU | Energy demand | 0 | FEC
DK | TYNDP2026 | NT | 2040 | TWh | 234 | Sub_sector | Transport | Cars | Transport (cars) | Energetic | transport_cars_final_demand_methane | Methane | EU | Energy demand | 7.78e-05 | FEC
DK | TYNDP2026 | NT | 2040 | TWh | 235 | Sub_sector | Transport | Cars | Transport (cars) | Energetic | transport_cars_final_demand_heat | Heat | EU | Energy demand | 0 | FEC
DK | TYNDP2026 | NT | 2040 | TWh | 236 | Sub_sector | Transport | Cars | Transport (cars) | Energetic | transport_cars_final_demand_biomass | Biomass | EU | Energy demand | 0 | FEC
DK | TYNDP2026 | NT | 2040 | TWh | 237 | Sub_sector | Transport | Cars | Transport (cars) | Energetic | transport_cars_final_demand_coal | Solids | EU | Energy demand | 0 | FEC
DK | TYNDP2026 | NT | 2040 | TWh | 238 | Sub_sector | Transport | Cars | Transport (cars) | Energetic | transport_cars_final_demand_oil | Liquids | EU | Energy demand | 8.6168 | FEC
DK | TYNDP2026 | NT | 2040 | TWh | 239 | Sub_sector | Transport | Cars | Transport (cars) | Energetic | transport_cars_final_demand_other | Others | EU | Energy demand | 0 | FEC
DK | TYNDP2026 | NT | 2040 | TWh | 240 | Sub_sector | Transport | Cars | Transport (cars) | Energetic | transport_cars_final_demand_ammonia | Ammonia | EU | Energy demand | 0 | FEC
DK | TYNDP2026 | NT | 2040 | TWh | 242 | Sub_sector | Transport | Busses | Transport (busses) | Energetic | transport_busses_final_demand_electricity | Electricity | EU | Energy demand | 1.0839 | FEC
DK | TYNDP2026 | NT | 2040 | TWh | 243 | Sub_sector | Transport | Busses | Transport (busses) | Energetic | transport_busses_final_demand_hydrogen | Hydrogen | EU | Energy demand | 0.0071001 | FEC
DK | TYNDP2026 | NT | 2040 | TWh | 244 | Sub_sector | Transport | Busses | Transport (busses) | Energetic | transport_busses_final_demand_methane | Methane | EU | Energy demand | 0.01189 | FEC
DK | TYNDP2026 | NT | 2040 | TWh | 245 | Sub_sector | Transport | Busses | Transport (busses) | Energetic | transport_busses_final_demand_heat | Heat | EU | Energy demand | 0 | FEC
DK | TYNDP2026 | NT | 2040 | TWh | 246 | Sub_sector | Transport | Busses | Transport (busses) | Energetic | transport_busses_final_demand_biomass | Biomass | EU | Energy demand | 0 | FEC
DK | TYNDP2026 | NT | 2040 | TWh | 247 | Sub_sector | Transport | Busses | Transport (busses) | Energetic | transport_busses_final_demand_coal | Solids | EU | Energy demand | 0 | FEC
DK | TYNDP2026 | NT | 2040 | TWh | 248 | Sub_sector | Transport | Busses | Transport (busses) | Energetic | transport_busses_final_demand_oil | Liquids | EU | Energy demand | 0.19816 | FEC
DK | TYNDP2026 | NT | 2040 | TWh | 249 | Sub_sector | Transport | Busses | Transport (busses) | Energetic | transport_busses_final_demand_other | Others | EU | Energy demand | 0 | FEC
DK | TYNDP2026 | NT | 2040 | TWh | 250 | Sub_sector | Transport | Busses | Transport (busses) | Energetic | transport_busses_final_demand_ammonia | Ammonia | EU | Energy demand | 0 | FEC
DK | TYNDP2026 | NT | 2040 | TWh | 252 | Sub_sector | Transport | Trucks | Transport (trucks) | Energetic | transport_trucks_final_demand_electricity | Electricity | EU | Energy demand | 3.8186 | FEC
DK | TYNDP2026 | NT | 2040 | TWh | 253 | Sub_sector | Transport | Trucks | Transport (trucks) | Energetic | transport_trucks_final_demand_hydrogen | Hydrogen | EU | Energy demand | 0.59693 | FEC
DK | TYNDP2026 | NT | 2040 | TWh | 254 | Sub_sector | Transport | Trucks | Transport (trucks) | Energetic | transport_trucks_final_demand_methane | Methane | EU | Energy demand | 0.062851 | FEC
DK | TYNDP2026 | NT | 2040 | TWh | 255 | Sub_sector | Transport | Trucks | Transport (trucks) | Energetic | transport_trucks_final_demand_heat | Heat | EU | Energy demand | 0 | FEC
DK | TYNDP2026 | NT | 2040 | TWh | 256 | Sub_sector | Transport | Trucks | Transport (trucks) | Energetic | transport_trucks_final_demand_biomass | Biomass | EU | Energy demand | 0 | FEC
DK | TYNDP2026 | NT | 2040 | TWh | 257 | Sub_sector | Transport | Trucks | Transport (trucks) | Energetic | transport_trucks_final_demand_coal | Solids | EU | Energy demand | 0 | FEC
DK | TYNDP2026 | NT | 2040 | TWh | 258 | Sub_sector | Transport | Trucks | Transport (trucks) | Energetic | transport_trucks_final_demand_oil | Liquids | EU | Energy demand | 1.3737 | FEC
DK | TYNDP2026 | NT | 2040 | TWh | 259 | Sub_sector | Transport | Trucks | Transport (trucks) | Energetic | transport_trucks_final_demand_other | Others | EU | Energy demand | 0 | FEC
DK | TYNDP2026 | NT | 2040 | TWh | 260 | Sub_sector | Transport | Trucks | Transport (trucks) | Energetic | transport_trucks_final_demand_ammonia | Ammonia | EU | Energy demand | 0 | FEC
DK | TYNDP2026 | NT | 2040 | TWh | 262 | Sub_sector | Transport | Vans | Transport (vans) | Energetic | transport_vans_final_demand_electricity | Electricity | EU | Energy demand | 1.6969 | FEC
DK | TYNDP2026 | NT | 2040 | TWh | 263 | Sub_sector | Transport | Vans | Transport (vans) | Energetic | transport_vans_final_demand_hydrogen | Hydrogen | EU | Energy demand | 0.053562 | FEC
DK | TYNDP2026 | NT | 2040 | TWh | 264 | Sub_sector | Transport | Vans | Transport (vans) | Energetic | transport_vans_final_demand_methane | Methane | EU | Energy demand | 0 | FEC
DK | TYNDP2026 | NT | 2040 | TWh | 265 | Sub_sector | Transport | Vans | Transport (vans) | Energetic | transport_vans_final_demand_heat | Heat | EU | Energy demand | 0 | FEC
DK | TYNDP2026 | NT | 2040 | TWh | 266 | Sub_sector | Transport | Vans | Transport (vans) | Energetic | transport_vans_final_demand_biomass | Biomass | EU | Energy demand | 0 | FEC
DK | TYNDP2026 | NT | 2040 | TWh | 267 | Sub_sector | Transport | Vans | Transport (vans) | Energetic | transport_vans_final_demand_coal | Solids | EU | Energy demand | 0 | FEC
DK | TYNDP2026 | NT | 2040 | TWh | 268 | Sub_sector | Transport | Vans | Transport (vans) | Energetic | transport_vans_final_demand_oil | Liquids | EU | Energy demand | 1.7301 | FEC
DK | TYNDP2026 | NT | 2040 | TWh | 269 | Sub_sector | Transport | Vans | Transport (vans) | Energetic | transport_vans_final_demand_other | Others | EU | Energy demand | 0 | FEC
DK | TYNDP2026 | NT | 2040 | TWh | 270 | Sub_sector | Transport | Vans | Transport (vans) | Energetic | transport_vans_final_demand_ammonia | Ammonia | EU | Energy demand | 0 | FEC
DK | TYNDP2026 | NT | 2040 | TWh | 272 | Sub_sector | Transport | Freight trains | Transport (trains) | Energetic | transport_trains_final_demand_electricity | Electricity | EU | Energy demand | 0.85112 | FEC
DK | TYNDP2026 | NT | 2040 | TWh | 273 | Sub_sector | Transport | Freight trains | Transport (trains) | Energetic | transport_trains_final_demand_hydrogen | Hydrogen | EU | Energy demand | 0 | FEC
DK | TYNDP2026 | NT | 2040 | TWh | 274 | Sub_sector | Transport | Freight trains | Transport (trains) | Energetic | transport_trains_final_demand_methane | Methane | EU | Energy demand | 0 | FEC
DK | TYNDP2026 | NT | 2040 | TWh | 275 | Sub_sector | Transport | Freight trains | Transport (trains) | Energetic | transport_trains_final_demand_heat | Heat | EU | Energy demand | 0 | FEC
DK | TYNDP2026 | NT | 2040 | TWh | 276 | Sub_sector | Transport | Freight trains | Transport (trains) | Energetic | transport_trains_final_demand_biomass | Biomass | EU | Energy demand | 0 | FEC
DK | TYNDP2026 | NT | 2040 | TWh | 277 | Sub_sector | Transport | Freight trains | Transport (trains) | Energetic | transport_trains_final_demand_coal | Solids | EU | Energy demand | 0 | FEC
DK | TYNDP2026 | NT | 2040 | TWh | 278 | Sub_sector | Transport | Freight trains | Transport (trains) | Energetic | transport_trains_final_demand_oil | Liquids | EU | Energy demand | 0 | FEC
DK | TYNDP2026 | NT | 2040 | TWh | 279 | Sub_sector | Transport | Freight trains | Transport (trains) | Energetic | transport_trains_final_demand_other | Others | EU | Energy demand | 0 | FEC
DK | TYNDP2026 | NT | 2040 | TWh | 280 | Sub_sector | Transport | Freight trains | Transport (trains) | Energetic | transport_trains_final_demand_ammonia | Ammonia | EU | Energy demand | 0 | FEC
DK | TYNDP2026 | NT | 2040 | TWh | 282 | Sub_sector | Transport | Ships | Transport (ships) | Energetic | transport_ships_final_demand_electricity | Electricity | EU | Energy demand | 0.29468 | FEC
DK | TYNDP2026 | NT | 2040 | TWh | 283 | Sub_sector | Transport | Ships | Transport (ships) | Energetic | transport_ships_final_demand_hydrogen | Hydrogen | EU | Energy demand | 0 | FEC
DK | TYNDP2026 | NT | 2040 | TWh | 284 | Sub_sector | Transport | Ships | Transport (ships) | Energetic | transport_ships_final_demand_methane | Methane | EU | Energy demand | 0 | FEC
DK | TYNDP2026 | NT | 2040 | TWh | 285 | Sub_sector | Transport | Ships | Transport (ships) | Energetic | transport_ships_final_demand_heat | Heat | EU | Energy demand | 0 | FEC
DK | TYNDP2026 | NT | 2040 | TWh | 286 | Sub_sector | Transport | Ships | Transport (ships) | Energetic | transport_ships_final_demand_biomass | Biomass | EU | Energy demand | 0 | FEC
DK | TYNDP2026 | NT | 2040 | TWh | 287 | Sub_sector | Transport | Ships | Transport (ships) | Energetic | transport_ships_final_demand_coal | Solids | EU | Energy demand | 0 | FEC
DK | TYNDP2026 | NT | 2040 | TWh | 288 | Sub_sector | Transport | Ships | Transport (ships) | Energetic | transport_ships_final_demand_oil | Liquids | EU | Energy demand | 0.87123 | FEC
DK | TYNDP2026 | NT | 2040 | TWh | 289 | Sub_sector | Transport | Ships | Transport (ships) | Energetic | transport_ships_final_demand_other | Others | EU | Energy demand | 0 | FEC
DK | TYNDP2026 | NT | 2040 | TWh | 290 | Sub_sector | Transport | Ships | Transport (ships) | Energetic | transport_ships_final_demand_ammonia | Ammonia | EU | Energy demand | 0 | FEC
DK | TYNDP2026 | NT | 2040 | TWh | 292 | Sub_sector | Transport | Planes | Transport (planes) | Energetic | transport_planes_final_demand_electricity | Electricity | EU | Energy demand | 0.048317 | FEC
DK | TYNDP2026 | NT | 2040 | TWh | 293 | Sub_sector | Transport | Planes | Transport (planes) | Energetic | transport_planes_final_demand_hydrogen | Hydrogen | EU | Energy demand | 0 | FEC
DK | TYNDP2026 | NT | 2040 | TWh | 294 | Sub_sector | Transport | Planes | Transport (planes) | Energetic | transport_planes_final_demand_methane | Methane | EU | Energy demand | 0 | FEC
DK | TYNDP2026 | NT | 2040 | TWh | 295 | Sub_sector | Transport | Planes | Transport (planes) | Energetic | transport_planes_final_demand_heat | Heat | EU | Energy demand | 0 | FEC
DK | TYNDP2026 | NT | 2040 | TWh | 296 | Sub_sector | Transport | Planes | Transport (planes) | Energetic | transport_planes_final_demand_biomass | Biomass | EU | Energy demand | 0 | FEC
DK | TYNDP2026 | NT | 2040 | TWh | 297 | Sub_sector | Transport | Planes | Transport (planes) | Energetic | transport_planes_final_demand_coal | Solids | EU | Energy demand | 0 | FEC
DK | TYNDP2026 | NT | 2040 | TWh | 298 | Sub_sector | Transport | Planes | Transport (planes) | Energetic | transport_planes_final_demand_oil | Liquids | EU | Energy demand | 0.29429 | FEC
DK | TYNDP2026 | NT | 2040 | TWh | 299 | Sub_sector | Transport | Planes | Transport (planes) | Energetic | transport_planes_final_demand_other | Others | EU | Energy demand | 0 | FEC
DK | TYNDP2026 | NT | 2040 | TWh | 300 | Sub_sector | Transport | Planes | Transport (planes) | Energetic | transport_planes_final_demand_ammonia | Ammonia | EU | Energy demand | 0 | FEC
DK | TYNDP2026 | NT | 2040 | TWh | 302 | Sub_sector | Transport | Others | Transport (others) | Energetic | transport_other_final_demand_electricity | Electricity | EU | Energy demand | 0.0012085 | FEC
DK | TYNDP2026 | NT | 2040 | TWh | 303 | Sub_sector | Transport | Others | Transport (others) | Energetic | transport_other_final_demand_hydrogen | Hydrogen | EU | Energy demand | 0 | FEC
DK | TYNDP2026 | NT | 2040 | TWh | 304 | Sub_sector | Transport | Others | Transport (others) | Energetic | transport_other_final_demand_methane | Methane | EU | Energy demand | 0 | FEC
DK | TYNDP2026 | NT | 2040 | TWh | 305 | Sub_sector | Transport | Others | Transport (others) | Energetic | transport_other_final_demand_heat | Heat | EU | Energy demand | 0 | FEC
DK | TYNDP2026 | NT | 2040 | TWh | 306 | Sub_sector | Transport | Others | Transport (others) | Energetic | transport_other_final_demand_biomass | Biomass | EU | Energy demand | 0 | FEC
DK | TYNDP2026 | NT | 2040 | TWh | 307 | Sub_sector | Transport | Others | Transport (others) | Energetic | transport_other_final_demand_coal | Solids | EU | Energy demand | 0 | FEC
DK | TYNDP2026 | NT | 2040 | TWh | 308 | Sub_sector | Transport | Others | Transport (others) | Energetic | transport_other_final_demand_oil | Liquids | EU | Energy demand | 0.22511 | FEC
DK | TYNDP2026 | NT | 2040 | TWh | 309 | Sub_sector | Transport | Others | Transport (others) | Energetic | transport_other_final_demand_other | Others | EU | Energy demand | 0 | FEC
DK | TYNDP2026 | NT | 2040 | TWh | 310 | Sub_sector | Transport | Others | Transport (others) | Energetic | transport_other_final_demand_ammonia | Ammonia | EU | Energy demand | 0 | FEC
DK | TYNDP2026 | NT | 2040 | TWh | 312 | Sub_sector | International transport | International aviation | Transport (int. aviation) | Energetic | transport_int_aviation_final_demand_electricity | Electricity | EU | Energy demand | 0 | FEC
DK | TYNDP2026 | NT | 2040 | TWh | 313 | Sub_sector | International transport | International aviation | Transport (int. aviation) | Energetic | transport_int_aviation_final_demand_hydrogen | Hydrogen | EU | Energy demand | 0 | FEC
DK | TYNDP2026 | NT | 2040 | TWh | 314 | Sub_sector | International transport | International aviation | Transport (int. aviation) | Energetic | transport_int_aviation_final_demand_methane | Methane | EU | Energy demand | 0 | FEC
DK | TYNDP2026 | NT | 2040 | TWh | 315 | Sub_sector | International transport | International aviation | Transport (int. aviation) | Energetic | transport_int_aviation_final_demand_heat | Heat | EU | Energy demand | 0 | FEC
DK | TYNDP2026 | NT | 2040 | TWh | 316 | Sub_sector | International transport | International aviation | Transport (int. aviation) | Energetic | transport_int_aviation_final_demand_biofuels | Biomass | EU | Energy demand | 0 | FEC
DK | TYNDP2026 | NT | 2040 | TWh | 317 | Sub_sector | International transport | International aviation | Transport (int. aviation) | Energetic | transport_int_aviation_final_demand_coal | Solids | EU | Energy demand | 0 | FEC
DK | TYNDP2026 | NT | 2040 | TWh | 318 | Sub_sector | International transport | International aviation | Transport (int. aviation) | Energetic | transport_int_aviation_final_demand_oil | Liquids | EU | Energy demand | 11.3725 | FEC
DK | TYNDP2026 | NT | 2040 | TWh | 319 | Sub_sector | International transport | International aviation | Transport (int. aviation) | Energetic | transport_int_aviation_final_demand_other | Others | EU | Energy demand | 0 | FEC
DK | TYNDP2026 | NT | 2040 | TWh | 320 | Sub_sector | International transport | International aviation | Transport (int. aviation) | Energetic | transport_int_aviation_final_demand_ammonia | Ammonia | EU | Energy demand | 0 | FEC
DK | TYNDP2026 | NT | 2040 | TWh | 322 | Sub_sector | International transport | International shipping | Transport (int. shipping) | Energetic | transport_int_shipping_final_demand_electricity | Electricity | EU | Energy demand | 0 | not_included_in_FEC
DK | TYNDP2026 | NT | 2040 | TWh | 323 | Sub_sector | International transport | International shipping | Transport (int. shipping) | Energetic | transport_int_shipping_final_demand_hydrogen | Hydrogen | EU | Energy demand | 0 | not_included_in_FEC
DK | TYNDP2026 | NT | 2040 | TWh | 324 | Sub_sector | International transport | International shipping | Transport (int. shipping) | Energetic | transport_int_shipping_final_demand_methane | Methane | EU | Energy demand | 0 | not_included_in_FEC
DK | TYNDP2026 | NT | 2040 | TWh | 325 | Sub_sector | International transport | International shipping | Transport (int. shipping) | Energetic | transport_int_shipping_final_demand_heat | Heat | EU | Energy demand | 0 | not_included_in_FEC
DK | TYNDP2026 | NT | 2040 | TWh | 326 | Sub_sector | International transport | International shipping | Transport (int. shipping) | Energetic | transport_int_shipping_final_demand_biofuels | Biomass | EU | Energy demand | 0 | not_included_in_FEC
DK | TYNDP2026 | NT | 2040 | TWh | 327 | Sub_sector | International transport | International shipping | Transport (int. shipping) | Energetic | transport_int_shipping_final_demand_coal | Solids | EU | Energy demand | 0 | not_included_in_FEC
DK | TYNDP2026 | NT | 2040 | TWh | 328 | Sub_sector | International transport | International shipping | Transport (int. shipping) | Energetic | transport_int_shipping_final_demand_oil | Liquids | EU | Energy demand | 8.431 | not_included_in_FEC
DK | TYNDP2026 | NT | 2040 | TWh | 329 | Sub_sector | International transport | International shipping | Transport (int. shipping) | Energetic | transport_int_shipping_final_demand_other | Others | EU | Energy demand | 0 | not_included_in_FEC
DK | TYNDP2026 | NT | 2040 | TWh | 330 | Sub_sector | International transport | International shipping | Transport (int. shipping) | Energetic | transport_int_shipping_final_demand_ammonia | Ammonia | EU | Energy demand | 0 | not_included_in_FEC
DK | TYNDP2026 | NT | 2040 | TWh | 332 | Sub_sector | Households | Space heating | Households (heating) | Energetic | households_heating_final_demand_electricity | Electricity | EU | Energy demand | 1.8946 | FEC
DK | TYNDP2026 | NT | 2040 | TWh | 333 | Sub_sector | Households | Space heating | Households (heating) | Energetic | households_heating_final_demand_hydrogen | Hydrogen | EU | Energy demand | 0 | FEC
DK | TYNDP2026 | NT | 2040 | TWh | 334 | Sub_sector | Households | Space heating | Households (heating) | Energetic | households_heating_final_demand_methane | Methane | EU | Energy demand | 0.18233 | FEC
DK | TYNDP2026 | NT | 2040 | TWh | 335 | Sub_sector | Households | Space heating | Households (heating) | Energetic | households_heating_final_demand_heat | Heat | EU | Energy demand | 13.9004 | FEC
DK | TYNDP2026 | NT | 2040 | TWh | 336 | Sub_sector | Households | Space heating | Households (heating) | Energetic | households_heating_final_demand_biomass | Biomass | EU | Energy demand | 2.5874 | FEC
DK | TYNDP2026 | NT | 2040 | TWh | 337 | Sub_sector | Households | Space heating | Households (heating) | Energetic | households_heating_final_demand_coal | Solids | EU | Energy demand | 0 | FEC
DK | TYNDP2026 | NT | 2040 | TWh | 338 | Sub_sector | Households | Space heating | Households (heating) | Energetic | households_heating_final_demand_oil | Liquids | EU | Energy demand | 0.22952 | FEC
DK | TYNDP2026 | NT | 2040 | TWh | 339 | Sub_sector | Households | Space heating | Households (heating) | Energetic | households_heating_final_demand_other | Others | EU | Energy demand | 0 | FEC
DK | TYNDP2026 | NT | 2040 | TWh | 340 | Sub_sector | Households | Space heating | Households (heating) | Energetic | households_heating_final_demand_ammonia | Ammonia | EU | Energy demand | 0 | FEC
DK | TYNDP2026 | NT | 2040 | TWh | 343 | Sub_sector | Households | Cooling | Households (cooling) | Energetic | households_cooling_final_demand_electricity | Electricity | EU | Energy demand | 0 | FEC
DK | TYNDP2026 | NT | 2040 | TWh | 344 | Sub_sector | Households | Cooling | Households (cooling) | Energetic | households_cooling_final_demand_hydrogen | Hydrogen | EU | Energy demand | 0 | FEC
DK | TYNDP2026 | NT | 2040 | TWh | 345 | Sub_sector | Households | Cooling | Households (cooling) | Energetic | households_cooling_final_demand_methane | Methane | EU | Energy demand | 0 | FEC
DK | TYNDP2026 | NT | 2040 | TWh | 346 | Sub_sector | Households | Cooling | Households (cooling) | Energetic | households_cooling_final_demand_heat | Heat | EU | Energy demand | 0 | FEC
DK | TYNDP2026 | NT | 2040 | TWh | 347 | Sub_sector | Households | Cooling | Households (cooling) | Energetic | households_cooling_final_demand_biomass | Biomass | EU | Energy demand | 0 | FEC
DK | TYNDP2026 | NT | 2040 | TWh | 348 | Sub_sector | Households | Cooling | Households (cooling) | Energetic | households_cooling_final_demand_coal | Solids | EU | Energy demand | 0 | FEC
DK | TYNDP2026 | NT | 2040 | TWh | 349 | Sub_sector | Households | Cooling | Households (cooling) | Energetic | households_cooling_final_demand_oil | Liquids | EU | Energy demand | 0 | FEC
DK | TYNDP2026 | NT | 2040 | TWh | 350 | Sub_sector | Households | Cooling | Households (cooling) | Energetic | households_cooling_final_demand_other | Others | EU | Energy demand | 0 | FEC
DK | TYNDP2026 | NT | 2040 | TWh | 351 | Sub_sector | Households | Cooling | Households (cooling) | Energetic | households_cooling_final_demand_ammonia | Ammonia | EU | Energy demand | 0 | FEC
DK | TYNDP2026 | NT | 2040 | TWh | 354 | Sub_sector | Households | Hot water | Households (hot water) | Energetic | households_hot_water_final_demand_electricity | Electricity | EU | Energy demand | 1.4392 | FEC
DK | TYNDP2026 | NT | 2040 | TWh | 355 | Sub_sector | Households | Hot water | Households (hot water) | Energetic | households_hot_water_final_demand_hydrogen | Hydrogen | EU | Energy demand | 0 | FEC
DK | TYNDP2026 | NT | 2040 | TWh | 356 | Sub_sector | Households | Hot water | Households (hot water) | Energetic | households_hot_water_final_demand_methane | Methane | EU | Energy demand | 0.11144 | FEC
DK | TYNDP2026 | NT | 2040 | TWh | 357 | Sub_sector | Households | Hot water | Households (hot water) | Energetic | households_hot_water_final_demand_heat | Heat | EU | Energy demand | 7.1459 | FEC
DK | TYNDP2026 | NT | 2040 | TWh | 358 | Sub_sector | Households | Hot water | Households (hot water) | Energetic | households_hot_water_final_demand_biomass | Biomass | EU | Energy demand | 1.3301 | FEC
DK | TYNDP2026 | NT | 2040 | TWh | 359 | Sub_sector | Households | Hot water | Households (hot water) | Energetic | households_hot_water_final_demand_coal | Solids | EU | Energy demand | 0 | FEC
DK | TYNDP2026 | NT | 2040 | TWh | 360 | Sub_sector | Households | Hot water | Households (hot water) | Energetic | households_hot_water_final_demand_oil | Liquids | EU | Energy demand | 0.11799 | FEC
DK | TYNDP2026 | NT | 2040 | TWh | 361 | Sub_sector | Households | Hot water | Households (hot water) | Energetic | households_hot_water_final_demand_other | Others | EU | Energy demand | 0 | FEC
DK | TYNDP2026 | NT | 2040 | TWh | 362 | Sub_sector | Households | Hot water | Households (hot water) | Energetic | households_hot_water_final_demand_ammonia | Ammonia | EU | Energy demand | 0 | FEC
DK | TYNDP2026 | NT | 2040 | TWh | 365 | Sub_sector | Households | Appliances | Households (appliances) | Energetic | households_appliances_final_demand_electricity | Electricity | EU | Energy demand | 7.6746 | FEC
DK | TYNDP2026 | NT | 2040 | TWh | 366 | Sub_sector | Households | Appliances | Households (appliances) | Energetic | households_appliances_final_demand_hydrogen | Hydrogen | EU | Energy demand | 0 | FEC
DK | TYNDP2026 | NT | 2040 | TWh | 367 | Sub_sector | Households | Appliances | Households (appliances) | Energetic | households_appliances_final_demand_methane | Methane | EU | Energy demand | 0.027126 | FEC
DK | TYNDP2026 | NT | 2040 | TWh | 368 | Sub_sector | Households | Appliances | Households (appliances) | Energetic | households_appliances_final_demand_heat | Heat | EU | Energy demand | 0 | FEC
DK | TYNDP2026 | NT | 2040 | TWh | 369 | Sub_sector | Households | Appliances | Households (appliances) | Energetic | households_appliances_final_demand_biomass | Biomass | EU | Energy demand | 0 | FEC
DK | TYNDP2026 | NT | 2040 | TWh | 370 | Sub_sector | Households | Appliances | Households (appliances) | Energetic | households_appliances_final_demand_coal | Solids | EU | Energy demand | 0 | FEC
DK | TYNDP2026 | NT | 2040 | TWh | 371 | Sub_sector | Households | Appliances | Households (appliances) | Energetic | households_appliances_final_demand_oil | Liquids | EU | Energy demand | 0 | FEC
DK | TYNDP2026 | NT | 2040 | TWh | 372 | Sub_sector | Households | Appliances | Households (appliances) | Energetic | households_appliances_final_demand_other | Others | EU | Energy demand | 0 | FEC
DK | TYNDP2026 | NT | 2040 | TWh | 373 | Sub_sector | Households | Appliances | Households (appliances) | Energetic | households_appliances_final_demand_ammonia | Ammonia | EU | Energy demand | 0 | FEC
DK | TYNDP2026 | NT | 2040 | TWh | 375 | Sub_sector | Buildings | Space heating | Buildings (heat) | Energetic | buildings_heat_final_demand_electricity | Electricity | EU | Energy demand | 0.66805 | FEC
DK | TYNDP2026 | NT | 2040 | TWh | 376 | Sub_sector | Buildings | Space heating | Buildings (heat) | Energetic | buildings_heat_final_demand_hydrogen | Hydrogen | EU | Energy demand | 0 | FEC
DK | TYNDP2026 | NT | 2040 | TWh | 377 | Sub_sector | Buildings | Space heating | Buildings (heat) | Energetic | buildings_heat_final_demand_methane | Methane | EU | Energy demand | 0.20756 | FEC
DK | TYNDP2026 | NT | 2040 | TWh | 378 | Sub_sector | Buildings | Space heating | Buildings (heat) | Energetic | buildings_heat_final_demand_heat | Heat | EU | Energy demand | 11.1012 | FEC
DK | TYNDP2026 | NT | 2040 | TWh | 379 | Sub_sector | Buildings | Space heating | Buildings (heat) | Energetic | buildings_heat_final_demand_biomass | Biomass | EU | Energy demand | 0.15192 | FEC
DK | TYNDP2026 | NT | 2040 | TWh | 380 | Sub_sector | Buildings | Space heating | Buildings (heat) | Energetic | buildings_heat_final_demand_coal | Solids | EU | Energy demand | 0 | FEC
DK | TYNDP2026 | NT | 2040 | TWh | 381 | Sub_sector | Buildings | Space heating | Buildings (heat) | Energetic | buildings_heat_final_demand_oil | Liquids | EU | Energy demand | 0.065138 | FEC
DK | TYNDP2026 | NT | 2040 | TWh | 382 | Sub_sector | Buildings | Space heating | Buildings (heat) | Energetic | buildings_heat_final_demand_other | Others | EU | Energy demand | 0 | FEC
DK | TYNDP2026 | NT | 2040 | TWh | 383 | Sub_sector | Buildings | Space heating | Buildings (heat) | Energetic | buildings_heat_final_demand_ammonia | Ammonia | EU | Energy demand | 0 | FEC
DK | TYNDP2026 | NT | 2040 | TWh | 386 | Sub_sector | Buildings | Cooling | Buildings (cooling) | Energetic | buildings_cooling_final_demand_electricity | Electricity | EU | Energy demand | 0.46543 | FEC
DK | TYNDP2026 | NT | 2040 | TWh | 387 | Sub_sector | Buildings | Cooling | Buildings (cooling) | Energetic | buildings_cooling_final_demand_hydrogen | Hydrogen | EU | Energy demand | 0 | FEC
DK | TYNDP2026 | NT | 2040 | TWh | 388 | Sub_sector | Buildings | Cooling | Buildings (cooling) | Energetic | buildings_cooling_final_demand_methane | Methane | EU | Energy demand | 0.0019762 | FEC
DK | TYNDP2026 | NT | 2040 | TWh | 389 | Sub_sector | Buildings | Cooling | Buildings (cooling) | Energetic | buildings_cooling_final_demand_heat | Heat | EU | Energy demand | 0 | FEC
DK | TYNDP2026 | NT | 2040 | TWh | 390 | Sub_sector | Buildings | Cooling | Buildings (cooling) | Energetic | buildings_cooling_final_demand_biomass | Biomass | EU | Energy demand | 0 | FEC
DK | TYNDP2026 | NT | 2040 | TWh | 391 | Sub_sector | Buildings | Cooling | Buildings (cooling) | Energetic | buildings_cooling_final_demand_coal | Solids | EU | Energy demand | 0 | FEC
DK | TYNDP2026 | NT | 2040 | TWh | 392 | Sub_sector | Buildings | Cooling | Buildings (cooling) | Energetic | buildings_cooling_final_demand_oil | Liquids | EU | Energy demand | 0 | FEC
DK | TYNDP2026 | NT | 2040 | TWh | 393 | Sub_sector | Buildings | Cooling | Buildings (cooling) | Energetic | buildings_cooling_final_demand_other | Others | EU | Energy demand | 0 | FEC
DK | TYNDP2026 | NT | 2040 | TWh | 394 | Sub_sector | Buildings | Cooling | Buildings (cooling) | Energetic | buildings_cooling_final_demand_ammonia | Ammonia | EU | Energy demand | 0 | FEC
DK | TYNDP2026 | NT | 2040 | TWh | 397 | Sub_sector | Buildings | Appliances | Buildings (appliances) | Energetic | buildings_appliances_final_demand_electricity | Electricity | EU | Energy demand | 9.5485 | FEC
DK | TYNDP2026 | NT | 2040 | TWh | 398 | Sub_sector | Buildings | Appliances | Buildings (appliances) | Energetic | buildings_appliances_final_demand_hydrogen | Hydrogen | EU | Energy demand | 0 | FEC
DK | TYNDP2026 | NT | 2040 | TWh | 399 | Sub_sector | Buildings | Appliances | Buildings (appliances) | Energetic | buildings_appliances_final_demand_methane | Methane | EU | Energy demand | 0.66592 | FEC
DK | TYNDP2026 | NT | 2040 | TWh | 400 | Sub_sector | Buildings | Appliances | Buildings (appliances) | Energetic | buildings_appliances_final_demand_heat | Heat | EU | Energy demand | 0 | FEC
DK | TYNDP2026 | NT | 2040 | TWh | 401 | Sub_sector | Buildings | Appliances | Buildings (appliances) | Energetic | buildings_appliances_final_demand_biomass | Biomass | EU | Energy demand | 0 | FEC
DK | TYNDP2026 | NT | 2040 | TWh | 402 | Sub_sector | Buildings | Appliances | Buildings (appliances) | Energetic | buildings_appliances_final_demand_coal | Solids | EU | Energy demand | 0 | FEC
DK | TYNDP2026 | NT | 2040 | TWh | 403 | Sub_sector | Buildings | Appliances | Buildings (appliances) | Energetic | buildings_appliances_final_demand_oil | Liquids | EU | Energy demand | 0 | FEC
DK | TYNDP2026 | NT | 2040 | TWh | 404 | Sub_sector | Buildings | Appliances | Buildings (appliances) | Energetic | buildings_appliances_final_demand_other | Others | EU | Energy demand | 0 | FEC
DK | TYNDP2026 | NT | 2040 | TWh | 405 | Sub_sector | Buildings | Appliances | Buildings (appliances) | Energetic | buildings_appliances_final_demand_ammonia | Ammonia | EU | Energy demand | 0 | FEC
DK | TYNDP2026 | NT | 2040 | TWh | 407 | Sub_sector | Buildings | Datacenters | Datacenters & ICT | Energetic | datacentres_final_demand_electricity_energetic | Electricity | EU | Energy demand | 28.97 | FEC
DK | TYNDP2026 | NT | 2040 | TWh | 408 | Sub_sector | Buildings | Datacenters | Datacenters & ICT | Energetic | datacentres_final_demand_hydrogen_energetic | Hydrogen | EU | Energy demand | 0 | FEC
DK | TYNDP2026 | NT | 2040 | TWh | 409 | Sub_sector | Buildings | Datacenters | Datacenters & ICT | Energetic | datacentres_final_demand_methane_energetic | Methane | EU | Energy demand | 0 | FEC
DK | TYNDP2026 | NT | 2040 | TWh | 410 | Sub_sector | Buildings | Datacenters | Datacenters & ICT | Energetic | datacentres_final_demand_heat_energetic | Heat | EU | Energy demand | 0 | FEC
DK | TYNDP2026 | NT | 2040 | TWh | 411 | Sub_sector | Buildings | Datacenters | Datacenters & ICT | Energetic | datacentres_final_demand_biomass_energetic | Biomass | EU | Energy demand | 0 | FEC
DK | TYNDP2026 | NT | 2040 | TWh | 412 | Sub_sector | Buildings | Datacenters | Datacenters & ICT | Energetic | datacentres_final_demand_coal_energetic | Solids | EU | Energy demand | 0 | FEC
DK | TYNDP2026 | NT | 2040 | TWh | 413 | Sub_sector | Buildings | Datacenters | Datacenters & ICT | Energetic | datacentres_final_demand_oil_energetic | Liquids | EU | Energy demand | 0 | FEC
DK | TYNDP2026 | NT | 2040 | TWh | 414 | Sub_sector | Buildings | Datacenters | Datacenters & ICT | Energetic | datacentres_final_demand_other_energetic | Others | EU | Energy demand | 0 | FEC
DK | TYNDP2026 | NT | 2040 | TWh | 415 | Sub_sector | Buildings | Datacenters | Datacenters & ICT | Energetic | datacentres_final_demand_ammonia_energetic | Ammonia | EU | Energy demand | 0 | FEC
DK | TYNDP2026 | NT | 2040 | TWh | 417 | Sub_sector | Transport | Others_Sector | Others_Sector | Energetic | other_final_demand_electricity_energetic | Electricity | EU | Energy demand | 0 | FEC
DK | TYNDP2026 | NT | 2040 | TWh | 418 | Sub_sector | Transport | Others_Sector | Others_Sector | Energetic | other_final_demand_hydrogen_energetic | Hydrogen | EU | Energy demand | 0 | FEC
DK | TYNDP2026 | NT | 2040 | TWh | 419 | Sub_sector | Transport | Pipeline Transport | Others_Sector | Energetic | other_final_demand_methane_energetic | Methane | EU | Energy demand | 0.074499 | FEC
DK | TYNDP2026 | NT | 2040 | TWh | 420 | Sub_sector | Transport | Others_Sector | Others_Sector | Energetic | other_final_demand_heat_energetic | Heat | EU | Energy demand | 0 | FEC
DK | TYNDP2026 | NT | 2040 | TWh | 421 | Sub_sector | Transport | Others_Sector | Others_Sector | Energetic | other_final_demand_biomass_energetic | Biomass | EU | Energy demand | 0 | FEC
DK | TYNDP2026 | NT | 2040 | TWh | 422 | Sub_sector | Transport | Others_Sector | Others_Sector | Energetic | other_final_demand_coal_energetic | Solids | EU | Energy demand | 0 | FEC
DK | TYNDP2026 | NT | 2040 | TWh | 423 | Sub_sector | Transport | Others_Sector | Others_Sector | Energetic | other_final_demand_oil_energetic | Liquids | EU | Energy demand | 0.56763 | FEC
DK | TYNDP2026 | NT | 2040 | TWh | 424 | Sub_sector | Others_Sector | Others_Sector | Others_Sector | Non-energetic | other_final_demand_oil_non_energetic | Liquids | EU | Energy demand | 0.65744 | not_included_in_FEC
DK | TYNDP2026 | NT | 2040 | TWh | 425 | Sub_sector | Transport | Others_Sector | Others_Sector | Energetic | other_final_demand_other_energetic | Others | EU | Energy demand | 0 | FEC
DK | TYNDP2026 | NT | 2040 | TWh | 426 | Sub_sector | Transport | Others_Sector | Others_Sector | Energetic | other_final_demand_ammonia_energetic | Ammonia | EU | Energy demand | 0 | FEC
DK | TYNDP2026 | NT | 2040 | TWh | 427 | Sub_sector | Industry | Surplus_Heat_in_Industry | Surplus_Heat_in_Industry | Energetic | final_demand_of_industry_unused_local_production_steam_hot_water | Heat | EU | Energy demand | 0 | FEC
DK | TYNDP2026 | NT | 2040 | TWh | 429 | Sub_sector | Agriculture | Total | Agriculture | Energetic | agriculture_final_demand_electricity_energetic | Electricity | EU | Energy demand | 1.8209 | FEC
DK | TYNDP2026 | NT | 2040 | TWh | 430 | Sub_sector | Agriculture | Total | Agriculture | Energetic | agriculture_final_demand_hydrogen_energetic | Hydrogen | EU | Energy demand | 0 | FEC
DK | TYNDP2026 | NT | 2040 | TWh | 431 | Sub_sector | Agriculture | Total | Agriculture | Energetic | agriculture_final_demand_methane_energetic | Methane | EU | Energy demand | 0.012836 | FEC
DK | TYNDP2026 | NT | 2040 | TWh | 432 | Sub_sector | Agriculture | Total | Agriculture | Energetic | agriculture_final_demand_heat_energetic | Heat | EU | Energy demand | 0.50543 | FEC
DK | TYNDP2026 | NT | 2040 | TWh | 433 | Sub_sector | Agriculture | Total | Agriculture | Energetic | agriculture_final_demand_biomass_energetic | Biomass | EU | Energy demand | 0.66052 | FEC
DK | TYNDP2026 | NT | 2040 | TWh | 434 | Sub_sector | Agriculture | Total | Agriculture | Energetic | agriculture_final_demand_coal_energetic | Solids | EU | Energy demand | 0 | FEC
DK | TYNDP2026 | NT | 2040 | TWh | 435 | Sub_sector | Agriculture | Total | Agriculture | Energetic | agriculture_final_demand_oil_energetic | Liquids | EU | Energy demand | 1.5601 | FEC
DK | TYNDP2026 | NT | 2040 | TWh | 436 | Sub_sector | Agriculture | Total | Agriculture | Energetic | agriculture_final_demand_other_energetic | Others | EU | Energy demand | 0 | FEC
DK | TYNDP2026 | NT | 2040 | TWh | 437 | Sub_sector | Agriculture | Total | Agriculture | Energetic | agriculture_final_demand_ammonia_energetic | Ammonia | EU | Energy demand | 0 | FEC
DK | TYNDP2026 | NT | 2040 | TWh | 447 | Sub_sector | Buildings | Surplus Energy | Buildings | Energetic | GAP | Electricity | EU | Energy demand | 0 | FEC
DK | TYNDP2026 | NT | 2040 | TWh | 448 | Sub_sector | Buildings | Surplus Energy | Buildings | Energetic | GAP | Hydrogen | EU | Energy demand | 0 | FEC
DK | TYNDP2026 | NT | 2040 | TWh | 449 | Sub_sector | Buildings | Surplus Energy | Buildings | Energetic | GAP | Methane | EU | Energy demand | 0 | FEC
DK | TYNDP2026 | NT | 2040 | TWh | 450 | Sub_sector | Buildings | Surplus Energy | Buildings | Energetic | GAP | Heat | EU | Energy demand | 0 | FEC
DK | TYNDP2026 | NT | 2040 | TWh | 451 | Sub_sector | Buildings | Surplus Energy | Buildings | Energetic | GAP | Biomass | EU | Energy demand | 0.045659 | FEC
DK | TYNDP2026 | NT | 2040 | TWh | 452 | Sub_sector | Buildings | Surplus Energy | Buildings | Energetic | GAP | Solids | EU | Energy demand | 0 | FEC
DK | TYNDP2026 | NT | 2040 | TWh | 453 | Sub_sector | Buildings | Surplus Energy | Buildings | Energetic | GAP | Liquids | EU | Energy demand | 0.049014 | FEC
DK | TYNDP2026 | NT | 2040 | TWh | 454 | Sub_sector | Buildings | Surplus Energy | Buildings | Energetic | GAP | Others | EU | Energy demand | 0 | FEC
DK | TYNDP2026 | NT | 2040 | TWh | 455 | Sub_sector | Buildings | Surplus Energy | Buildings | Energetic | GAP | Ammonia | EU | Energy demand | 0 | FEC
DK | TYNDP2026 | NT | 2040 | TWh | 456 | Sub_sector | Households | Surplus Energy | Households | Energetic | GAP | Electricity | EU | Energy demand | 0 | FEC
DK | TYNDP2026 | NT | 2040 | TWh | 457 | Sub_sector | Households | Surplus Energy | Households | Energetic | GAP | Hydrogen | EU | Energy demand | 0 | FEC
DK | TYNDP2026 | NT | 2040 | TWh | 458 | Sub_sector | Households | Surplus Energy | Households | Energetic | GAP | Methane | EU | Energy demand | 0 | FEC
DK | TYNDP2026 | NT | 2040 | TWh | 459 | Sub_sector | Households | Surplus Energy | Households | Energetic | GAP | Heat | EU | Energy demand | 0 | FEC
DK | TYNDP2026 | NT | 2040 | TWh | 460 | Sub_sector | Households | Surplus Energy | Households | Energetic | GAP | Biomass | EU | Energy demand | 0 | FEC
DK | TYNDP2026 | NT | 2040 | TWh | 461 | Sub_sector | Households | Surplus Energy | Households | Energetic | GAP | Solids | EU | Energy demand | 0 | FEC
DK | TYNDP2026 | NT | 2040 | TWh | 462 | Sub_sector | Households | Surplus Energy | Households | Energetic | GAP | Liquids | EU | Energy demand | 0 | FEC
DK | TYNDP2026 | NT | 2040 | TWh | 463 | Sub_sector | Households | Surplus Energy | Households | Energetic | GAP | Others | EU | Energy demand | 0 | FEC
DK | TYNDP2026 | NT | 2040 | TWh | 464 | Sub_sector | Households | Surplus Energy | Households | Energetic | GAP | Ammonia | EU | Energy demand | 0 | FEC
DK | TYNDP2026 | NT | 2050 | TWh | 102 | Sub_sector | Industry | Aluminium | Industry (aluminium) | Energetic | industry_aluminium_demand_electricity_energetic | Electricity | EU | Energy demand | 0 | FEC
DK | TYNDP2026 | NT | 2050 | TWh | 103 | Sub_sector | Industry | Aluminium | Industry (aluminium) | Energetic | industry_aluminium_demand_hydrogen_energetic | Hydrogen | EU | Energy demand | 0 | FEC
DK | TYNDP2026 | NT | 2050 | TWh | 104 | Sub_sector | Industry | Aluminium | Industry (aluminium) | Energetic | industry_aluminium_demand_methane_energetic | Methane | EU | Energy demand | 0 | FEC
DK | TYNDP2026 | NT | 2050 | TWh | 105 | Sub_sector | Industry | Aluminium | Industry (aluminium) | Energetic | industry_aluminium_demand_heat_energetic | Heat | EU | Energy demand | 0 | FEC
DK | TYNDP2026 | NT | 2050 | TWh | 106 | Sub_sector | Industry | Aluminium | Industry (aluminium) | Energetic | industry_aluminium_demand_biomass_energetic | Biomass | EU | Energy demand | 0 | FEC
DK | TYNDP2026 | NT | 2050 | TWh | 107 | Sub_sector | Industry | Aluminium | Industry (aluminium) | Energetic | industry_aluminium_demand_coal_energetic | Solids | EU | Energy demand | 0 | FEC
DK | TYNDP2026 | NT | 2050 | TWh | 108 | Sub_sector | Industry | Aluminium | Industry (aluminium) | Energetic | industry_aluminium_demand_oil_energetic | Liquids | EU | Energy demand | 0 | FEC
DK | TYNDP2026 | NT | 2050 | TWh | 109 | Sub_sector | Industry | Aluminium | Industry (aluminium) | Energetic | industry_aluminium_demand_others_energetic | Others | EU | Energy demand | 0 | FEC
DK | TYNDP2026 | NT | 2050 | TWh | 110 | Sub_sector | Industry | Aluminium | Industry (aluminium) | Energetic | industry_ammonia_demand_others_energetic | Ammonia | EU | Energy demand | 0 | FEC
DK | TYNDP2026 | NT | 2050 | TWh | 112 | Sub_sector | Industry | Chemicals | Industry (chemicals, energetic) | Energetic | industry_chemical_demand_electricity_energetic | Electricity | EU | Energy demand | 0 | FEC
DK | TYNDP2026 | NT | 2050 | TWh | 113 | Sub_sector | Industry | Chemicals | Industry (chemicals, energetic) | Energetic | industry_chemical_demand_hydrogen_energetic | Hydrogen | EU | Energy demand | 0 | FEC
DK | TYNDP2026 | NT | 2050 | TWh | 114 | Sub_sector | Industry | Chemicals | Industry (chemicals, energetic) | Energetic | industry_chemical_demand_methane_energetic | Methane | EU | Energy demand | 0 | FEC
DK | TYNDP2026 | NT | 2050 | TWh | 115 | Sub_sector | Industry | Chemicals | Industry (chemicals, energetic) | Energetic | industry_chemical_demand_heat_energetic | Heat | EU | Energy demand | 0 | FEC
DK | TYNDP2026 | NT | 2050 | TWh | 116 | Sub_sector | Industry | Chemicals | Industry (chemicals, energetic) | Energetic | industry_chemical_demand_biomass_energetic | Biomass | EU | Energy demand | 0 | FEC
DK | TYNDP2026 | NT | 2050 | TWh | 117 | Sub_sector | Industry | Chemicals | Industry (chemicals, energetic) | Energetic | industry_chemical_demand_coal_energetic | Solids | EU | Energy demand | 0 | FEC
DK | TYNDP2026 | NT | 2050 | TWh | 118 | Sub_sector | Industry | Chemicals | Industry (chemicals, energetic) | Energetic | industry_chemical_demand_oil_energetic | Liquids | EU | Energy demand | 0 | FEC
DK | TYNDP2026 | NT | 2050 | TWh | 119 | Sub_sector | Industry | Chemicals | Industry (chemicals, energetic) | Energetic | industry_chemical_demand_others_energetic | Others | EU | Energy demand | 0 | FEC
DK | TYNDP2026 | NT | 2050 | TWh | 120 | Sub_sector | Industry | Chemicals | Industry (chemicals, energetic) | Energetic | industry_chemical_demand_ammonia_energetic | Ammonia | EU | Energy demand | 0 | FEC
DK | TYNDP2026 | NT | 2050 | TWh | 122 | Sub_sector | Industry | Chemicals | Industry (chemicals, non-energetic) | Non-energetic | industry_chemical_demand_electricity_non_energetic | Electricity | EU | Energy demand | 0 | not_included_in_FEC
DK | TYNDP2026 | NT | 2050 | TWh | 123 | Sub_sector | Industry | Chemicals | Industry (chemicals, non-energetic) | Non-energetic | industry_chemical_demand_hydrogen_non_energetic | Hydrogen | EU | Energy demand | 0 | not_included_in_FEC
DK | TYNDP2026 | NT | 2050 | TWh | 124 | Sub_sector | Industry | Chemicals | Industry (chemicals, non-energetic) | Non-energetic | industry_chemical_demand_methane_non_energetic | Methane | EU | Energy demand | 0 | not_included_in_FEC
DK | TYNDP2026 | NT | 2050 | TWh | 125 | Sub_sector | Industry | Chemicals | Industry (chemicals, non-energetic) | Non-energetic | industry_chemical_demand_heat_non_energetic | Heat | EU | Energy demand | 0 | not_included_in_FEC
DK | TYNDP2026 | NT | 2050 | TWh | 126 | Sub_sector | Industry | Chemicals | Industry (chemicals, non-energetic) | Non-energetic | industry_chemical_demand_biomass_non_energetic | Biomass | EU | Energy demand | 0 | not_included_in_FEC
DK | TYNDP2026 | NT | 2050 | TWh | 127 | Sub_sector | Industry | Chemicals | Industry (chemicals, non-energetic) | Non-energetic | industry_chemical_demand_coal_non_energetic | Solids | EU | Energy demand | 0 | not_included_in_FEC
DK | TYNDP2026 | NT | 2050 | TWh | 128 | Sub_sector | Industry | Chemicals | Industry (chemicals, non-energetic) | Non-energetic | industry_chemical_demand_oil_non_energetic | Liquids | EU | Energy demand | 0 | not_included_in_FEC
DK | TYNDP2026 | NT | 2050 | TWh | 129 | Sub_sector | Industry | Chemicals | Industry (chemicals, non-energetic) | Non-energetic | industry_chemical_demand_others_non_energetic | Others | EU | Energy demand | 0 | not_included_in_FEC
DK | TYNDP2026 | NT | 2050 | TWh | 130 | Sub_sector | Industry | Chemicals | Industry (chemicals, non-energetic) | Non-energetic | industry_chemical_demand_ammonia_non_energetic | Ammonia | EU | Energy demand | 0 | not_included_in_FEC
DK | TYNDP2026 | NT | 2050 | TWh | 132 | Sub_sector | Industry | Fertilizers | Industry (fertilizers, energetic) | Energetic | industry_fertilizers_demand_electricity_energetic | Electricity | EU | Energy demand | 0 | FEC
DK | TYNDP2026 | NT | 2050 | TWh | 133 | Sub_sector | Industry | Fertilizers | Industry (fertilizers, energetic) | Energetic | industry_fertilizers_demand_hydrogen_energetic | Hydrogen | EU | Energy demand | 0 | FEC
DK | TYNDP2026 | NT | 2050 | TWh | 134 | Sub_sector | Industry | Fertilizers | Industry (fertilizers, energetic) | Energetic | industry_fertilizers_demand_methane_energetic | Methane | EU | Energy demand | 0 | FEC
DK | TYNDP2026 | NT | 2050 | TWh | 135 | Sub_sector | Industry | Fertilizers | Industry (fertilizers, energetic) | Energetic | industry_fertilizers_demand_heat_energetic | Heat | EU | Energy demand | 0 | FEC
DK | TYNDP2026 | NT | 2050 | TWh | 136 | Sub_sector | Industry | Fertilizers | Industry (fertilizers, energetic) | Energetic | industry_fertilizers_demand_biomass_energetic | Biomass | EU | Energy demand | 0 | FEC
DK | TYNDP2026 | NT | 2050 | TWh | 137 | Sub_sector | Industry | Fertilizers | Industry (fertilizers, energetic) | Energetic | industry_fertilizers_demand_coal_energetic | Solids | EU | Energy demand | 0 | FEC
DK | TYNDP2026 | NT | 2050 | TWh | 138 | Sub_sector | Industry | Fertilizers | Industry (fertilizers, energetic) | Energetic | industry_fertilizers_demand_oil_energetic | Liquids | EU | Energy demand | 0 | FEC
DK | TYNDP2026 | NT | 2050 | TWh | 139 | Sub_sector | Industry | Fertilizers | Industry (fertilizers, energetic) | Energetic | industry_fertilizers_demand_others_energetic | Others | EU | Energy demand | 0 | FEC
DK | TYNDP2026 | NT | 2050 | TWh | 140 | Sub_sector | Industry | Fertilizers | Industry (fertilizers, energetic) | Energetic | industry_fertilizers_demand_ammonia_energetic | Ammonia | EU | Energy demand | 0 | FEC
DK | TYNDP2026 | NT | 2050 | TWh | 142 | Sub_sector | Industry | Fertilizers | Industry (fertilizers, non-energetic) | Non-energetic | industry_fertilizers_demand_electricity_non_energetic | Electricity | EU | Energy demand | 0 | not_included_in_FEC
DK | TYNDP2026 | NT | 2050 | TWh | 143 | Sub_sector | Industry | Fertilizers | Industry (fertilizers, non-energetic) | Non-energetic | industry_fertilizers_demand_hydrogen_non_energetic | Hydrogen | EU | Energy demand | 0 | not_included_in_FEC
DK | TYNDP2026 | NT | 2050 | TWh | 144 | Sub_sector | Industry | Fertilizers | Industry (fertilizers, non-energetic) | Non-energetic | industry_fertilizers_demand_methane_non_energetic | Methane | EU | Energy demand | 0 | not_included_in_FEC
DK | TYNDP2026 | NT | 2050 | TWh | 145 | Sub_sector | Industry | Fertilizers | Industry (fertilizers, non-energetic) | Non-energetic | industry_fertilizers_demand_heat_non_energetic | Heat | EU | Energy demand | 0 | not_included_in_FEC
DK | TYNDP2026 | NT | 2050 | TWh | 146 | Sub_sector | Industry | Fertilizers | Industry (fertilizers, non-energetic) | Non-energetic | industry_fertilizers_demand_biomass_non_energetic | Biomass | EU | Energy demand | 0 | not_included_in_FEC
DK | TYNDP2026 | NT | 2050 | TWh | 147 | Sub_sector | Industry | Fertilizers | Industry (fertilizers, non-energetic) | Non-energetic | industry_fertilizers_demand_coal_non_energetic | Solids | EU | Energy demand | 0 | not_included_in_FEC
DK | TYNDP2026 | NT | 2050 | TWh | 148 | Sub_sector | Industry | Fertilizers | Industry (fertilizers, non-energetic) | Non-energetic | industry_fertilizers_demand_oil_non_energetic | Liquids | EU | Energy demand | 0 | not_included_in_FEC
DK | TYNDP2026 | NT | 2050 | TWh | 149 | Sub_sector | Industry | Fertilizers | Industry (fertilizers, non-energetic) | Non-energetic | industry_fertilizers_demand_others_non_energetic | Others | EU | Energy demand | 0 | not_included_in_FEC
DK | TYNDP2026 | NT | 2050 | TWh | 150 | Sub_sector | Industry | Fertilizers | Industry (fertilizers, non-energetic) | Non-energetic | industry_fertilizers_demand_ammonia_non_energetic | Ammonia | EU | Energy demand | 0 | not_included_in_FEC
DK | TYNDP2026 | NT | 2050 | TWh | 152 | Sub_sector | Industry | Food | Industry (food) | Energetic | industry_food_demand_electricity_energetic | Electricity | EU | Energy demand | 0 | FEC
DK | TYNDP2026 | NT | 2050 | TWh | 153 | Sub_sector | Industry | Food | Industry (food) | Energetic | industry_food_demand_hydrogen_energetic | Hydrogen | EU | Energy demand | 0 | FEC
DK | TYNDP2026 | NT | 2050 | TWh | 154 | Sub_sector | Industry | Food | Industry (food) | Energetic | industry_food_demand_methane_energetic | Methane | EU | Energy demand | 0 | FEC
DK | TYNDP2026 | NT | 2050 | TWh | 155 | Sub_sector | Industry | Food | Industry (food) | Energetic | industry_food_demand_heat_energetic | Heat | EU | Energy demand | 0 | FEC
DK | TYNDP2026 | NT | 2050 | TWh | 156 | Sub_sector | Industry | Food | Industry (food) | Energetic | industry_food_demand_biomass_energetic | Biomass | EU | Energy demand | 0 | FEC
DK | TYNDP2026 | NT | 2050 | TWh | 157 | Sub_sector | Industry | Food | Industry (food) | Energetic | industry_food_demand_coal_energetic | Solids | EU | Energy demand | 0 | FEC
DK | TYNDP2026 | NT | 2050 | TWh | 158 | Sub_sector | Industry | Food | Industry (food) | Energetic | industry_food_demand_oil_energetic | Liquids | EU | Energy demand | 0 | FEC
DK | TYNDP2026 | NT | 2050 | TWh | 159 | Sub_sector | Industry | Food | Industry (food) | Energetic | industry_food_demand_others_energetic | Others | EU | Energy demand | 0 | FEC
DK | TYNDP2026 | NT | 2050 | TWh | 160 | Sub_sector | Industry | Food | Industry (food) | Energetic | industry_food_demand_ammonia_energetic | Ammonia | EU | Energy demand | 0 | FEC
DK | TYNDP2026 | NT | 2050 | TWh | 162 | Sub_sector | Industry | Metals | Industry (metal) | Energetic | industry_metal_demand_electricity_energetic | Electricity | EU | Energy demand | 0 | FEC
DK | TYNDP2026 | NT | 2050 | TWh | 163 | Sub_sector | Industry | Metals | Industry (metal) | Energetic | industry_metal_demand_hydrogen_energetic | Hydrogen | EU | Energy demand | 0 | FEC
DK | TYNDP2026 | NT | 2050 | TWh | 164 | Sub_sector | Industry | Metals | Industry (metal) | Energetic | industry_metal_demand_methane_energetic | Methane | EU | Energy demand | 0 | FEC
DK | TYNDP2026 | NT | 2050 | TWh | 165 | Sub_sector | Industry | Metals | Industry (metal) | Energetic | industry_metal_demand_heat_energetic | Heat | EU | Energy demand | 0 | FEC
DK | TYNDP2026 | NT | 2050 | TWh | 166 | Sub_sector | Industry | Metals | Industry (metal) | Energetic | industry_metal_demand_biomass_energetic | Biomass | EU | Energy demand | 0 | FEC
DK | TYNDP2026 | NT | 2050 | TWh | 167 | Sub_sector | Industry | Metals | Industry (metal) | Energetic | industry_metal_demand_coal_energetic | Solids | EU | Energy demand | 0 | FEC
DK | TYNDP2026 | NT | 2050 | TWh | 168 | Sub_sector | Industry | Metals | Industry (metal) | Energetic | industry_metal_demand_oil_energetic | Liquids | EU | Energy demand | 0 | FEC
DK | TYNDP2026 | NT | 2050 | TWh | 169 | Sub_sector | Industry | Metals | Industry (metal) | Energetic | industry_metal_demand_others_energetic | Others | EU | Energy demand | 0 | FEC
DK | TYNDP2026 | NT | 2050 | TWh | 170 | Sub_sector | Industry | Metals | Industry (metal) | Energetic | industry_metal_demand_ammonia_energetic | Ammonia | EU | Energy demand | 0 | FEC
DK | TYNDP2026 | NT | 2050 | TWh | 172 | Sub_sector | Industry | Others | Industry (other, energetic) | Energetic | industry_other_demand_electricity_energetic | Electricity | EU | Energy demand | 13.7786 | FEC
DK | TYNDP2026 | NT | 2050 | TWh | 173 | Sub_sector | Industry | Others | Industry (other, energetic) | Energetic | industry_other_demand_hydrogen_energetic | Hydrogen | EU | Energy demand | 0 | FEC
DK | TYNDP2026 | NT | 2050 | TWh | 174 | Sub_sector | Industry | Others | Industry (other, energetic) | Energetic | industry_other_demand_methane_energetic | Methane | EU | Energy demand | 8.2317 | FEC
DK | TYNDP2026 | NT | 2050 | TWh | 175 | Sub_sector | Industry | Others | Industry (other, energetic) | Energetic | industry_other_demand_heat_energetic | Heat | EU | Energy demand | 2.3013 | FEC
DK | TYNDP2026 | NT | 2050 | TWh | 176 | Sub_sector | Industry | Others | Industry (other, energetic) | Energetic | industry_other_demand_biomass_energetic | Biomass | EU | Energy demand | 3.157 | FEC
DK | TYNDP2026 | NT | 2050 | TWh | 177 | Sub_sector | Industry | Others | Industry (other, energetic) | Energetic | industry_other_demand_coal_energetic | Solids | EU | Energy demand | 0 | FEC
DK | TYNDP2026 | NT | 2050 | TWh | 178 | Sub_sector | Industry | Others | Industry (other, energetic) | Energetic | industry_other_demand_oil_energetic | Liquids | EU | Energy demand | 2.0358 | FEC
DK | TYNDP2026 | NT | 2050 | TWh | 179 | Sub_sector | Industry | Others | Industry (other, energetic) | Energetic | industry_other_demand_others_energetic | Others | EU | Energy demand | 0 | FEC
DK | TYNDP2026 | NT | 2050 | TWh | 180 | Sub_sector | Industry | Others | Industry (other, energetic) | Energetic | industry_other_demand_ammonia_energetic | Ammonia | EU | Energy demand | 0 | FEC
DK | TYNDP2026 | NT | 2050 | TWh | 182 | Sub_sector | Industry | Others | Industry (other, non-energetic) | Non-energetic | industry_other_demand_electricity_non_energetic | Electricity | EU | Energy demand | 0 | not_included_in_FEC
DK | TYNDP2026 | NT | 2050 | TWh | 183 | Sub_sector | Industry | Others | Industry (other, non-energetic) | Non-energetic | industry_other_demand_hydrogen_non_energetic | Hydrogen | EU | Energy demand | 0 | not_included_in_FEC
DK | TYNDP2026 | NT | 2050 | TWh | 184 | Sub_sector | Industry | Others | Industry (other, non-energetic) | Non-energetic | industry_other_demand_methane_non_energetic | Methane | EU | Energy demand | 0 | not_included_in_FEC
DK | TYNDP2026 | NT | 2050 | TWh | 185 | Sub_sector | Industry | Others | Industry (other, non-energetic) | Non-energetic | industry_other_demand_heat_non_energetic | Heat | EU | Energy demand | 0 | not_included_in_FEC
DK | TYNDP2026 | NT | 2050 | TWh | 186 | Sub_sector | Industry | Others | Industry (other, non-energetic) | Non-energetic | industry_other_demand_biomass_non_energetic | Biomass | EU | Energy demand | 0 | not_included_in_FEC
DK | TYNDP2026 | NT | 2050 | TWh | 187 | Sub_sector | Industry | Others | Industry (other, non-energetic) | Non-energetic | industry_other_demand_coal_non_energetic | Solids | EU | Energy demand | 0 | not_included_in_FEC
DK | TYNDP2026 | NT | 2050 | TWh | 188 | Sub_sector | Industry | Others | Industry (other, non-energetic) | Non-energetic | industry_other_demand_oil_non_energetic | Liquids | EU | Energy demand | 0 | not_included_in_FEC
DK | TYNDP2026 | NT | 2050 | TWh | 189 | Sub_sector | Industry | Others | Industry (other, non-energetic) | Non-energetic | industry_other_demand_others_non_energetic | Others | EU | Energy demand | 0 | not_included_in_FEC
DK | TYNDP2026 | NT | 2050 | TWh | 190 | Sub_sector | Industry | Others | Industry (other, non-energetic) | Non-energetic | industry_other_demand_ammonia_non_energetic | Ammonia | EU | Energy demand | 0 | not_included_in_FEC
DK | TYNDP2026 | NT | 2050 | TWh | 192 | Sub_sector | Industry | Paper | Industry (paper) | Energetic | industry_paper_demand_electricity_energetic | Electricity | EU | Energy demand | 0 | FEC
DK | TYNDP2026 | NT | 2050 | TWh | 193 | Sub_sector | Industry | Paper | Industry (paper) | Energetic | industry_paper_demand_hydrogen_energetic | Hydrogen | EU | Energy demand | 0 | FEC
DK | TYNDP2026 | NT | 2050 | TWh | 194 | Sub_sector | Industry | Paper | Industry (paper) | Energetic | industry_paper_demand_methane_energetic | Methane | EU | Energy demand | 0 | FEC
DK | TYNDP2026 | NT | 2050 | TWh | 195 | Sub_sector | Industry | Paper | Industry (paper) | Energetic | industry_paper_demand_heat_energetic | Heat | EU | Energy demand | 0 | FEC
DK | TYNDP2026 | NT | 2050 | TWh | 196 | Sub_sector | Industry | Paper | Industry (paper) | Energetic | industry_paper_demand_biomass_energetic | Biomass | EU | Energy demand | 0 | FEC
DK | TYNDP2026 | NT | 2050 | TWh | 197 | Sub_sector | Industry | Paper | Industry (paper) | Energetic | industry_paper_demand_coal_energetic | Solids | EU | Energy demand | 0 | FEC
DK | TYNDP2026 | NT | 2050 | TWh | 198 | Sub_sector | Industry | Paper | Industry (paper) | Energetic | industry_paper_demand_oil_energetic | Liquids | EU | Energy demand | 0 | FEC
DK | TYNDP2026 | NT | 2050 | TWh | 199 | Sub_sector | Industry | Paper | Industry (paper) | Energetic | industry_paper_demand_others_energetic | Others | EU | Energy demand | 0 | FEC
DK | TYNDP2026 | NT | 2050 | TWh | 200 | Sub_sector | Industry | Paper | Industry (paper) | Energetic | industry_paper_demand_ammonia_energetic | Ammonia | EU | Energy demand | 0 | FEC
DK | TYNDP2026 | NT | 2050 | TWh | 202 | Sub_sector | Industry | Refineries | Industry (refineries, energetic) | Energetic | industry_refinery_demand_electricity_energetic | Electricity | EU | Energy demand | 0.37598 | not_included_in_FEC
DK | TYNDP2026 | NT | 2050 | TWh | 203 | Sub_sector | Industry | Refineries | Industry (refineries, energetic) | Energetic | industry_refinery_demand_hydrogen_energetic | Hydrogen | EU | Energy demand | 0.17483 | not_included_in_FEC
DK | TYNDP2026 | NT | 2050 | TWh | 204 | Sub_sector | Industry | Refineries | Industry (refineries, energetic) | Energetic | industry_refinery_demand_methane_energetic | Methane | EU | Energy demand | 0 | not_included_in_FEC
DK | TYNDP2026 | NT | 2050 | TWh | 205 | Sub_sector | Industry | Refineries | Industry (refineries, energetic) | Energetic | industry_refinery_demand_heat_energetic | Heat | EU | Energy demand | 0.0021854 | not_included_in_FEC
DK | TYNDP2026 | NT | 2050 | TWh | 206 | Sub_sector | Industry | Refineries | Industry (refineries, energetic) | Energetic | industry_refinery_demand_biomass_energetic | Biomass | EU | Energy demand | 0 | not_included_in_FEC
DK | TYNDP2026 | NT | 2050 | TWh | 207 | Sub_sector | Industry | Refineries | Industry (refineries, energetic) | Energetic | industry_refinery_demand_coal_energetic | Solids | EU | Energy demand | 0 | not_included_in_FEC
DK | TYNDP2026 | NT | 2050 | TWh | 208 | Sub_sector | Industry | Refineries | Industry (refineries, energetic) | Energetic | industry_refinery_demand_oil_energetic | Liquids | EU | Energy demand | 2.4408 | not_included_in_FEC
DK | TYNDP2026 | NT | 2050 | TWh | 209 | Sub_sector | Industry | Refineries | Industry (refineries, energetic) | Energetic | industry_refinery_demand_others_energetic | Others | EU | Energy demand | 0 | not_included_in_FEC
DK | TYNDP2026 | NT | 2050 | TWh | 210 | Sub_sector | Industry | Refineries | Industry (refineries, energetic) | Energetic | industry_refinery_demand_ammonia_energetic | Ammonia | EU | Energy demand | 0 | not_included_in_FEC
DK | TYNDP2026 | NT | 2050 | TWh | 212 | Sub_sector | Industry | Refineries | Industry (refineries, non-energetic) | Non-energetic | industry_refinery_demand_electricity_non_energetic | Electricity | EU | Energy demand | 0 | not_included_in_FEC
DK | TYNDP2026 | NT | 2050 | TWh | 213 | Sub_sector | Industry | Refineries | Industry (refineries, non-energetic) | Non-energetic | industry_refinery_demand_hydrogen_non_energetic | Hydrogen | EU | Energy demand | 0 | not_included_in_FEC
DK | TYNDP2026 | NT | 2050 | TWh | 214 | Sub_sector | Industry | Refineries | Industry (refineries, non-energetic) | Non-energetic | industry_refinery_demand_methane_non_energetic | Methane | EU | Energy demand | 0 | not_included_in_FEC
DK | TYNDP2026 | NT | 2050 | TWh | 215 | Sub_sector | Industry | Refineries | Industry (refineries, non-energetic) | Non-energetic | industry_refinery_demand_heat_non_energetic | Heat | EU | Energy demand | 0 | not_included_in_FEC
DK | TYNDP2026 | NT | 2050 | TWh | 216 | Sub_sector | Industry | Refineries | Industry (refineries, non-energetic) | Non-energetic | industry_refinery_demand_biomass_non_energetic | Biomass | EU | Energy demand | 0 | not_included_in_FEC
DK | TYNDP2026 | NT | 2050 | TWh | 217 | Sub_sector | Industry | Refineries | Industry (refineries, non-energetic) | Non-energetic | industry_refinery_demand_coal_non_energetic | Solids | EU | Energy demand | 0 | not_included_in_FEC
DK | TYNDP2026 | NT | 2050 | TWh | 218 | Sub_sector | Industry | Refineries | Industry (refineries, non-energetic) | Non-energetic | industry_refinery_demand_oil_non_energetic | Liquids | EU | Energy demand | 0 | not_included_in_FEC
DK | TYNDP2026 | NT | 2050 | TWh | 219 | Sub_sector | Industry | Refineries | Industry (refineries, non-energetic) | Non-energetic | industry_refinery_demand_others_non_energetic | Others | EU | Energy demand | 0 | not_included_in_FEC
DK | TYNDP2026 | NT | 2050 | TWh | 220 | Sub_sector | Industry | Refineries | Industry (refineries, non-energetic) | Non-energetic | industry_refinery_demand_ammonia_non_energetic | Ammonia | EU | Energy demand | 0 | not_included_in_FEC
DK | TYNDP2026 | NT | 2050 | TWh | 222 | Sub_sector | Industry | Steel | Industry (steel) | Energetic | industry_steel_demand_electricity_energetic | Electricity | EU | Energy demand | 0 | FEC
DK | TYNDP2026 | NT | 2050 | TWh | 223 | Sub_sector | Industry | Steel | Industry (steel) | Energetic | industry_steel_demand_hydrogen_energetic | Hydrogen | EU | Energy demand | 0 | FEC
DK | TYNDP2026 | NT | 2050 | TWh | 224 | Sub_sector | Industry | Steel | Industry (steel) | Energetic | industry_steel_demand_methane_energetic | Methane | EU | Energy demand | 0 | FEC
DK | TYNDP2026 | NT | 2050 | TWh | 225 | Sub_sector | Industry | Steel | Industry (steel) | Energetic | industry_steel_demand_heat_energetic | Heat | EU | Energy demand | 0 | FEC
DK | TYNDP2026 | NT | 2050 | TWh | 226 | Sub_sector | Industry | Steel | Industry (steel) | Energetic | industry_steel_demand_biomass_energetic | Biomass | EU | Energy demand | 0 | FEC
DK | TYNDP2026 | NT | 2050 | TWh | 227 | Sub_sector | Industry | Steel | Industry (steel) | Energetic | industry_steel_demand_coal_energetic | Solids | EU | Energy demand | 0 | FEC
DK | TYNDP2026 | NT | 2050 | TWh | 228 | Sub_sector | Industry | Steel | Industry (steel) | Energetic | industry_steel_demand_oil_energetic | Liquids | EU | Energy demand | 0 | FEC
DK | TYNDP2026 | NT | 2050 | TWh | 229 | Sub_sector | Industry | Steel | Industry (steel) | Energetic | industry_steel_demand_others_energetic | Others | EU | Energy demand | 0 | FEC
DK | TYNDP2026 | NT | 2050 | TWh | 230 | Sub_sector | Industry | Steel | Industry (steel) | Energetic | industry_steel_demand_ammonia_energetic | Ammonia | EU | Energy demand | 0 | FEC
DK | TYNDP2026 | NT | 2050 | TWh | 232 | Sub_sector | Transport | Cars | Transport (cars) | Energetic | transport_cars_final_demand_electricity | Electricity | EU | Energy demand | 8.2461 | FEC
DK | TYNDP2026 | NT | 2050 | TWh | 233 | Sub_sector | Transport | Cars | Transport (cars) | Energetic | transport_cars_final_demand_hydrogen | Hydrogen | EU | Energy demand | 0 | FEC
DK | TYNDP2026 | NT | 2050 | TWh | 234 | Sub_sector | Transport | Cars | Transport (cars) | Energetic | transport_cars_final_demand_methane | Methane | EU | Energy demand | 7.89e-05 | FEC
DK | TYNDP2026 | NT | 2050 | TWh | 235 | Sub_sector | Transport | Cars | Transport (cars) | Energetic | transport_cars_final_demand_heat | Heat | EU | Energy demand | 0 | FEC
DK | TYNDP2026 | NT | 2050 | TWh | 236 | Sub_sector | Transport | Cars | Transport (cars) | Energetic | transport_cars_final_demand_biomass | Biomass | EU | Energy demand | 0 | FEC
DK | TYNDP2026 | NT | 2050 | TWh | 237 | Sub_sector | Transport | Cars | Transport (cars) | Energetic | transport_cars_final_demand_coal | Solids | EU | Energy demand | 0 | FEC
DK | TYNDP2026 | NT | 2050 | TWh | 238 | Sub_sector | Transport | Cars | Transport (cars) | Energetic | transport_cars_final_demand_oil | Liquids | EU | Energy demand | 2.2843 | FEC
DK | TYNDP2026 | NT | 2050 | TWh | 239 | Sub_sector | Transport | Cars | Transport (cars) | Energetic | transport_cars_final_demand_other | Others | EU | Energy demand | 0 | FEC
DK | TYNDP2026 | NT | 2050 | TWh | 240 | Sub_sector | Transport | Cars | Transport (cars) | Energetic | transport_cars_final_demand_ammonia | Ammonia | EU | Energy demand | 0 | FEC
DK | TYNDP2026 | NT | 2050 | TWh | 242 | Sub_sector | Transport | Busses | Transport (busses) | Energetic | transport_busses_final_demand_electricity | Electricity | EU | Energy demand | 1.0741 | FEC
DK | TYNDP2026 | NT | 2050 | TWh | 243 | Sub_sector | Transport | Busses | Transport (busses) | Energetic | transport_busses_final_demand_hydrogen | Hydrogen | EU | Energy demand | 0.047486 | FEC
DK | TYNDP2026 | NT | 2050 | TWh | 244 | Sub_sector | Transport | Busses | Transport (busses) | Energetic | transport_busses_final_demand_methane | Methane | EU | Energy demand | 0.0022494 | FEC
DK | TYNDP2026 | NT | 2050 | TWh | 245 | Sub_sector | Transport | Busses | Transport (busses) | Energetic | transport_busses_final_demand_heat | Heat | EU | Energy demand | 0 | FEC
DK | TYNDP2026 | NT | 2050 | TWh | 246 | Sub_sector | Transport | Busses | Transport (busses) | Energetic | transport_busses_final_demand_biomass | Biomass | EU | Energy demand | 0 | FEC
DK | TYNDP2026 | NT | 2050 | TWh | 247 | Sub_sector | Transport | Busses | Transport (busses) | Energetic | transport_busses_final_demand_coal | Solids | EU | Energy demand | 0 | FEC
DK | TYNDP2026 | NT | 2050 | TWh | 248 | Sub_sector | Transport | Busses | Transport (busses) | Energetic | transport_busses_final_demand_oil | Liquids | EU | Energy demand | 0.052487 | FEC
DK | TYNDP2026 | NT | 2050 | TWh | 249 | Sub_sector | Transport | Busses | Transport (busses) | Energetic | transport_busses_final_demand_other | Others | EU | Energy demand | 0 | FEC
DK | TYNDP2026 | NT | 2050 | TWh | 250 | Sub_sector | Transport | Busses | Transport (busses) | Energetic | transport_busses_final_demand_ammonia | Ammonia | EU | Energy demand | 0 | FEC
DK | TYNDP2026 | NT | 2050 | TWh | 252 | Sub_sector | Transport | Trucks | Transport (trucks) | Energetic | transport_trucks_final_demand_electricity | Electricity | EU | Energy demand | 5.3114 | FEC
DK | TYNDP2026 | NT | 2050 | TWh | 253 | Sub_sector | Transport | Trucks | Transport (trucks) | Energetic | transport_trucks_final_demand_hydrogen | Hydrogen | EU | Energy demand | 0.72408 | FEC
DK | TYNDP2026 | NT | 2050 | TWh | 254 | Sub_sector | Transport | Trucks | Transport (trucks) | Energetic | transport_trucks_final_demand_methane | Methane | EU | Energy demand | 0.03235 | FEC
DK | TYNDP2026 | NT | 2050 | TWh | 255 | Sub_sector | Transport | Trucks | Transport (trucks) | Energetic | transport_trucks_final_demand_heat | Heat | EU | Energy demand | 0 | FEC
DK | TYNDP2026 | NT | 2050 | TWh | 256 | Sub_sector | Transport | Trucks | Transport (trucks) | Energetic | transport_trucks_final_demand_biomass | Biomass | EU | Energy demand | 0 | FEC
DK | TYNDP2026 | NT | 2050 | TWh | 257 | Sub_sector | Transport | Trucks | Transport (trucks) | Energetic | transport_trucks_final_demand_coal | Solids | EU | Energy demand | 0 | FEC
DK | TYNDP2026 | NT | 2050 | TWh | 258 | Sub_sector | Transport | Trucks | Transport (trucks) | Energetic | transport_trucks_final_demand_oil | Liquids | EU | Energy demand | 0.50681 | FEC
DK | TYNDP2026 | NT | 2050 | TWh | 259 | Sub_sector | Transport | Trucks | Transport (trucks) | Energetic | transport_trucks_final_demand_other | Others | EU | Energy demand | 0 | FEC
DK | TYNDP2026 | NT | 2050 | TWh | 260 | Sub_sector | Transport | Trucks | Transport (trucks) | Energetic | transport_trucks_final_demand_ammonia | Ammonia | EU | Energy demand | 0 | FEC
DK | TYNDP2026 | NT | 2050 | TWh | 262 | Sub_sector | Transport | Vans | Transport (vans) | Energetic | transport_vans_final_demand_electricity | Electricity | EU | Energy demand | 2.4335 | FEC
DK | TYNDP2026 | NT | 2050 | TWh | 263 | Sub_sector | Transport | Vans | Transport (vans) | Energetic | transport_vans_final_demand_hydrogen | Hydrogen | EU | Energy demand | 0.074306 | FEC
DK | TYNDP2026 | NT | 2050 | TWh | 264 | Sub_sector | Transport | Vans | Transport (vans) | Energetic | transport_vans_final_demand_methane | Methane | EU | Energy demand | 0 | FEC
DK | TYNDP2026 | NT | 2050 | TWh | 265 | Sub_sector | Transport | Vans | Transport (vans) | Energetic | transport_vans_final_demand_heat | Heat | EU | Energy demand | 0 | FEC
DK | TYNDP2026 | NT | 2050 | TWh | 266 | Sub_sector | Transport | Vans | Transport (vans) | Energetic | transport_vans_final_demand_biomass | Biomass | EU | Energy demand | 0 | FEC
DK | TYNDP2026 | NT | 2050 | TWh | 267 | Sub_sector | Transport | Vans | Transport (vans) | Energetic | transport_vans_final_demand_coal | Solids | EU | Energy demand | 0 | FEC
DK | TYNDP2026 | NT | 2050 | TWh | 268 | Sub_sector | Transport | Vans | Transport (vans) | Energetic | transport_vans_final_demand_oil | Liquids | EU | Energy demand | 0.22335 | FEC
DK | TYNDP2026 | NT | 2050 | TWh | 269 | Sub_sector | Transport | Vans | Transport (vans) | Energetic | transport_vans_final_demand_other | Others | EU | Energy demand | 0 | FEC
DK | TYNDP2026 | NT | 2050 | TWh | 270 | Sub_sector | Transport | Vans | Transport (vans) | Energetic | transport_vans_final_demand_ammonia | Ammonia | EU | Energy demand | 0 | FEC
DK | TYNDP2026 | NT | 2050 | TWh | 272 | Sub_sector | Transport | Freight trains | Transport (trains) | Energetic | transport_trains_final_demand_electricity | Electricity | EU | Energy demand | 0.8602 | FEC
DK | TYNDP2026 | NT | 2050 | TWh | 273 | Sub_sector | Transport | Freight trains | Transport (trains) | Energetic | transport_trains_final_demand_hydrogen | Hydrogen | EU | Energy demand | 0 | FEC
DK | TYNDP2026 | NT | 2050 | TWh | 274 | Sub_sector | Transport | Freight trains | Transport (trains) | Energetic | transport_trains_final_demand_methane | Methane | EU | Energy demand | 0 | FEC
DK | TYNDP2026 | NT | 2050 | TWh | 275 | Sub_sector | Transport | Freight trains | Transport (trains) | Energetic | transport_trains_final_demand_heat | Heat | EU | Energy demand | 0 | FEC
DK | TYNDP2026 | NT | 2050 | TWh | 276 | Sub_sector | Transport | Freight trains | Transport (trains) | Energetic | transport_trains_final_demand_biomass | Biomass | EU | Energy demand | 0 | FEC
DK | TYNDP2026 | NT | 2050 | TWh | 277 | Sub_sector | Transport | Freight trains | Transport (trains) | Energetic | transport_trains_final_demand_coal | Solids | EU | Energy demand | 0 | FEC
DK | TYNDP2026 | NT | 2050 | TWh | 278 | Sub_sector | Transport | Freight trains | Transport (trains) | Energetic | transport_trains_final_demand_oil | Liquids | EU | Energy demand | 0 | FEC
DK | TYNDP2026 | NT | 2050 | TWh | 279 | Sub_sector | Transport | Freight trains | Transport (trains) | Energetic | transport_trains_final_demand_other | Others | EU | Energy demand | 0 | FEC
DK | TYNDP2026 | NT | 2050 | TWh | 280 | Sub_sector | Transport | Freight trains | Transport (trains) | Energetic | transport_trains_final_demand_ammonia | Ammonia | EU | Energy demand | 0 | FEC
DK | TYNDP2026 | NT | 2050 | TWh | 282 | Sub_sector | Transport | Ships | Transport (ships) | Energetic | transport_ships_final_demand_electricity | Electricity | EU | Energy demand | 0.34828 | FEC
DK | TYNDP2026 | NT | 2050 | TWh | 283 | Sub_sector | Transport | Ships | Transport (ships) | Energetic | transport_ships_final_demand_hydrogen | Hydrogen | EU | Energy demand | 0 | FEC
DK | TYNDP2026 | NT | 2050 | TWh | 284 | Sub_sector | Transport | Ships | Transport (ships) | Energetic | transport_ships_final_demand_methane | Methane | EU | Energy demand | 0 | FEC
DK | TYNDP2026 | NT | 2050 | TWh | 285 | Sub_sector | Transport | Ships | Transport (ships) | Energetic | transport_ships_final_demand_heat | Heat | EU | Energy demand | 0 | FEC
DK | TYNDP2026 | NT | 2050 | TWh | 286 | Sub_sector | Transport | Ships | Transport (ships) | Energetic | transport_ships_final_demand_biomass | Biomass | EU | Energy demand | 0 | FEC
DK | TYNDP2026 | NT | 2050 | TWh | 287 | Sub_sector | Transport | Ships | Transport (ships) | Energetic | transport_ships_final_demand_coal | Solids | EU | Energy demand | 0 | FEC
DK | TYNDP2026 | NT | 2050 | TWh | 288 | Sub_sector | Transport | Ships | Transport (ships) | Energetic | transport_ships_final_demand_oil | Liquids | EU | Energy demand | 0.83901 | FEC
DK | TYNDP2026 | NT | 2050 | TWh | 289 | Sub_sector | Transport | Ships | Transport (ships) | Energetic | transport_ships_final_demand_other | Others | EU | Energy demand | 0 | FEC
DK | TYNDP2026 | NT | 2050 | TWh | 290 | Sub_sector | Transport | Ships | Transport (ships) | Energetic | transport_ships_final_demand_ammonia | Ammonia | EU | Energy demand | 0 | FEC
DK | TYNDP2026 | NT | 2050 | TWh | 292 | Sub_sector | Transport | Planes | Transport (planes) | Energetic | transport_planes_final_demand_electricity | Electricity | EU | Energy demand | 0.13279 | FEC
DK | TYNDP2026 | NT | 2050 | TWh | 293 | Sub_sector | Transport | Planes | Transport (planes) | Energetic | transport_planes_final_demand_hydrogen | Hydrogen | EU | Energy demand | 0 | FEC
DK | TYNDP2026 | NT | 2050 | TWh | 294 | Sub_sector | Transport | Planes | Transport (planes) | Energetic | transport_planes_final_demand_methane | Methane | EU | Energy demand | 0 | FEC
DK | TYNDP2026 | NT | 2050 | TWh | 295 | Sub_sector | Transport | Planes | Transport (planes) | Energetic | transport_planes_final_demand_heat | Heat | EU | Energy demand | 0 | FEC
DK | TYNDP2026 | NT | 2050 | TWh | 296 | Sub_sector | Transport | Planes | Transport (planes) | Energetic | transport_planes_final_demand_biomass | Biomass | EU | Energy demand | 0 | FEC
DK | TYNDP2026 | NT | 2050 | TWh | 297 | Sub_sector | Transport | Planes | Transport (planes) | Energetic | transport_planes_final_demand_coal | Solids | EU | Energy demand | 0 | FEC
DK | TYNDP2026 | NT | 2050 | TWh | 298 | Sub_sector | Transport | Planes | Transport (planes) | Energetic | transport_planes_final_demand_oil | Liquids | EU | Energy demand | 0.26961 | FEC
DK | TYNDP2026 | NT | 2050 | TWh | 299 | Sub_sector | Transport | Planes | Transport (planes) | Energetic | transport_planes_final_demand_other | Others | EU | Energy demand | 0 | FEC
DK | TYNDP2026 | NT | 2050 | TWh | 300 | Sub_sector | Transport | Planes | Transport (planes) | Energetic | transport_planes_final_demand_ammonia | Ammonia | EU | Energy demand | 0 | FEC
DK | TYNDP2026 | NT | 2050 | TWh | 302 | Sub_sector | Transport | Others | Transport (others) | Energetic | transport_other_final_demand_electricity | Electricity | EU | Energy demand | 0.0040101 | FEC
DK | TYNDP2026 | NT | 2050 | TWh | 303 | Sub_sector | Transport | Others | Transport (others) | Energetic | transport_other_final_demand_hydrogen | Hydrogen | EU | Energy demand | 0 | FEC
DK | TYNDP2026 | NT | 2050 | TWh | 304 | Sub_sector | Transport | Others | Transport (others) | Energetic | transport_other_final_demand_methane | Methane | EU | Energy demand | 0 | FEC
DK | TYNDP2026 | NT | 2050 | TWh | 305 | Sub_sector | Transport | Others | Transport (others) | Energetic | transport_other_final_demand_heat | Heat | EU | Energy demand | 0 | FEC
DK | TYNDP2026 | NT | 2050 | TWh | 306 | Sub_sector | Transport | Others | Transport (others) | Energetic | transport_other_final_demand_biomass | Biomass | EU | Energy demand | 0 | FEC
DK | TYNDP2026 | NT | 2050 | TWh | 307 | Sub_sector | Transport | Others | Transport (others) | Energetic | transport_other_final_demand_coal | Solids | EU | Energy demand | 0 | FEC
DK | TYNDP2026 | NT | 2050 | TWh | 308 | Sub_sector | Transport | Others | Transport (others) | Energetic | transport_other_final_demand_oil | Liquids | EU | Energy demand | 0.19825 | FEC
DK | TYNDP2026 | NT | 2050 | TWh | 309 | Sub_sector | Transport | Others | Transport (others) | Energetic | transport_other_final_demand_other | Others | EU | Energy demand | 0 | FEC
DK | TYNDP2026 | NT | 2050 | TWh | 310 | Sub_sector | Transport | Others | Transport (others) | Energetic | transport_other_final_demand_ammonia | Ammonia | EU | Energy demand | 0 | FEC
DK | TYNDP2026 | NT | 2050 | TWh | 312 | Sub_sector | International transport | International aviation | Transport (int. aviation) | Energetic | transport_int_aviation_final_demand_electricity | Electricity | EU | Energy demand | 0.13761 | FEC
DK | TYNDP2026 | NT | 2050 | TWh | 313 | Sub_sector | International transport | International aviation | Transport (int. aviation) | Energetic | transport_int_aviation_final_demand_hydrogen | Hydrogen | EU | Energy demand | 0 | FEC
DK | TYNDP2026 | NT | 2050 | TWh | 314 | Sub_sector | International transport | International aviation | Transport (int. aviation) | Energetic | transport_int_aviation_final_demand_methane | Methane | EU | Energy demand | 0 | FEC
DK | TYNDP2026 | NT | 2050 | TWh | 315 | Sub_sector | International transport | International aviation | Transport (int. aviation) | Energetic | transport_int_aviation_final_demand_heat | Heat | EU | Energy demand | 0 | FEC
DK | TYNDP2026 | NT | 2050 | TWh | 316 | Sub_sector | International transport | International aviation | Transport (int. aviation) | Energetic | transport_int_aviation_final_demand_biofuels | Biomass | EU | Energy demand | 0 | FEC
DK | TYNDP2026 | NT | 2050 | TWh | 317 | Sub_sector | International transport | International aviation | Transport (int. aviation) | Energetic | transport_int_aviation_final_demand_coal | Solids | EU | Energy demand | 0 | FEC
DK | TYNDP2026 | NT | 2050 | TWh | 318 | Sub_sector | International transport | International aviation | Transport (int. aviation) | Energetic | transport_int_aviation_final_demand_oil | Liquids | EU | Energy demand | 11.2479 | FEC
DK | TYNDP2026 | NT | 2050 | TWh | 319 | Sub_sector | International transport | International aviation | Transport (int. aviation) | Energetic | transport_int_aviation_final_demand_other | Others | EU | Energy demand | 0 | FEC
DK | TYNDP2026 | NT | 2050 | TWh | 320 | Sub_sector | International transport | International aviation | Transport (int. aviation) | Energetic | transport_int_aviation_final_demand_ammonia | Ammonia | EU | Energy demand | 0 | FEC
DK | TYNDP2026 | NT | 2050 | TWh | 322 | Sub_sector | International transport | International shipping | Transport (int. shipping) | Energetic | transport_int_shipping_final_demand_electricity | Electricity | EU | Energy demand | 0 | not_included_in_FEC
DK | TYNDP2026 | NT | 2050 | TWh | 323 | Sub_sector | International transport | International shipping | Transport (int. shipping) | Energetic | transport_int_shipping_final_demand_hydrogen | Hydrogen | EU | Energy demand | 0 | not_included_in_FEC
DK | TYNDP2026 | NT | 2050 | TWh | 324 | Sub_sector | International transport | International shipping | Transport (int. shipping) | Energetic | transport_int_shipping_final_demand_methane | Methane | EU | Energy demand | 0.25044 | not_included_in_FEC
DK | TYNDP2026 | NT | 2050 | TWh | 325 | Sub_sector | International transport | International shipping | Transport (int. shipping) | Energetic | transport_int_shipping_final_demand_heat | Heat | EU | Energy demand | 0 | not_included_in_FEC
DK | TYNDP2026 | NT | 2050 | TWh | 326 | Sub_sector | International transport | International shipping | Transport (int. shipping) | Energetic | transport_int_shipping_final_demand_biofuels | Biomass | EU | Energy demand | 0 | not_included_in_FEC
DK | TYNDP2026 | NT | 2050 | TWh | 327 | Sub_sector | International transport | International shipping | Transport (int. shipping) | Energetic | transport_int_shipping_final_demand_coal | Solids | EU | Energy demand | 0 | not_included_in_FEC
DK | TYNDP2026 | NT | 2050 | TWh | 328 | Sub_sector | International transport | International shipping | Transport (int. shipping) | Energetic | transport_int_shipping_final_demand_oil | Liquids | EU | Energy demand | 8.0974 | not_included_in_FEC
DK | TYNDP2026 | NT | 2050 | TWh | 329 | Sub_sector | International transport | International shipping | Transport (int. shipping) | Energetic | transport_int_shipping_final_demand_other | Others | EU | Energy demand | 0 | not_included_in_FEC
DK | TYNDP2026 | NT | 2050 | TWh | 330 | Sub_sector | International transport | International shipping | Transport (int. shipping) | Energetic | transport_int_shipping_final_demand_ammonia | Ammonia | EU | Energy demand | 0 | not_included_in_FEC
DK | TYNDP2026 | NT | 2050 | TWh | 332 | Sub_sector | Households | Space heating | Households (heating) | Energetic | households_heating_final_demand_electricity | Electricity | EU | Energy demand | 1.9891 | FEC
DK | TYNDP2026 | NT | 2050 | TWh | 333 | Sub_sector | Households | Space heating | Households (heating) | Energetic | households_heating_final_demand_hydrogen | Hydrogen | EU | Energy demand | 0 | FEC
DK | TYNDP2026 | NT | 2050 | TWh | 334 | Sub_sector | Households | Space heating | Households (heating) | Energetic | households_heating_final_demand_methane | Methane | EU | Energy demand | 0.02342 | FEC
DK | TYNDP2026 | NT | 2050 | TWh | 335 | Sub_sector | Households | Space heating | Households (heating) | Energetic | households_heating_final_demand_heat | Heat | EU | Energy demand | 14.6096 | FEC
DK | TYNDP2026 | NT | 2050 | TWh | 336 | Sub_sector | Households | Space heating | Households (heating) | Energetic | households_heating_final_demand_biomass | Biomass | EU | Energy demand | 2.017 | FEC
DK | TYNDP2026 | NT | 2050 | TWh | 337 | Sub_sector | Households | Space heating | Households (heating) | Energetic | households_heating_final_demand_coal | Solids | EU | Energy demand | 0 | FEC
DK | TYNDP2026 | NT | 2050 | TWh | 338 | Sub_sector | Households | Space heating | Households (heating) | Energetic | households_heating_final_demand_oil | Liquids | EU | Energy demand | 0.14741 | FEC
DK | TYNDP2026 | NT | 2050 | TWh | 339 | Sub_sector | Households | Space heating | Households (heating) | Energetic | households_heating_final_demand_other | Others | EU | Energy demand | 0 | FEC
DK | TYNDP2026 | NT | 2050 | TWh | 340 | Sub_sector | Households | Space heating | Households (heating) | Energetic | households_heating_final_demand_ammonia | Ammonia | EU | Energy demand | 0 | FEC
DK | TYNDP2026 | NT | 2050 | TWh | 343 | Sub_sector | Households | Cooling | Households (cooling) | Energetic | households_cooling_final_demand_electricity | Electricity | EU | Energy demand | 0 | FEC
DK | TYNDP2026 | NT | 2050 | TWh | 344 | Sub_sector | Households | Cooling | Households (cooling) | Energetic | households_cooling_final_demand_hydrogen | Hydrogen | EU | Energy demand | 0 | FEC
DK | TYNDP2026 | NT | 2050 | TWh | 345 | Sub_sector | Households | Cooling | Households (cooling) | Energetic | households_cooling_final_demand_methane | Methane | EU | Energy demand | 0 | FEC
DK | TYNDP2026 | NT | 2050 | TWh | 346 | Sub_sector | Households | Cooling | Households (cooling) | Energetic | households_cooling_final_demand_heat | Heat | EU | Energy demand | 0 | FEC
DK | TYNDP2026 | NT | 2050 | TWh | 347 | Sub_sector | Households | Cooling | Households (cooling) | Energetic | households_cooling_final_demand_biomass | Biomass | EU | Energy demand | 0 | FEC
DK | TYNDP2026 | NT | 2050 | TWh | 348 | Sub_sector | Households | Cooling | Households (cooling) | Energetic | households_cooling_final_demand_coal | Solids | EU | Energy demand | 0 | FEC
DK | TYNDP2026 | NT | 2050 | TWh | 349 | Sub_sector | Households | Cooling | Households (cooling) | Energetic | households_cooling_final_demand_oil | Liquids | EU | Energy demand | 0 | FEC
DK | TYNDP2026 | NT | 2050 | TWh | 350 | Sub_sector | Households | Cooling | Households (cooling) | Energetic | households_cooling_final_demand_other | Others | EU | Energy demand | 0 | FEC
DK | TYNDP2026 | NT | 2050 | TWh | 351 | Sub_sector | Households | Cooling | Households (cooling) | Energetic | households_cooling_final_demand_ammonia | Ammonia | EU | Energy demand | 0 | FEC
DK | TYNDP2026 | NT | 2050 | TWh | 354 | Sub_sector | Households | Hot water | Households (hot water) | Energetic | households_hot_water_final_demand_electricity | Electricity | EU | Energy demand | 1.4987 | FEC
DK | TYNDP2026 | NT | 2050 | TWh | 355 | Sub_sector | Households | Hot water | Households (hot water) | Energetic | households_hot_water_final_demand_hydrogen | Hydrogen | EU | Energy demand | 0 | FEC
DK | TYNDP2026 | NT | 2050 | TWh | 356 | Sub_sector | Households | Hot water | Households (hot water) | Energetic | households_hot_water_final_demand_methane | Methane | EU | Energy demand | 0.01393 | FEC
DK | TYNDP2026 | NT | 2050 | TWh | 357 | Sub_sector | Households | Hot water | Households (hot water) | Energetic | households_hot_water_final_demand_heat | Heat | EU | Energy demand | 7.3089 | FEC
DK | TYNDP2026 | NT | 2050 | TWh | 358 | Sub_sector | Households | Hot water | Households (hot water) | Energetic | households_hot_water_final_demand_biomass | Biomass | EU | Energy demand | 1.009 | FEC
DK | TYNDP2026 | NT | 2050 | TWh | 359 | Sub_sector | Households | Hot water | Households (hot water) | Energetic | households_hot_water_final_demand_coal | Solids | EU | Energy demand | 0 | FEC
DK | TYNDP2026 | NT | 2050 | TWh | 360 | Sub_sector | Households | Hot water | Households (hot water) | Energetic | households_hot_water_final_demand_oil | Liquids | EU | Energy demand | 0.073745 | FEC
DK | TYNDP2026 | NT | 2050 | TWh | 361 | Sub_sector | Households | Hot water | Households (hot water) | Energetic | households_hot_water_final_demand_other | Others | EU | Energy demand | 0 | FEC
DK | TYNDP2026 | NT | 2050 | TWh | 362 | Sub_sector | Households | Hot water | Households (hot water) | Energetic | households_hot_water_final_demand_ammonia | Ammonia | EU | Energy demand | 0 | FEC
DK | TYNDP2026 | NT | 2050 | TWh | 365 | Sub_sector | Households | Appliances | Households (appliances) | Energetic | households_appliances_final_demand_electricity | Electricity | EU | Energy demand | 6.8293 | FEC
DK | TYNDP2026 | NT | 2050 | TWh | 366 | Sub_sector | Households | Appliances | Households (appliances) | Energetic | households_appliances_final_demand_hydrogen | Hydrogen | EU | Energy demand | 0 | FEC
DK | TYNDP2026 | NT | 2050 | TWh | 367 | Sub_sector | Households | Appliances | Households (appliances) | Energetic | households_appliances_final_demand_methane | Methane | EU | Energy demand | 0.027126 | FEC
DK | TYNDP2026 | NT | 2050 | TWh | 368 | Sub_sector | Households | Appliances | Households (appliances) | Energetic | households_appliances_final_demand_heat | Heat | EU | Energy demand | 0 | FEC
DK | TYNDP2026 | NT | 2050 | TWh | 369 | Sub_sector | Households | Appliances | Households (appliances) | Energetic | households_appliances_final_demand_biomass | Biomass | EU | Energy demand | 0 | FEC
DK | TYNDP2026 | NT | 2050 | TWh | 370 | Sub_sector | Households | Appliances | Households (appliances) | Energetic | households_appliances_final_demand_coal | Solids | EU | Energy demand | 0 | FEC
DK | TYNDP2026 | NT | 2050 | TWh | 371 | Sub_sector | Households | Appliances | Households (appliances) | Energetic | households_appliances_final_demand_oil | Liquids | EU | Energy demand | 0 | FEC
DK | TYNDP2026 | NT | 2050 | TWh | 372 | Sub_sector | Households | Appliances | Households (appliances) | Energetic | households_appliances_final_demand_other | Others | EU | Energy demand | 0 | FEC
DK | TYNDP2026 | NT | 2050 | TWh | 373 | Sub_sector | Households | Appliances | Households (appliances) | Energetic | households_appliances_final_demand_ammonia | Ammonia | EU | Energy demand | 0 | FEC
DK | TYNDP2026 | NT | 2050 | TWh | 375 | Sub_sector | Buildings | Space heating | Buildings (heat) | Energetic | buildings_heat_final_demand_electricity | Electricity | EU | Energy demand | 0.82255 | FEC
DK | TYNDP2026 | NT | 2050 | TWh | 376 | Sub_sector | Buildings | Space heating | Buildings (heat) | Energetic | buildings_heat_final_demand_hydrogen | Hydrogen | EU | Energy demand | 0 | FEC
DK | TYNDP2026 | NT | 2050 | TWh | 377 | Sub_sector | Buildings | Space heating | Buildings (heat) | Energetic | buildings_heat_final_demand_methane | Methane | EU | Energy demand | 0.044177 | FEC
DK | TYNDP2026 | NT | 2050 | TWh | 378 | Sub_sector | Buildings | Space heating | Buildings (heat) | Energetic | buildings_heat_final_demand_heat | Heat | EU | Energy demand | 12.5856 | FEC
DK | TYNDP2026 | NT | 2050 | TWh | 379 | Sub_sector | Buildings | Space heating | Buildings (heat) | Energetic | buildings_heat_final_demand_biomass | Biomass | EU | Energy demand | 0.057484 | FEC
DK | TYNDP2026 | NT | 2050 | TWh | 380 | Sub_sector | Buildings | Space heating | Buildings (heat) | Energetic | buildings_heat_final_demand_coal | Solids | EU | Energy demand | 0 | FEC
DK | TYNDP2026 | NT | 2050 | TWh | 381 | Sub_sector | Buildings | Space heating | Buildings (heat) | Energetic | buildings_heat_final_demand_oil | Liquids | EU | Energy demand | 0.055456 | FEC
DK | TYNDP2026 | NT | 2050 | TWh | 382 | Sub_sector | Buildings | Space heating | Buildings (heat) | Energetic | buildings_heat_final_demand_other | Others | EU | Energy demand | 0 | FEC
DK | TYNDP2026 | NT | 2050 | TWh | 383 | Sub_sector | Buildings | Space heating | Buildings (heat) | Energetic | buildings_heat_final_demand_ammonia | Ammonia | EU | Energy demand | 0 | FEC
DK | TYNDP2026 | NT | 2050 | TWh | 386 | Sub_sector | Buildings | Cooling | Buildings (cooling) | Energetic | buildings_cooling_final_demand_electricity | Electricity | EU | Energy demand | 0.4654 | FEC
DK | TYNDP2026 | NT | 2050 | TWh | 387 | Sub_sector | Buildings | Cooling | Buildings (cooling) | Energetic | buildings_cooling_final_demand_hydrogen | Hydrogen | EU | Energy demand | 0 | FEC
DK | TYNDP2026 | NT | 2050 | TWh | 388 | Sub_sector | Buildings | Cooling | Buildings (cooling) | Energetic | buildings_cooling_final_demand_methane | Methane | EU | Energy demand | 0.0022768 | FEC
DK | TYNDP2026 | NT | 2050 | TWh | 389 | Sub_sector | Buildings | Cooling | Buildings (cooling) | Energetic | buildings_cooling_final_demand_heat | Heat | EU | Energy demand | 0 | FEC
DK | TYNDP2026 | NT | 2050 | TWh | 390 | Sub_sector | Buildings | Cooling | Buildings (cooling) | Energetic | buildings_cooling_final_demand_biomass | Biomass | EU | Energy demand | 0 | FEC
DK | TYNDP2026 | NT | 2050 | TWh | 391 | Sub_sector | Buildings | Cooling | Buildings (cooling) | Energetic | buildings_cooling_final_demand_coal | Solids | EU | Energy demand | 0 | FEC
DK | TYNDP2026 | NT | 2050 | TWh | 392 | Sub_sector | Buildings | Cooling | Buildings (cooling) | Energetic | buildings_cooling_final_demand_oil | Liquids | EU | Energy demand | 0 | FEC
DK | TYNDP2026 | NT | 2050 | TWh | 393 | Sub_sector | Buildings | Cooling | Buildings (cooling) | Energetic | buildings_cooling_final_demand_other | Others | EU | Energy demand | 0 | FEC
DK | TYNDP2026 | NT | 2050 | TWh | 394 | Sub_sector | Buildings | Cooling | Buildings (cooling) | Energetic | buildings_cooling_final_demand_ammonia | Ammonia | EU | Energy demand | 0 | FEC
DK | TYNDP2026 | NT | 2050 | TWh | 397 | Sub_sector | Buildings | Appliances | Buildings (appliances) | Energetic | buildings_appliances_final_demand_electricity | Electricity | EU | Energy demand | 10.7582 | FEC
DK | TYNDP2026 | NT | 2050 | TWh | 398 | Sub_sector | Buildings | Appliances | Buildings (appliances) | Energetic | buildings_appliances_final_demand_hydrogen | Hydrogen | EU | Energy demand | 0 | FEC
DK | TYNDP2026 | NT | 2050 | TWh | 399 | Sub_sector | Buildings | Appliances | Buildings (appliances) | Energetic | buildings_appliances_final_demand_methane | Methane | EU | Energy demand | 0.75029 | FEC
DK | TYNDP2026 | NT | 2050 | TWh | 400 | Sub_sector | Buildings | Appliances | Buildings (appliances) | Energetic | buildings_appliances_final_demand_heat | Heat | EU | Energy demand | 0 | FEC
DK | TYNDP2026 | NT | 2050 | TWh | 401 | Sub_sector | Buildings | Appliances | Buildings (appliances) | Energetic | buildings_appliances_final_demand_biomass | Biomass | EU | Energy demand | 0 | FEC
DK | TYNDP2026 | NT | 2050 | TWh | 402 | Sub_sector | Buildings | Appliances | Buildings (appliances) | Energetic | buildings_appliances_final_demand_coal | Solids | EU | Energy demand | 0 | FEC
DK | TYNDP2026 | NT | 2050 | TWh | 403 | Sub_sector | Buildings | Appliances | Buildings (appliances) | Energetic | buildings_appliances_final_demand_oil | Liquids | EU | Energy demand | 0 | FEC
DK | TYNDP2026 | NT | 2050 | TWh | 404 | Sub_sector | Buildings | Appliances | Buildings (appliances) | Energetic | buildings_appliances_final_demand_other | Others | EU | Energy demand | 0 | FEC
DK | TYNDP2026 | NT | 2050 | TWh | 405 | Sub_sector | Buildings | Appliances | Buildings (appliances) | Energetic | buildings_appliances_final_demand_ammonia | Ammonia | EU | Energy demand | 0 | FEC
DK | TYNDP2026 | NT | 2050 | TWh | 407 | Sub_sector | Buildings | Datacenters | Datacenters & ICT | Energetic | datacentres_final_demand_electricity_energetic | Electricity | EU | Energy demand | 28.97 | FEC
DK | TYNDP2026 | NT | 2050 | TWh | 408 | Sub_sector | Buildings | Datacenters | Datacenters & ICT | Energetic | datacentres_final_demand_hydrogen_energetic | Hydrogen | EU | Energy demand | 0 | FEC
DK | TYNDP2026 | NT | 2050 | TWh | 409 | Sub_sector | Buildings | Datacenters | Datacenters & ICT | Energetic | datacentres_final_demand_methane_energetic | Methane | EU | Energy demand | 0 | FEC
DK | TYNDP2026 | NT | 2050 | TWh | 410 | Sub_sector | Buildings | Datacenters | Datacenters & ICT | Energetic | datacentres_final_demand_heat_energetic | Heat | EU | Energy demand | 0 | FEC
DK | TYNDP2026 | NT | 2050 | TWh | 411 | Sub_sector | Buildings | Datacenters | Datacenters & ICT | Energetic | datacentres_final_demand_biomass_energetic | Biomass | EU | Energy demand | 0 | FEC
DK | TYNDP2026 | NT | 2050 | TWh | 412 | Sub_sector | Buildings | Datacenters | Datacenters & ICT | Energetic | datacentres_final_demand_coal_energetic | Solids | EU | Energy demand | 0 | FEC
DK | TYNDP2026 | NT | 2050 | TWh | 413 | Sub_sector | Buildings | Datacenters | Datacenters & ICT | Energetic | datacentres_final_demand_oil_energetic | Liquids | EU | Energy demand | 0 | FEC
DK | TYNDP2026 | NT | 2050 | TWh | 414 | Sub_sector | Buildings | Datacenters | Datacenters & ICT | Energetic | datacentres_final_demand_other_energetic | Others | EU | Energy demand | 0 | FEC
DK | TYNDP2026 | NT | 2050 | TWh | 415 | Sub_sector | Buildings | Datacenters | Datacenters & ICT | Energetic | datacentres_final_demand_ammonia_energetic | Ammonia | EU | Energy demand | 0 | FEC
DK | TYNDP2026 | NT | 2050 | TWh | 417 | Sub_sector | Transport | Others_Sector | Others_Sector | Energetic | other_final_demand_electricity_energetic | Electricity | EU | Energy demand | 0 | FEC
DK | TYNDP2026 | NT | 2050 | TWh | 418 | Sub_sector | Transport | Others_Sector | Others_Sector | Energetic | other_final_demand_hydrogen_energetic | Hydrogen | EU | Energy demand | 0 | FEC
DK | TYNDP2026 | NT | 2050 | TWh | 419 | Sub_sector | Transport | Pipeline Transport | Others_Sector | Energetic | other_final_demand_methane_energetic | Methane | EU | Energy demand | 0.074187 | FEC
DK | TYNDP2026 | NT | 2050 | TWh | 420 | Sub_sector | Transport | Others_Sector | Others_Sector | Energetic | other_final_demand_heat_energetic | Heat | EU | Energy demand | 0 | FEC
DK | TYNDP2026 | NT | 2050 | TWh | 421 | Sub_sector | Transport | Others_Sector | Others_Sector | Energetic | other_final_demand_biomass_energetic | Biomass | EU | Energy demand | 0 | FEC
DK | TYNDP2026 | NT | 2050 | TWh | 422 | Sub_sector | Transport | Others_Sector | Others_Sector | Energetic | other_final_demand_coal_energetic | Solids | EU | Energy demand | 0 | FEC
DK | TYNDP2026 | NT | 2050 | TWh | 423 | Sub_sector | Transport | Others_Sector | Others_Sector | Energetic | other_final_demand_oil_energetic | Liquids | EU | Energy demand | 0.56525 | FEC
DK | TYNDP2026 | NT | 2050 | TWh | 424 | Sub_sector | Others_Sector | Others_Sector | Others_Sector | Non-energetic | other_final_demand_oil_non_energetic | Liquids | EU | Energy demand | 0.65469 | not_included_in_FEC
DK | TYNDP2026 | NT | 2050 | TWh | 425 | Sub_sector | Transport | Others_Sector | Others_Sector | Energetic | other_final_demand_other_energetic | Others | EU | Energy demand | 0 | FEC
DK | TYNDP2026 | NT | 2050 | TWh | 426 | Sub_sector | Transport | Others_Sector | Others_Sector | Energetic | other_final_demand_ammonia_energetic | Ammonia | EU | Energy demand | 0 | FEC
DK | TYNDP2026 | NT | 2050 | TWh | 427 | Sub_sector | Industry | Surplus_Heat_in_Industry | Surplus_Heat_in_Industry | Energetic | final_demand_of_industry_unused_local_production_steam_hot_water | Heat | EU | Energy demand | 0 | FEC
DK | TYNDP2026 | NT | 2050 | TWh | 429 | Sub_sector | Agriculture | Total | Agriculture | Energetic | agriculture_final_demand_electricity_energetic | Electricity | EU | Energy demand | 1.8827 | FEC
DK | TYNDP2026 | NT | 2050 | TWh | 430 | Sub_sector | Agriculture | Total | Agriculture | Energetic | agriculture_final_demand_hydrogen_energetic | Hydrogen | EU | Energy demand | 0 | FEC
DK | TYNDP2026 | NT | 2050 | TWh | 431 | Sub_sector | Agriculture | Total | Agriculture | Energetic | agriculture_final_demand_methane_energetic | Methane | EU | Energy demand | 0.0027589 | FEC
DK | TYNDP2026 | NT | 2050 | TWh | 432 | Sub_sector | Agriculture | Total | Agriculture | Energetic | agriculture_final_demand_heat_energetic | Heat | EU | Energy demand | 0.5115 | FEC
DK | TYNDP2026 | NT | 2050 | TWh | 433 | Sub_sector | Agriculture | Total | Agriculture | Energetic | agriculture_final_demand_biomass_energetic | Biomass | EU | Energy demand | 0.6723 | FEC
DK | TYNDP2026 | NT | 2050 | TWh | 434 | Sub_sector | Agriculture | Total | Agriculture | Energetic | agriculture_final_demand_coal_energetic | Solids | EU | Energy demand | 0 | FEC
DK | TYNDP2026 | NT | 2050 | TWh | 435 | Sub_sector | Agriculture | Total | Agriculture | Energetic | agriculture_final_demand_oil_energetic | Liquids | EU | Energy demand | 0.90045 | FEC
DK | TYNDP2026 | NT | 2050 | TWh | 436 | Sub_sector | Agriculture | Total | Agriculture | Energetic | agriculture_final_demand_other_energetic | Others | EU | Energy demand | 0 | FEC
DK | TYNDP2026 | NT | 2050 | TWh | 437 | Sub_sector | Agriculture | Total | Agriculture | Energetic | agriculture_final_demand_ammonia_energetic | Ammonia | EU | Energy demand | 0 | FEC
DK | TYNDP2026 | NT | 2050 | TWh | 447 | Sub_sector | Buildings | Surplus Energy | Buildings | Energetic | GAP | Electricity | EU | Energy demand | 0 | FEC
DK | TYNDP2026 | NT | 2050 | TWh | 448 | Sub_sector | Buildings | Surplus Energy | Buildings | Energetic | GAP | Hydrogen | EU | Energy demand | 0 | FEC
DK | TYNDP2026 | NT | 2050 | TWh | 449 | Sub_sector | Buildings | Surplus Energy | Buildings | Energetic | GAP | Methane | EU | Energy demand | 0 | FEC
DK | TYNDP2026 | NT | 2050 | TWh | 450 | Sub_sector | Buildings | Surplus Energy | Buildings | Energetic | GAP | Heat | EU | Energy demand | 0 | FEC
DK | TYNDP2026 | NT | 2050 | TWh | 451 | Sub_sector | Buildings | Surplus Energy | Buildings | Energetic | GAP | Biomass | EU | Energy demand | 0.051444 | FEC
DK | TYNDP2026 | NT | 2050 | TWh | 452 | Sub_sector | Buildings | Surplus Energy | Buildings | Energetic | GAP | Solids | EU | Energy demand | 0 | FEC
DK | TYNDP2026 | NT | 2050 | TWh | 453 | Sub_sector | Buildings | Surplus Energy | Buildings | Energetic | GAP | Liquids | EU | Energy demand | 0.055224 | FEC
DK | TYNDP2026 | NT | 2050 | TWh | 454 | Sub_sector | Buildings | Surplus Energy | Buildings | Energetic | GAP | Others | EU | Energy demand | 0 | FEC
DK | TYNDP2026 | NT | 2050 | TWh | 455 | Sub_sector | Buildings | Surplus Energy | Buildings | Energetic | GAP | Ammonia | EU | Energy demand | 0 | FEC
DK | TYNDP2026 | NT | 2050 | TWh | 456 | Sub_sector | Households | Surplus Energy | Households | Energetic | GAP | Electricity | EU | Energy demand | 0 | FEC
DK | TYNDP2026 | NT | 2050 | TWh | 457 | Sub_sector | Households | Surplus Energy | Households | Energetic | GAP | Hydrogen | EU | Energy demand | 0 | FEC
DK | TYNDP2026 | NT | 2050 | TWh | 458 | Sub_sector | Households | Surplus Energy | Households | Energetic | GAP | Methane | EU | Energy demand | 0 | FEC
DK | TYNDP2026 | NT | 2050 | TWh | 459 | Sub_sector | Households | Surplus Energy | Households | Energetic | GAP | Heat | EU | Energy demand | 0 | FEC
DK | TYNDP2026 | NT | 2050 | TWh | 460 | Sub_sector | Households | Surplus Energy | Households | Energetic | GAP | Biomass | EU | Energy demand | 0 | FEC
DK | TYNDP2026 | NT | 2050 | TWh | 461 | Sub_sector | Households | Surplus Energy | Households | Energetic | GAP | Solids | EU | Energy demand | 0 | FEC
DK | TYNDP2026 | NT | 2050 | TWh | 462 | Sub_sector | Households | Surplus Energy | Households | Energetic | GAP | Liquids | EU | Energy demand | 0 | FEC
DK | TYNDP2026 | NT | 2050 | TWh | 463 | Sub_sector | Households | Surplus Energy | Households | Energetic | GAP | Others | EU | Energy demand | 0 | FEC
DK | TYNDP2026 | NT | 2050 | TWh | 464 | Sub_sector | Households | Surplus Energy | Households | Energetic | GAP | Ammonia | EU | Energy demand | 0 | FEC
DK | TYNDP2026 | HEV | 2035 | TWh | 102 | Sub_sector | Industry | Aluminium | Industry (aluminium) | Energetic | industry_aluminium_demand_electricity_energetic | Electricity | EU | Energy demand | 0 | FEC
DK | TYNDP2026 | HEV | 2035 | TWh | 103 | Sub_sector | Industry | Aluminium | Industry (aluminium) | Energetic | industry_aluminium_demand_hydrogen_energetic | Hydrogen | EU | Energy demand | 0 | FEC
DK | TYNDP2026 | HEV | 2035 | TWh | 104 | Sub_sector | Industry | Aluminium | Industry (aluminium) | Energetic | industry_aluminium_demand_methane_energetic | Methane | EU | Energy demand | 0 | FEC
DK | TYNDP2026 | HEV | 2035 | TWh | 105 | Sub_sector | Industry | Aluminium | Industry (aluminium) | Energetic | industry_aluminium_demand_heat_energetic | Heat | EU | Energy demand | 0 | FEC
DK | TYNDP2026 | HEV | 2035 | TWh | 106 | Sub_sector | Industry | Aluminium | Industry (aluminium) | Energetic | industry_aluminium_demand_biomass_energetic | Biomass | EU | Energy demand | 0 | FEC
DK | TYNDP2026 | HEV | 2035 | TWh | 107 | Sub_sector | Industry | Aluminium | Industry (aluminium) | Energetic | industry_aluminium_demand_coal_energetic | Solids | EU | Energy demand | 0 | FEC
DK | TYNDP2026 | HEV | 2035 | TWh | 108 | Sub_sector | Industry | Aluminium | Industry (aluminium) | Energetic | industry_aluminium_demand_oil_energetic | Liquids | EU | Energy demand | 0 | FEC
DK | TYNDP2026 | HEV | 2035 | TWh | 109 | Sub_sector | Industry | Aluminium | Industry (aluminium) | Energetic | industry_aluminium_demand_others_energetic | Others | EU | Energy demand | 0 | FEC
DK | TYNDP2026 | HEV | 2035 | TWh | 110 | Sub_sector | Industry | Aluminium | Industry (aluminium) | Energetic | industry_ammonia_demand_others_energetic | Ammonia | EU | Energy demand | 0 | FEC
DK | TYNDP2026 | HEV | 2035 | TWh | 112 | Sub_sector | Industry | Chemicals | Industry (chemicals, energetic) | Energetic | industry_chemical_demand_electricity_energetic | Electricity | EU | Energy demand | 0 | FEC
DK | TYNDP2026 | HEV | 2035 | TWh | 113 | Sub_sector | Industry | Chemicals | Industry (chemicals, energetic) | Energetic | industry_chemical_demand_hydrogen_energetic | Hydrogen | EU | Energy demand | 0 | FEC
DK | TYNDP2026 | HEV | 2035 | TWh | 114 | Sub_sector | Industry | Chemicals | Industry (chemicals, energetic) | Energetic | industry_chemical_demand_methane_energetic | Methane | EU | Energy demand | 0 | FEC
DK | TYNDP2026 | HEV | 2035 | TWh | 115 | Sub_sector | Industry | Chemicals | Industry (chemicals, energetic) | Energetic | industry_chemical_demand_heat_energetic | Heat | EU | Energy demand | 0 | FEC
DK | TYNDP2026 | HEV | 2035 | TWh | 116 | Sub_sector | Industry | Chemicals | Industry (chemicals, energetic) | Energetic | industry_chemical_demand_biomass_energetic | Biomass | EU | Energy demand | 0 | FEC
DK | TYNDP2026 | HEV | 2035 | TWh | 117 | Sub_sector | Industry | Chemicals | Industry (chemicals, energetic) | Energetic | industry_chemical_demand_coal_energetic | Solids | EU | Energy demand | 0 | FEC
DK | TYNDP2026 | HEV | 2035 | TWh | 118 | Sub_sector | Industry | Chemicals | Industry (chemicals, energetic) | Energetic | industry_chemical_demand_oil_energetic | Liquids | EU | Energy demand | 0 | FEC
DK | TYNDP2026 | HEV | 2035 | TWh | 119 | Sub_sector | Industry | Chemicals | Industry (chemicals, energetic) | Energetic | industry_chemical_demand_others_energetic | Others | EU | Energy demand | 0 | FEC
DK | TYNDP2026 | HEV | 2035 | TWh | 120 | Sub_sector | Industry | Chemicals | Industry (chemicals, energetic) | Energetic | industry_chemical_demand_ammonia_energetic | Ammonia | EU | Energy demand | 0 | FEC
DK | TYNDP2026 | HEV | 2035 | TWh | 122 | Sub_sector | Industry | Chemicals | Industry (chemicals, non-energetic) | Non-energetic | industry_chemical_demand_electricity_non_energetic | Electricity | EU | Energy demand | 0 | not_included_in_FEC
DK | TYNDP2026 | HEV | 2035 | TWh | 123 | Sub_sector | Industry | Chemicals | Industry (chemicals, non-energetic) | Non-energetic | industry_chemical_demand_hydrogen_non_energetic | Hydrogen | EU | Energy demand | 0 | not_included_in_FEC
DK | TYNDP2026 | HEV | 2035 | TWh | 124 | Sub_sector | Industry | Chemicals | Industry (chemicals, non-energetic) | Non-energetic | industry_chemical_demand_methane_non_energetic | Methane | EU | Energy demand | 0 | not_included_in_FEC
DK | TYNDP2026 | HEV | 2035 | TWh | 125 | Sub_sector | Industry | Chemicals | Industry (chemicals, non-energetic) | Non-energetic | industry_chemical_demand_heat_non_energetic | Heat | EU | Energy demand | 0 | not_included_in_FEC
DK | TYNDP2026 | HEV | 2035 | TWh | 126 | Sub_sector | Industry | Chemicals | Industry (chemicals, non-energetic) | Non-energetic | industry_chemical_demand_biomass_non_energetic | Biomass | EU | Energy demand | 0 | not_included_in_FEC
DK | TYNDP2026 | HEV | 2035 | TWh | 127 | Sub_sector | Industry | Chemicals | Industry (chemicals, non-energetic) | Non-energetic | industry_chemical_demand_coal_non_energetic | Solids | EU | Energy demand | 0 | not_included_in_FEC
DK | TYNDP2026 | HEV | 2035 | TWh | 128 | Sub_sector | Industry | Chemicals | Industry (chemicals, non-energetic) | Non-energetic | industry_chemical_demand_oil_non_energetic | Liquids | EU | Energy demand | 0 | not_included_in_FEC
DK | TYNDP2026 | HEV | 2035 | TWh | 129 | Sub_sector | Industry | Chemicals | Industry (chemicals, non-energetic) | Non-energetic | industry_chemical_demand_others_non_energetic | Others | EU | Energy demand | 0 | not_included_in_FEC
DK | TYNDP2026 | HEV | 2035 | TWh | 130 | Sub_sector | Industry | Chemicals | Industry (chemicals, non-energetic) | Non-energetic | industry_chemical_demand_ammonia_non_energetic | Ammonia | EU | Energy demand | 0 | not_included_in_FEC
DK | TYNDP2026 | HEV | 2035 | TWh | 132 | Sub_sector | Industry | Fertilizers | Industry (fertilizers, energetic) | Energetic | industry_fertilizers_demand_electricity_energetic | Electricity | EU | Energy demand | 0 | FEC
DK | TYNDP2026 | HEV | 2035 | TWh | 133 | Sub_sector | Industry | Fertilizers | Industry (fertilizers, energetic) | Energetic | industry_fertilizers_demand_hydrogen_energetic | Hydrogen | EU | Energy demand | 0 | FEC
DK | TYNDP2026 | HEV | 2035 | TWh | 134 | Sub_sector | Industry | Fertilizers | Industry (fertilizers, energetic) | Energetic | industry_fertilizers_demand_methane_energetic | Methane | EU | Energy demand | 0 | FEC
DK | TYNDP2026 | HEV | 2035 | TWh | 135 | Sub_sector | Industry | Fertilizers | Industry (fertilizers, energetic) | Energetic | industry_fertilizers_demand_heat_energetic | Heat | EU | Energy demand | 0 | FEC
DK | TYNDP2026 | HEV | 2035 | TWh | 136 | Sub_sector | Industry | Fertilizers | Industry (fertilizers, energetic) | Energetic | industry_fertilizers_demand_biomass_energetic | Biomass | EU | Energy demand | 0 | FEC
DK | TYNDP2026 | HEV | 2035 | TWh | 137 | Sub_sector | Industry | Fertilizers | Industry (fertilizers, energetic) | Energetic | industry_fertilizers_demand_coal_energetic | Solids | EU | Energy demand | 0 | FEC
DK | TYNDP2026 | HEV | 2035 | TWh | 138 | Sub_sector | Industry | Fertilizers | Industry (fertilizers, energetic) | Energetic | industry_fertilizers_demand_oil_energetic | Liquids | EU | Energy demand | 0 | FEC
DK | TYNDP2026 | HEV | 2035 | TWh | 139 | Sub_sector | Industry | Fertilizers | Industry (fertilizers, energetic) | Energetic | industry_fertilizers_demand_others_energetic | Others | EU | Energy demand | 0 | FEC
DK | TYNDP2026 | HEV | 2035 | TWh | 140 | Sub_sector | Industry | Fertilizers | Industry (fertilizers, energetic) | Energetic | industry_fertilizers_demand_ammonia_energetic | Ammonia | EU | Energy demand | 0 | FEC
DK | TYNDP2026 | HEV | 2035 | TWh | 142 | Sub_sector | Industry | Fertilizers | Industry (fertilizers, non-energetic) | Non-energetic | industry_fertilizers_demand_electricity_non_energetic | Electricity | EU | Energy demand | 0 | not_included_in_FEC
DK | TYNDP2026 | HEV | 2035 | TWh | 143 | Sub_sector | Industry | Fertilizers | Industry (fertilizers, non-energetic) | Non-energetic | industry_fertilizers_demand_hydrogen_non_energetic | Hydrogen | EU | Energy demand | 0 | not_included_in_FEC
DK | TYNDP2026 | HEV | 2035 | TWh | 144 | Sub_sector | Industry | Fertilizers | Industry (fertilizers, non-energetic) | Non-energetic | industry_fertilizers_demand_methane_non_energetic | Methane | EU | Energy demand | 0 | not_included_in_FEC
DK | TYNDP2026 | HEV | 2035 | TWh | 145 | Sub_sector | Industry | Fertilizers | Industry (fertilizers, non-energetic) | Non-energetic | industry_fertilizers_demand_heat_non_energetic | Heat | EU | Energy demand | 0 | not_included_in_FEC
DK | TYNDP2026 | HEV | 2035 | TWh | 146 | Sub_sector | Industry | Fertilizers | Industry (fertilizers, non-energetic) | Non-energetic | industry_fertilizers_demand_biomass_non_energetic | Biomass | EU | Energy demand | 0 | not_included_in_FEC
DK | TYNDP2026 | HEV | 2035 | TWh | 147 | Sub_sector | Industry | Fertilizers | Industry (fertilizers, non-energetic) | Non-energetic | industry_fertilizers_demand_coal_non_energetic | Solids | EU | Energy demand | 0 | not_included_in_FEC
DK | TYNDP2026 | HEV | 2035 | TWh | 148 | Sub_sector | Industry | Fertilizers | Industry (fertilizers, non-energetic) | Non-energetic | industry_fertilizers_demand_oil_non_energetic | Liquids | EU | Energy demand | 0 | not_included_in_FEC
DK | TYNDP2026 | HEV | 2035 | TWh | 149 | Sub_sector | Industry | Fertilizers | Industry (fertilizers, non-energetic) | Non-energetic | industry_fertilizers_demand_others_non_energetic | Others | EU | Energy demand | 0 | not_included_in_FEC
DK | TYNDP2026 | HEV | 2035 | TWh | 150 | Sub_sector | Industry | Fertilizers | Industry (fertilizers, non-energetic) | Non-energetic | industry_fertilizers_demand_ammonia_non_energetic | Ammonia | EU | Energy demand | 0 | not_included_in_FEC
DK | TYNDP2026 | HEV | 2035 | TWh | 152 | Sub_sector | Industry | Food | Industry (food) | Energetic | industry_food_demand_electricity_energetic | Electricity | EU | Energy demand | 0 | FEC
DK | TYNDP2026 | HEV | 2035 | TWh | 153 | Sub_sector | Industry | Food | Industry (food) | Energetic | industry_food_demand_hydrogen_energetic | Hydrogen | EU | Energy demand | 0 | FEC
DK | TYNDP2026 | HEV | 2035 | TWh | 154 | Sub_sector | Industry | Food | Industry (food) | Energetic | industry_food_demand_methane_energetic | Methane | EU | Energy demand | 0 | FEC
DK | TYNDP2026 | HEV | 2035 | TWh | 155 | Sub_sector | Industry | Food | Industry (food) | Energetic | industry_food_demand_heat_energetic | Heat | EU | Energy demand | 0 | FEC
DK | TYNDP2026 | HEV | 2035 | TWh | 156 | Sub_sector | Industry | Food | Industry (food) | Energetic | industry_food_demand_biomass_energetic | Biomass | EU | Energy demand | 0 | FEC
DK | TYNDP2026 | HEV | 2035 | TWh | 157 | Sub_sector | Industry | Food | Industry (food) | Energetic | industry_food_demand_coal_energetic | Solids | EU | Energy demand | 0 | FEC
DK | TYNDP2026 | HEV | 2035 | TWh | 158 | Sub_sector | Industry | Food | Industry (food) | Energetic | industry_food_demand_oil_energetic | Liquids | EU | Energy demand | 0 | FEC
DK | TYNDP2026 | HEV | 2035 | TWh | 159 | Sub_sector | Industry | Food | Industry (food) | Energetic | industry_food_demand_others_energetic | Others | EU | Energy demand | 0 | FEC
DK | TYNDP2026 | HEV | 2035 | TWh | 160 | Sub_sector | Industry | Food | Industry (food) | Energetic | industry_food_demand_ammonia_energetic | Ammonia | EU | Energy demand | 0 | FEC
DK | TYNDP2026 | HEV | 2035 | TWh | 162 | Sub_sector | Industry | Metals | Industry (metal) | Energetic | industry_metal_demand_electricity_energetic | Electricity | EU | Energy demand | 0 | FEC
DK | TYNDP2026 | HEV | 2035 | TWh | 163 | Sub_sector | Industry | Metals | Industry (metal) | Energetic | industry_metal_demand_hydrogen_energetic | Hydrogen | EU | Energy demand | 0 | FEC
DK | TYNDP2026 | HEV | 2035 | TWh | 164 | Sub_sector | Industry | Metals | Industry (metal) | Energetic | industry_metal_demand_methane_energetic | Methane | EU | Energy demand | 0 | FEC
DK | TYNDP2026 | HEV | 2035 | TWh | 165 | Sub_sector | Industry | Metals | Industry (metal) | Energetic | industry_metal_demand_heat_energetic | Heat | EU | Energy demand | 0 | FEC
DK | TYNDP2026 | HEV | 2035 | TWh | 166 | Sub_sector | Industry | Metals | Industry (metal) | Energetic | industry_metal_demand_biomass_energetic | Biomass | EU | Energy demand | 0 | FEC
DK | TYNDP2026 | HEV | 2035 | TWh | 167 | Sub_sector | Industry | Metals | Industry (metal) | Energetic | industry_metal_demand_coal_energetic | Solids | EU | Energy demand | 0 | FEC
DK | TYNDP2026 | HEV | 2035 | TWh | 168 | Sub_sector | Industry | Metals | Industry (metal) | Energetic | industry_metal_demand_oil_energetic | Liquids | EU | Energy demand | 0 | FEC
DK | TYNDP2026 | HEV | 2035 | TWh | 169 | Sub_sector | Industry | Metals | Industry (metal) | Energetic | industry_metal_demand_others_energetic | Others | EU | Energy demand | 0 | FEC
DK | TYNDP2026 | HEV | 2035 | TWh | 170 | Sub_sector | Industry | Metals | Industry (metal) | Energetic | industry_metal_demand_ammonia_energetic | Ammonia | EU | Energy demand | 0 | FEC
DK | TYNDP2026 | HEV | 2035 | TWh | 172 | Sub_sector | Industry | Others | Industry (other, energetic) | Energetic | industry_other_demand_electricity_energetic | Electricity | EU | Energy demand | 13.1313 | FEC
DK | TYNDP2026 | HEV | 2035 | TWh | 173 | Sub_sector | Industry | Others | Industry (other, energetic) | Energetic | industry_other_demand_hydrogen_energetic | Hydrogen | EU | Energy demand | 0 | FEC
DK | TYNDP2026 | HEV | 2035 | TWh | 174 | Sub_sector | Industry | Others | Industry (other, energetic) | Energetic | industry_other_demand_methane_energetic | Methane | EU | Energy demand | 6.8467 | FEC
DK | TYNDP2026 | HEV | 2035 | TWh | 175 | Sub_sector | Industry | Others | Industry (other, energetic) | Energetic | industry_other_demand_heat_energetic | Heat | EU | Energy demand | 1.7868 | FEC
DK | TYNDP2026 | HEV | 2035 | TWh | 176 | Sub_sector | Industry | Others | Industry (other, energetic) | Energetic | industry_other_demand_biomass_energetic | Biomass | EU | Energy demand | 2.9315 | FEC
DK | TYNDP2026 | HEV | 2035 | TWh | 177 | Sub_sector | Industry | Others | Industry (other, energetic) | Energetic | industry_other_demand_coal_energetic | Solids | EU | Energy demand | 0.25066 | FEC
DK | TYNDP2026 | HEV | 2035 | TWh | 178 | Sub_sector | Industry | Others | Industry (other, energetic) | Energetic | industry_other_demand_oil_energetic | Liquids | EU | Energy demand | 2.9719 | FEC
DK | TYNDP2026 | HEV | 2035 | TWh | 179 | Sub_sector | Industry | Others | Industry (other, energetic) | Energetic | industry_other_demand_others_energetic | Others | EU | Energy demand | 0 | FEC
DK | TYNDP2026 | HEV | 2035 | TWh | 180 | Sub_sector | Industry | Others | Industry (other, energetic) | Energetic | industry_other_demand_ammonia_energetic | Ammonia | EU | Energy demand | 0 | FEC
DK | TYNDP2026 | HEV | 2035 | TWh | 182 | Sub_sector | Industry | Others | Industry (other, non-energetic) | Non-energetic | industry_other_demand_electricity_non_energetic | Electricity | EU | Energy demand | 0 | not_included_in_FEC
DK | TYNDP2026 | HEV | 2035 | TWh | 183 | Sub_sector | Industry | Others | Industry (other, non-energetic) | Non-energetic | industry_other_demand_hydrogen_non_energetic | Hydrogen | EU | Energy demand | 0 | not_included_in_FEC
DK | TYNDP2026 | HEV | 2035 | TWh | 184 | Sub_sector | Industry | Others | Industry (other, non-energetic) | Non-energetic | industry_other_demand_methane_non_energetic | Methane | EU | Energy demand | 0 | not_included_in_FEC
DK | TYNDP2026 | HEV | 2035 | TWh | 185 | Sub_sector | Industry | Others | Industry (other, non-energetic) | Non-energetic | industry_other_demand_heat_non_energetic | Heat | EU | Energy demand | 0 | not_included_in_FEC
DK | TYNDP2026 | HEV | 2035 | TWh | 186 | Sub_sector | Industry | Others | Industry (other, non-energetic) | Non-energetic | industry_other_demand_biomass_non_energetic | Biomass | EU | Energy demand | 0 | not_included_in_FEC
DK | TYNDP2026 | HEV | 2035 | TWh | 187 | Sub_sector | Industry | Others | Industry (other, non-energetic) | Non-energetic | industry_other_demand_coal_non_energetic | Solids | EU | Energy demand | 0 | not_included_in_FEC
DK | TYNDP2026 | HEV | 2035 | TWh | 188 | Sub_sector | Industry | Others | Industry (other, non-energetic) | Non-energetic | industry_other_demand_oil_non_energetic | Liquids | EU | Energy demand | 0 | not_included_in_FEC
DK | TYNDP2026 | HEV | 2035 | TWh | 189 | Sub_sector | Industry | Others | Industry (other, non-energetic) | Non-energetic | industry_other_demand_others_non_energetic | Others | EU | Energy demand | 0 | not_included_in_FEC
DK | TYNDP2026 | HEV | 2035 | TWh | 190 | Sub_sector | Industry | Others | Industry (other, non-energetic) | Non-energetic | industry_other_demand_ammonia_non_energetic | Ammonia | EU | Energy demand | 0 | not_included_in_FEC
DK | TYNDP2026 | HEV | 2035 | TWh | 192 | Sub_sector | Industry | Paper | Industry (paper) | Energetic | industry_paper_demand_electricity_energetic | Electricity | EU | Energy demand | 0 | FEC
DK | TYNDP2026 | HEV | 2035 | TWh | 193 | Sub_sector | Industry | Paper | Industry (paper) | Energetic | industry_paper_demand_hydrogen_energetic | Hydrogen | EU | Energy demand | 0 | FEC
DK | TYNDP2026 | HEV | 2035 | TWh | 194 | Sub_sector | Industry | Paper | Industry (paper) | Energetic | industry_paper_demand_methane_energetic | Methane | EU | Energy demand | 0 | FEC
DK | TYNDP2026 | HEV | 2035 | TWh | 195 | Sub_sector | Industry | Paper | Industry (paper) | Energetic | industry_paper_demand_heat_energetic | Heat | EU | Energy demand | 0 | FEC
DK | TYNDP2026 | HEV | 2035 | TWh | 196 | Sub_sector | Industry | Paper | Industry (paper) | Energetic | industry_paper_demand_biomass_energetic | Biomass | EU | Energy demand | 0 | FEC
DK | TYNDP2026 | HEV | 2035 | TWh | 197 | Sub_sector | Industry | Paper | Industry (paper) | Energetic | industry_paper_demand_coal_energetic | Solids | EU | Energy demand | 0 | FEC
DK | TYNDP2026 | HEV | 2035 | TWh | 198 | Sub_sector | Industry | Paper | Industry (paper) | Energetic | industry_paper_demand_oil_energetic | Liquids | EU | Energy demand | 0 | FEC
DK | TYNDP2026 | HEV | 2035 | TWh | 199 | Sub_sector | Industry | Paper | Industry (paper) | Energetic | industry_paper_demand_others_energetic | Others | EU | Energy demand | 0 | FEC
DK | TYNDP2026 | HEV | 2035 | TWh | 200 | Sub_sector | Industry | Paper | Industry (paper) | Energetic | industry_paper_demand_ammonia_energetic | Ammonia | EU | Energy demand | 0 | FEC
DK | TYNDP2026 | HEV | 2035 | TWh | 202 | Sub_sector | Industry | Refineries | Industry (refineries, energetic) | Energetic | industry_refinery_demand_electricity_energetic | Electricity | EU | Energy demand | 0.34778 | not_included_in_FEC
DK | TYNDP2026 | HEV | 2035 | TWh | 203 | Sub_sector | Industry | Refineries | Industry (refineries, energetic) | Energetic | industry_refinery_demand_hydrogen_energetic | Hydrogen | EU | Energy demand | 0.16485 | not_included_in_FEC
DK | TYNDP2026 | HEV | 2035 | TWh | 204 | Sub_sector | Industry | Refineries | Industry (refineries, energetic) | Energetic | industry_refinery_demand_methane_energetic | Methane | EU | Energy demand | 0 | not_included_in_FEC
DK | TYNDP2026 | HEV | 2035 | TWh | 205 | Sub_sector | Industry | Refineries | Industry (refineries, energetic) | Energetic | industry_refinery_demand_heat_energetic | Heat | EU | Energy demand | 0.0020215 | not_included_in_FEC
DK | TYNDP2026 | HEV | 2035 | TWh | 206 | Sub_sector | Industry | Refineries | Industry (refineries, energetic) | Energetic | industry_refinery_demand_biomass_energetic | Biomass | EU | Energy demand | 0 | not_included_in_FEC
DK | TYNDP2026 | HEV | 2035 | TWh | 207 | Sub_sector | Industry | Refineries | Industry (refineries, energetic) | Energetic | industry_refinery_demand_coal_energetic | Solids | EU | Energy demand | 0 | not_included_in_FEC
DK | TYNDP2026 | HEV | 2035 | TWh | 208 | Sub_sector | Industry | Refineries | Industry (refineries, energetic) | Energetic | industry_refinery_demand_oil_energetic | Liquids | EU | Energy demand | 2.2544 | not_included_in_FEC
DK | TYNDP2026 | HEV | 2035 | TWh | 209 | Sub_sector | Industry | Refineries | Industry (refineries, energetic) | Energetic | industry_refinery_demand_others_energetic | Others | EU | Energy demand | 0 | not_included_in_FEC
DK | TYNDP2026 | HEV | 2035 | TWh | 210 | Sub_sector | Industry | Refineries | Industry (refineries, energetic) | Energetic | industry_refinery_demand_ammonia_energetic | Ammonia | EU | Energy demand | 0 | not_included_in_FEC